## ICGME-BM
A 1 ID SUPPLIER | B 2 TARIFNAME | A 3 VALIDITY | B 4 TARIFDATE ONLINE | A 5 BRAND | B 6 MANUFACTURER | A 7 RANGE | A 8 ID ARTICLE | A 9 ID ARTICLE INTERNAL | A 10 ID ARTICLE COMPLETE | A 11 GROSS PRICE IN EURO | B 12 GUIDE PRICE | A 13 PRICE UNIT | B 14 VAT CODE % | A 15 PACKAGE UNIT | A 16 LBL DESC DUTCH SHORT | A 17 LBL DESC FRENCH SHORT | A 18 LBL DESC GERMAN SHORT | C 19 LBL DESC ENGLISCH SHORT | B 20 PROD LIFE PHASE | B 21 PROD LIFE DAT | B 22 PROD MODIF TYPE | B 23 PRICE MODIF TYPE | B 24 ID ARTICLE SUBSTITUTION | B 25 ID ARTICLE PRECEDING | B 26 BEBAT CODE | A 27 BEBAT QUANTITY | A 28 RECUPEL CODE APPLIANCES | A 29 RECUPEL QUANTITY APPLIANCES | A 30 RECUPEL CODE LAMPS | A 31 RECUPEL QUANTITY LAMPS | A 32 RECUPEL CODE TORCHES | A 33 AUTHOR CODE | A 34 AUTHOR QUANTITY | A 35 SURCHARGE BRASS | A 36 SURCHARGE PVC | A 37 SURCHARGE LEAD | A 38 MINUMUM ORDER QUANTITY | A 39 EAN CODE A PIECE | A 40 MEASUREMENT UNIT CODE | A 41 WEIGHT UNIT CODE | A 42 WEIGHT PIECE | B 43 LENGHT PIECE | B 44 WIDTH PIECE | B 45 HIGTH PIECE | B 46 VOLUME PIECE | B 47 EAN CODE A BOX | B 48 CONTENT A BOX | A 49 WEIGHT BOX | B 50 LENGHT BOX | B 51 WIDTH BOX | B 52 HIGTH BOX | B 53 VOLUME BOX | B 54 EAN CODE OUTBOX | B 55 CONTENT OUTBOX | B 56 WEIGHT OUTBOX | B 57 LENGHT OUTBOX | B 58 WIDTH OUTBOX | B 59 HIGTH OUTBOX | B 60 VOLUME OUTBOX | B 61 EAN CODE A PALLET | B 62 CONTENT A PALLET | B 63 WEIGHT PALLET | B 64 LENGHT PALLET | B 65 WIDTH PALLET | B 66 HIGTH PALLET | B 67 VOLUME PALLET | B 68 SERVICE CODE | B 69 WARRANTY MONTHS | A 70 DELIVERY WORKDAYS | C 71 STOCK PRODUCT | A 72 KG CU/KM | A 73 COEFFICIENT | B 74 CABLE BEL CODE | B 75 LENGHT ON DRUM | B 76 WIDTH DRUM | B 77 DIAMETER DRUM | B 78 WEIGHT DRUM | B 79 DRUM - CHARGE - NO CHARGE | B 80 LENGHT ON COIL | B 81 WIDTH COIL | B 82 DIAMETER COIL | B 83 WEIGHT COIL | B 84 PRODUCT GROUP | B 85 DISCOUNT CODE | A 86 INTRASTAT CODE | A 87 INTRASTAT COUNTRY CODE | B 88 INTRASTAT COMPLEMENTARY UNIT CODE | B 89 INTRASTAT NUMBER OF COMPLEMENTARY UNITS | B 90 ICGME CODE TOP | B 91 ICGME CODE SUB | B 92 ICGME CODE | B 93 BELLIDIC CODE | B 94 ETIMCODE | B 95 ETIM CHARACTERISTIC | C 96 ETIM VALUE | C 97 ETIM VERSION | C 98 UNSPEC CODE | C 99 CAT PAGE | C 100 CAT VERSION | B 101 LBL DESC DUTCH LONG | B 102 LBL DESC FRENCH LONG | A 103 LBL DESC GERMAN LONG | A 104 LBL DESC ENGLISCH LONG | C 105 URL PROD PICTURE | B 106 URL PROD PICTURE ENVIRONMENT | B 107 URL CE CERTIFICATE | C 108 URL WARRANTY DUTCH | C 109 ULR WARRANTY FRENCH | C 110 URL WARRANTY GERMAN | C 111 URL WARRANTY ENGLISCH | C 112 URL ASSEMBLY PRESCRIPTION DUTCH | C 113 URL ASSEMBLY PRESCRIPTION FRENCH | C 114 URL ASSEMBLY PRESCRIPTION GERMAN | C 115 URL ASSEMBLY PRESCRIPTION ENGLISCH | C 116 URL SAFETY PRESCRIPTION DUTCH | C 117 URL SAFETY PRESCRIPTION FRENCH | C 118 URL SAFETY PRESCRIPTION GERMAN | C 119 URL SAFETY PRESCRIPTION ENGLISCH | C 120 URL TECHNICAL INFORMATION DUTCH | C 121 URL TECHNICAL INFORMATION FRENCH | B 122 URL TECHNICAL INFORMATION GERMAN | B 123 URL TECHNICAL INFORMATION ENGLISCH | B 124 URL OPERATING INSTRUCTIONS DUTCH | B 125 URL OPERATING INSTRUCTIONS FRENCH | C 126 URL OPERATING INSTRUCTIONS GERMAN | C 127 URL OPERATING INSTRUCTIONS ENGLISCH | C 128 URL SPECIFIC INFORMATION DUTCH | C 129 URL SPECIFIC INFORMATION FRENCH | C 130 URL SPECIFIC INFORMATION GERMAN | C 131 URL SPECIFIC INFORMATION ENGLICH | C 132 URL PROD SPECIFICATIONS DUTCH | C 133 URL PROD SPECIFICATIONS FRENCH | C 134 URL PROD SPECIFICATIONS GERMAN | C 135 URL PROD SPECIFICATIONS ENGLISCH
Schneider Electric | Schneider Electric | 01022021 |  | Schneider Electric |  | BM | 004600100 |  |  | 41.49 |  | 1 |  | 1 | STR100, Voeler T°, 1.8K | STR100, Sonde T°, 1.8K |  | SENSOR TEMP ROOM STR100 | [18 empty] | 1 | 7332552000546 | 0 |  | 89.8 | 12 | 9 | 3.8 | 410.4 | [23 empty] | 2 | Y | [12 empty] | FL1 | N8 | 9032900090 | [14 empty] | STR100, Temperatuurruimtevoeler | STR100, Sonde murale, température, 1.8K
Schneider Electric | Schneider Electric | 01022021 |  | Schneider Electric |  | BM | 004600110 |  |  | 41.86 |  | 1 |  | 1 | STR 100W, Voeler T°, Witte | STR 100W, Sonde T°, Bl |  | STR100W SENSOR TEMP ROOM STR100-W | [18 empty] | 1 | 7332552000553 | 0 |  | 90.2 | 12 | 9.1 | 3.8 | 414.96 | [23 empty] | 4 | N | [12 empty] | FL1 | N8 | 9032900090 | [14 empty] | STR100W, Temperatuurruimtevoeler, Wit | STR 100W, Sonde murale, température, 1.8K, blanche
Schneider Electric | Schneider Electric | 01022021 |  | Schneider Electric |  | BM | 004600200 |  |  | 81.83 |  | 1 |  | 1 | STR101, Voeler T°+ ind | STR101, Sonde T°+ ind |  | STR101 SENSOR TEMP ROOM STR101 | [18 empty] | 1 | 7332552000560 | 0 |  | 122.6 | 12 | 9 | 3.8 | 410.4 | [23 empty] | 2 | Y | [12 empty] | FL1 | N8 | 9032900090 | [14 empty] | STR101, Temperatuurruimtevoeler+Mode | STR101, Sonde murale, température + ind. mode, 1.8K
Schneider Electric | Schneider Electric | 01022021 |  | Schneider Electric |  | BM | 004600300 |  |  | 89.74 |  | 1 |  | 1 | STR102, Voeler T°+ ind+ setp. | STR102, Sonde T°+ ind+ consig |  | STR102 SENSOR TEMP ROOM STR102 | [18 empty] | 1 | 7332552000577 | 0 |  | 120 | 12 | 9.1 | 3.8 | 414.96 | [23 empty] | 2 | Y | [12 empty] | FL1 | N8 | 9032900090 | [14 empty] | STR102, Temperatuurruimtevoeler+Mode+Setpunt | STR102, Sonde murale, température + ind. mode + consigne, 1.8K
Schneider Electric | Schneider Electric | 01022021 |  | Schneider Electric |  | BM | 004600400 |  |  | 98.21 |  | 1 |  | 1 | STR104, Voeler T°+ ind + setp. + byp | STR104, Sonde T°+ ind + consig + byp |  | STR104 SENSOR TEMP ROOM STR104 | [18 empty] | 1 | 7332552000584 | 0 |  | 124.8 | 12 | 9 | 3.8 | 410.4 | [23 empty] | 2 | Y | [12 empty] | FL1 | N8 | 9032900090 | [14 empty] | STR104, Temperatuurruimtevoeler+Mode+Setpunt+Bypass | STR104, Sonde murale, temp. + ind. mode + consigne + bypass, 1.8K
Schneider Electric | Schneider Electric | 01022021 |  | Schneider Electric |  | BM | 004600500 |  |  | 116.83 |  | 1 |  | 1 | STR106, Voeler T°+ ind + setp. + byp + V | STR106, Sonde T°+ ind + consig + byp + V |  | STR106 SENSOR TEMP ROOM STR106 | [18 empty] | 1 | 7332552000591 | 0 |  | 126.6 | 12 | 9 | 3.8 | 410.4 | [23 empty] | 2 | Y | [12 empty] | FL1 | N8 | 9032900090 | [14 empty] | STR106, Temperatuurruimtevoeler+Mode+Setpunt+Bypass+Ventilator A-0-I-II-III | STR106, Sonde murale, temp. + ind. mode + consig + bypass + vit., 1.8K
Schneider Electric | Schneider Electric | 01022021 |  | Schneider Electric |  | BM | 004600600 |  |  | 116.83 |  | 1 |  | 1 | STR107, Voeler T°+ ind + setp. + byp+ A | STR107, Sonde T°+ ind + consig + byp+ A |  | STR107 SENSOR TEMP ROOM STR107 | [18 empty] | 1 | 7332552000607 | 0 |  | 126.2 | 12 | 9.1 | 3.8 | 414.96 | [23 empty] | 2 | Y | [12 empty] | FL1 | N8 | 9032900090 | [14 empty] | STR107, Temperatuurruimtevoeler+Mode+Setpunt+Bypass+Ventilator A-0-I | STR107, Sonde murale, temp. + ind mode + consig + bypass + Auto, 1.8K
Schneider Electric | Schneider Electric | 01022021 |  | Schneider Electric |  | BM | 004600800 |  |  | 116.83 |  | 1 |  | 1 | STR106B, Voeler T°+ ind + cons.+ byp + V | STR106B, Sonde T°+ ind + cons.+ byp + V |  | STR106B SENSOR TEMP ROOM STR106-B | [18 empty] | 1 | 7332552000621 | 0 |  | 126.8 | 12.1 | 9 | 3.8 | 413.82 | [23 empty] | 2 | Y | [12 empty] | FL1 | N8 | 9032900090 | [14 empty] | STR106, Temperatuurruimtevoeler+Mode+Setpunt+Bypass+Ventilator A-0-I-II-III | STR106B, Sonde murale, temp. + ind mode+ consig+ bypass+ vit vent, 1.8K
Schneider Electric | Schneider Electric | 01022021 |  | Schneider Electric |  | BM | 004600900 |  |  | 41.06 |  | 1 |  | 1 | STR106-3, Sond.T° Room | STR106-3, Sond.T° Room |  | SENSOR TEMP ROOM STR106-3 | [18 empty] | 1 | 7332552000638 | 0 |  | 121 | 12 | 9.1 | 3.8 | 414.96 | [23 empty] | 4 | N | [12 empty] | FL1 | N8 | 90329000 | [14 empty] | STR106-3, Temperatuurruimtevoeler+Mode+Setpunt+Bypass+Ventilator A-0-I-II-III | STR106-3, Sonde murale, temp. + ind mode+consig+bypass+ vit vent, 1.8K
Schneider Electric | Schneider Electric | 01022021 |  | Schneider Electric |  | BM | 004602800 |  |  | 152.82 |  | 1 |  | 1 | STR150, Voeler T° LCD, Xenta 122 | STR150, Sonde T° LCD, Xenta 122 |  | STR150 SENSOR TEMP ROOM STR150 | [18 empty] | 1 | 7332552000645 | 0 |  | 123.6 | 12 | 9 | 3.8 | 410.4 | [23 empty] | 2 | Y | [12 empty] | FL1 | N8 | 9032900090 | [14 empty] | STR150 LCD scherm, voor Xenta102/103/104/121/122 | STR150, Sonde murale, temp., LCD pour Xenta 122
Schneider Electric | Schneider Electric | 01022021 |  | Schneider Electric |  | BM | 004603000 |  |  | 42.33 |  | 1 |  | 1 | STR200, Voeler T°, XENTA 102AX | STR200, Sonde T°, XENTA 102AX |  | STR200 SENSOR TEMP ROOM STR200 | [18 empty] | 1 | 7332552000669 | 0 |  | 112.2 | 12.1 | 9.1 | 3.9 | 429.429 | [23 empty] | 4 | N | [12 empty] | FL1 | N8 | 9032900090 | [14 empty] | STR200, Temperatuurruimtevoeler, voor Xenta102AX | STR200, Sonde murale, température, pour XENTA 102AX
Schneider Electric | Schneider Electric | 01022021 |  | Schneider Electric |  | BM | 004603010 |  |  | 41.9 |  | 1 |  | 1 | STR200W, Voeler T°, XENTA 102AX, B | STR200W, Sonde T°, XENTA 102AX, B |  | STR200W SENSOR TEMP ROOM STR200-W | [18 empty] | 1 | 7332552000676 | 0 |  | 111.2 | 12 | 9 | 3.7 | 399.6 | [23 empty] | 4 | N | [12 empty] | FL1 | N8 | 9032900090 | [14 empty] | STR200W, Temperatuurruimtevoeler, Wit, voor Xenta102AX | STR200W, Sonde murale, température, pour XENTA 102AX, Blanc
Schneider Electric | Schneider Electric | 01022021 |  | Schneider Electric |  | BM | 004603200 |  |  | 61.94 |  | 1 |  | 1 | STR202, Voeler T°+ind + setp + byp | STR202, Sonde T°+ind + consig + byp |  | STR202 SENSOR TEMP ROOM STR202 | [18 empty] | 1 | 7332552000683 | 0 |  | 117.6 | 12 | 9.1 | 3.8 | 414.96 | [23 empty] | 4 | N | [12 empty] | FL1 | N8 | 9032900090 | [14 empty] | STR202, Temperatuurruimtevoeler+Setpunt+Bypass, voor Xenta102AX | STR202, Sonde murale, temp. +ind. mode + consig + bypass, pour Xenta 102AX
Schneider Electric | Schneider Electric | 01022021 |  | Schneider Electric |  | BM | 004603300 |  |  | 128.4 |  | 1 |  | 1 | STR250, Voeler T°, LCD, XENTA102AX | STR250, Sonde T°, LCD, XENTA102AX |  | STR250 SENSOR TEMP ROOM STR250 | [18 empty] | 1 | 7332552000690 | 0 |  | 125 | 12 | 9 | 3.8 | 410.4 | [23 empty] | 4 | N | [12 empty] | FL1 | N8 | 9032900090 | [14 empty] | STR250, LCD scherm, voor Xenta102AX | STR250, Sonde murale, température, LCD pour XENTA102AX
Schneider Electric | Schneider Electric | 01022021 |  | Schneider Electric |  | BM | 004604000 |  |  | 41.26 |  | 1 |  | 1 | STR600D, Voeler T°, 30K, SATCH | STR600D, Sonde T°, 30K, SATCH |  | STR600D SENSOR TEMP ROOM STR600D | [18 empty] | 1 | 7332552000706 | 0 |  | 90.4 | 12 | 9 | 3.8 | 410.4 | [23 empty] | 4 | N | [12 empty] | FL1 | N8 | 90329000 | [14 empty] | STR600D, Temperatuurruimtevoeler, 30K | STR600D, Sonde murale, température, 30K | [17 empty] | https://eref.se.com/be/nl/sis-tarif/product/004604000 | https://eref.se.com/be/fr/sis-tarif/product/004604000
Schneider Electric | Schneider Electric | 01022021 |  | Schneider Electric |  | BM | 004604100 |  |  | 41.49 |  | 1 |  | 1 | STR600, Voeler T°, SATCH | STR600, Sonde T°, SATCH |  | SENSOR TEMP ROOM STR600 | [18 empty] | 1 | 7332552000713 | 0 |  | 108.2 | 12 | 9.1 | 3.8 | 414.96 | [23 empty] | 4 | N | [12 empty] | FL1 | N8 | 9032900090 | [14 empty] | STR600, Temperatuurruimtevoeler | STR600, Sonde murale, température
Schneider Electric | Schneider Electric | 01022021 |  | Schneider Electric |  | BM | 004604200 |  |  | 74.68 |  | 1 |  | 1 | STR601, Voeler T°+ ind, 5.02K, SATCH | STR601, Sonde T°+ ind, 5.02K, SATCH |  | STR601 SENSOR TEMP ROOM STR601 | [18 empty] | 1 | 7332552000720 | 0 |  | 110.8 | 12.1 | 9.1 | 3.9 | 429.429 | [23 empty] | 4 | N | [12 empty] | FL1 | N8 | 90251900 | [14 empty] | STR601, Temperatuurruimtevoeler+Mode | STR601, Sonde murale, température +ind. mode, 5.02K
Schneider Electric | Schneider Electric | 01022021 |  | Schneider Electric |  | BM | 004604300 |  |  | 87.48 |  | 1 |  | 1 | STR602, Voeler T°+ setp, 5.02K, SATCH | STR602, Sonde T°+ consig, 5.02K, SATCH |  | STR602 SENSOR TEMP ROOM STR602 | [18 empty] | 1 | 7332552000737 | 0 |  | 112 | 12 | 9.1 | 3.8 | 414.96 | [23 empty] | 4 | N | [12 empty] | FL1 | N8 | 90251900 | [14 empty] | STR602, Temperatuurruimtevoeler+Setpunt | STR602, Sonde murale, température, consigne, 5.02K
Schneider Electric | Schneider Electric | 01022021 |  | Schneider Electric |  | BM | 004604400 |  |  | 113.87 |  | 1 |  | 1 | STR609, Voeler T° + ind + setp, SATCH | STR609, Sonde T° + ind + consig, SATCH |  | STR609 SENSOR TEMP ROOM STR609 | [18 empty] | 1 | 7332552000744 | 0 |  | 116 | 12 | 9.1 | 3.8 | 414.96 | [23 empty] | 4 | N | [12 empty] | FL1 | N8 | 90251900 | [14 empty] | STR609, Temperatuurruimtevoeler+Mode+Setpunt+Ventilator A-0-I | STR609, Sonde murale, température + indicateur mode + consigne
Schneider Electric | Schneider Electric | 01022021 |  | Schneider Electric |  | BM | 004604500 |  |  | 113.87 |  | 1 |  | 1 | STR610, Voeler T° + ind+ setp + V, SATCH | STR610, Sonde T° + ind+ con. + V, SATCH |  | STR610 SENSOR TEMP ROOM STR610 | [18 empty] | 1 | 7332552000751 | 0 |  | 120 | 12 | 9 | 3.8 | 410.4 | [23 empty] | 4 | N | [12 empty] | FL1 | N8 | 90251900 | [14 empty] | STR610, Temperatuurruimtevoeler+Mode+Setpunt+Ventilator A-0-I-II-III | STR610, Sonde murale, température + indicateur mode + consigne + vit vent
Schneider Electric | Schneider Electric | 01022021 |  | Schneider Electric |  | BM | 004604600 |  |  | 87.48 |  | 1 |  | 1 | STR611, Voeler T° + setp, SATCH | STR611, Sonde T° + consig, SATCH |  | STR611 SENSOR TEMP ROOM STR611 | [18 empty] | 1 | 7332552000768 | 0 |  | 110 | 12.1 | 9 | 4 | 435.6 | [23 empty] | 4 | N | [12 empty] | FL1 | N8 | 90251900 | [14 empty] | STR611, Temperatuurruimtevoeler+Setpunt | STR611, Sonde murale, température + consigne
Schneider Electric | Schneider Electric | 01022021 |  | Schneider Electric |  | BM | 004604700 |  |  | 87.48 |  | 1 |  | 1 | STR612, Voeler T°+ ind + setp, SATCH | STR612, Sonde T°+ ind + consig, SATCH |  | STR612 SENSOR TEMP ROOM STR612 | [18 empty] | 1 | 7332552000775 | 0 |  | 113.2 | 12 | 9 | 3.2 | 345.6 | [23 empty] | 4 | N | [12 empty] | FL1 | N8 | 90251900 | [14 empty] | STR612, Temperatuurruimtevoeler+Mode+Setpunt | STR612, Sonde murale température + indicateur mode + consigne
Schneider Electric | Schneider Electric | 01022021 |  | Schneider Electric |  | BM | 004604800 |  |  | 87.48 |  | 1 |  | 1 | STR613, Voeler T° + ind + setp, SATCH | STR613, Sonde T° + ind + consig, SATCH |  | STR613 SENSOR TEMP ROOM STR613 | [18 empty] | 1 | 7332552000782 | 0 |  | 113 | 12 | 9.1 | 3.7 | 404.04 | [23 empty] | 4 | N | [12 empty] | FL1 | N8 | 90251900 | [14 empty] | STR613, Temperatuurruimtevoeler+Setpunt | STR613, Sonde murale, température + indicateur mode + consigne
Schneider Electric | Schneider Electric | 01022021 |  | Schneider Electric |  | BM | 004604900 |  |  | 37.32 |  | 1 |  | 1 | STR614, Voeler T°, SVT, SATCH | STR614, Sonde T°, SVT, SATCH |  | STR614 SENSOR TEMP ROOM STR614 | [18 empty] | 1 | 7332552000799 | 0 |  | 109 | 12 | 9 | 3.8 | 410.4 | [23 empty] | 4 | N | [12 empty] | FL1 | N8 | 90251900 | [14 empty] | STR614, Temperatuurruimtevoeler, SVT | STR614, Sonde murale, température, SVT | [17 empty] | https://eref.se.com/be/nl/sis-tarif/product/004604900 | https://eref.se.com/be/fr/sis-tarif/product/004604900
Schneider Electric | Schneider Electric | 01022021 |  | Schneider Electric |  | BM | 004605000 |  |  | 237.49 |  | 1 |  | 1 | STR350, Voeler T°, LCD, LON | STR350, Sonde T°, LCD, LON |  | STR350 SENSOR TEMP ROOM STR350 | [18 empty] | 1 | 7332552000805 | 0 |  | 136.4 | 12 | 9 | 3.8 | 410.4 | [23 empty] | 4 | N | [12 empty] | FL1 | N8 | 9032900090 | [14 empty] | STR350, Temperatuurruimtevoeler, LCD, LON | STR350, Sonde murale, température, LCD, communication LON
Schneider Electric | Schneider Electric | 01022021 |  | Schneider Electric |  | BM | 004606000 |  |  | 41.49 |  | 1 |  | 1 | STR500, Voeler T°, 10K | STR500, Sonde T°, 10K |  | SENSOR TEMP ROOM STR500 | [18 empty] | 1 | 7332552008641 | 0 |  | 85 | 12 | 9 | 13.8 | 1490.4 | [23 empty] | 4 | N | [12 empty] | FL1 | N8 | 9032900090 | [14 empty] | STR500, Temperatuurruimtevoeler, 10K | STR500, Sonde murale température, 10K
Schneider Electric | Schneider Electric | 01022021 |  | Schneider Electric |  | BM | 004606200 |  |  | 98.21 |  | 1 |  | 1 | STR504, Voeler T° + ind+ setp. + byp | STR504, Sonde T° + ind+ consig. + byp |  | SENSOR TEMP ROOM STR504 | [18 empty] | 1 | 7332552008740 | 0 |  | 117 | 12.2 | 9 | 3.8 | 417.24 | [23 empty] | 4 | N | [12 empty] | FL1 | N8 | 9032900090 | [14 empty] | STR504, Temperatuurruimtevoeler+Setpunt+Bypass, 10K | STR504, Sonde murale, température + indicateur mode + consig. + byp., 10K
Schneider Electric | Schneider Electric | 01022021 |  | Schneider Electric |  | BM | 004701060 |  |  | 63.55 |  | 1 |  | 1 | SPD910-300Pa, Drukversch., 20-300Pa | SPD910-300Pa, Pressiostat 20-300 Pa |  | SPD910 SWICH PRES AIR 300PA | [18 empty] | 1 | 7332552011221 | 0 |  | 205.8 | 17 | 15.2 | 5.5 | 1421.2 | [23 empty] | 2 | Y | [12 empty] | FL2 | PK | 9032900090 | [14 empty] | SPD910-300Pa, Drukverschilschakelaar, Lucht, 20-300Pa | SPD910-300Pa, Pressiostat différentiel d'air , plage 20-300 Pa
Schneider Electric | Schneider Electric | 01022021 |  | Schneider Electric |  | BM | 004701070 |  |  | 62.63 |  | 1 |  | 1 | SPD910-500Pa, Drukversch., 50-500Pa | SPD910-500Pa, Pressiostat 50-500 Pa |  | SPD910 SWICH PRES AIR 500PA | [18 empty] | 1 | 7332552011238 | 0 |  | 206.8 | 17 | 15.3 | 5.5 | 1430.55 | [23 empty] | 2 | Y | [12 empty] | FL2 | PK | 9032900090 | [14 empty] | SPD910-500Pa, Drukverschilschakelaar, Lucht, 50-500Pa | SPD910-500Pa, Pressiostat différentiel d'air , plage 50-500 Pa
Schneider Electric | Schneider Electric | 01022021 |  | Schneider Electric |  | BM | 004701080 |  |  | 61.94 |  | 1 |  | 1 | SPD910-1000Pa, Drukversch., 100-1000Pa | SPD910-1000Pa, Pressiostat 100-1000 Pa |  | SPD910 SWICH PRES AIR 1000PA | [18 empty] | 1 | 7332552011245 | 0 |  | 206.4 | 16.6 | 15.1 | 5.4 | 1353.564 | [23 empty] | 4 | N | [12 empty] | FL2 | PK | 9032900090 | [14 empty] | SPD910-1000Pa, Drukverschilschakelaar, Lucht, 100-1000Pa | SPD910-1000Pa, Pressiostat différentiel d'air , plage 100-1000 Pa
Schneider Electric | Schneider Electric | 01022021 |  | Schneider Electric |  | BM | 004701090 |  |  | 61.04 |  | 1 |  | 1 | SPD910-2000Pa, Drukversch., 500-2000Pa | SPD910-2000Pa, Pressiostat 500-2000 Pa |  | SWICH PRES AIR SPD910-2000PA | [18 empty] | 1 | 7332552011252 | 0 |  | 205.8 | 16.5 | 15.2 | 5.5 | 1379.4 | [23 empty] | 4 | N | [12 empty] | FL2 | PK | 9032900090 | [14 empty] | SPD910-2000Pa, Drukverschilschakelaar, Lucht, 500-2000Pa | SPD910-2000Pa, Pressiostat différentiel d'air , plage 500-2000 Pa
Schneider Electric | Schneider Electric | 01022021 |  | Schneider Electric |  | BM | 004701100 |  |  | 385.22 |  | 1 |  | 1 | SPP920-020, Drukversch. 6-20 mBars | SPP920-020, Press. eau 6-20 mBars |  | DIFF PRESS SWITCH 6 TO 20MBAR | [18 empty] | 1 | 7332552011269 | 0 |  | 1050.4 | 12.5 | 12 | 8.1 | 1215 | [23 empty] | 4 | N | [12 empty] | FL2 | PK | 90251980 | [14 empty] | SPP920-020, Drukverschilschakelaar, water, 6-20 mbar | SPP920-020, Pressiostat différentiel d'eau , plage 6-20 mBars
Schneider Electric | Schneider Electric | 01022021 |  | Schneider Electric |  | BM | 004701110 |  |  | 385.22 |  | 1 |  | 1 | SPP920-060, Drukversch. 15-60 mBars | SPP920-060, Press. eau 15-60 mBars |  | DIFF PRESS SWITCH 15 TO 60MBAR | [18 empty] | 1 | 7332552011276 | 0 |  | 1043 | 12 | 12 | 8 | 1152 | [23 empty] | 4 | N | [12 empty] | FL2 | PK | 90251980 | [14 empty] | SPP920-060, Drukverschilschakelaar, water, 15-60 mbar | SPP920-060, Pressiostat différentiel d'eau , plage 15-60 mBars
Schneider Electric | Schneider Electric | 01022021 |  | Schneider Electric |  | BM | 004701120 |  |  | 385.22 |  | 1 |  | 1 | SPP920-200, Drukversch. 40-200 mBars | SPP920-200, Press. eau 40-200 mBars |  | DIFF PRESS SWITCH 40TO 200MBAR | [18 empty] | 1 | 7332552011283 | 0 |  | 1047 | 11.8 | 12.2 | 8 | 1151.68 | [23 empty] | 11 | N | [12 empty] | FL2 | PK | 90251980 | [14 empty] | SPP920-200, Drukverschilschakelaar, water, 40-200 mbar | SPP920-200, Pressiostat différentiel d'eau , plage 40-200 mBars
Schneider Electric | Schneider Electric | 01022021 |  | Schneider Electric |  | BM | 004701130 |  |  | 385.22 |  | 1 |  | 1 | SPP920-1000, Drukversch.150-1000 mBars | SPP920-1000, Press. eau 150-1000 mBars |  | DIFF PRESS SWITCH150TO1000MBAR | [18 empty] | 1 | 7332552011290 | 0 |  | 1147 | 12.2 | 12 | 8.1 | 1185.84 | [23 empty] | 4 | N | [12 empty] | FL2 | PK | 90251980 | [14 empty] | SPP920-1000, Drukverschilschakelaar, water, 0,15-1 bar | SPP920-1000, Pressiostat différentiel d'eau , plage 150-1000 mBars
Schneider Electric | Schneider Electric | 01022021 |  | Schneider Electric |  | BM | 004701140 |  |  | 597.4 |  | 1 |  | 1 | SPP9203000, Drukversch. 1-3 Bars | SPP920-3000, Press. eau 1-3 Bars |  | DIFF PRESS SWITCH 1 TO 3 BAR | [18 empty] | 1 | 7332552011306 | 0 |  | 1140 | 12.1 | 12 | 8 | 1161.6 | [23 empty] | 4 | N | [12 empty] | FL2 | PK | 90251980 | [14 empty] | SPP920-3000, Drukverschilschakelaar, water, 1-3 bar | SPP920-3000, Pressiostat différentiel d'eau , plage 1-3 Bars
Schneider Electric | Schneider Electric | 01022021 |  | Schneider Electric |  | BM | 004701150 |  |  | 597.4 |  | 1 |  | 1 | SPP9205500, Drukversch. 2.5-5.5 Bars | SPP920-5500, Press. eau 2.5-5.5 Bars |  | DIFF PRESS SWITCH 2.5TO 5.5BAR | [18 empty] | 1 | 7332552011313 | 0 |  | 1145.4 | 12.2 | 12 | 8.2 | 1200.48 | [23 empty] | 4 | N | [12 empty] | FL2 | PK | 90251980 | [14 empty] | SPP920-5500, Drukverschilschakelaar, water, 2-5.5 bar | SPP920-5500, Pressiostat différentiel d'eau , plage 2-5.5 Bars
Schneider Electric | Schneider Electric | 01022021 |  | Schneider Electric |  | BM | 004701160 |  |  | 391.4 |  | 1 |  | 1 | SPP9302200, Drukversch. 120-2200 mBars | SPP930-2200, Press. eau 120-2200 mBars |  | PRESSURESWITCH 120 TO 2200MBAR | [18 empty] | 1 | 7332552011320 | 0 |  | 299 | 0.1 | 0.1 | 0.1 | 0.001 | [23 empty] | 11 | N | [12 empty] | FL2 | PK | 90251980 | [14 empty] | SPP930-2200, Drukverschilschakelaar, water, 0.12-2.2 bar | SPP930-2200, Pressiostat différentiel d'eau , plage 120-2200 mBars
Schneider Electric | Schneider Electric | 01022021 |  | Schneider Electric |  | BM | 004701170 |  |  | 391.4 |  | 1 |  | 1 | SPP9306000, Drukversch. 1000-6000 mBars | SPP930-6000, Press. eau 1000-6000 mBars |  | PRESSURESWITCH 1000TO 6000MBAR | [18 empty] | 1 | 7332552011337 | 0 |  | 295.2 | 8.2 | 10.3 | 9 | 760.14 | [23 empty] | 4 | N | [12 empty] | FL2 | PK | 90251980 | [14 empty] | SPP930-6000, Drukverschilschakelaar, water, 1-6 bar | SPP930-6000, Pressiostat différentiel d'eau , plage 1000-6000 mBars
Schneider Electric | Schneider Electric | 01022021 |  | Schneider Electric |  | BM | 004702020 |  |  | 445.78 |  | 1 |  | 1 | SPP110-100kPa, waterdrukv., 100kPa | SPP110-100kPa, Sonde press eau, 100kPa |  | SPP110100 SENSOR PRES WET SPP110-100KPA | [18 empty] | 1 | 7332552011344 | 0 |  | 190.4 | 14 | 6.5 | 4.3 | 391.3 | [23 empty] | 2 | Y | [12 empty] | FL2 | PK | 9032900090 | [14 empty] | SPP110-100kPa, Waterdrukvoeler, 0-100 kPa, 0-10V | SPP110-100kPa, Sonde de pression d'eau, 0-100 kPa, Signal 0-10V
Schneider Electric | Schneider Electric | 01022021 |  | Schneider Electric |  | BM | 004702040 |  |  | 445.78 |  | 1 |  | 1 | SPP110-250kPa, waterdrukv., 250kPa | SPP110-250kPa, Sonde press eau, 250kPa |  | SPP110250 SENSOR PRES WET SPP110-250KPA | [18 empty] | 1 | 7332552011351 | 0 |  | 190.4 | 14 | 6.5 | 4.3 | 391.3 | [23 empty] | 4 | N | [12 empty] | FL2 | PK | 9032900090 | [14 empty] | SPP110-250kPa, Waterdrukvoeler, 0-250 kPa, 0-10V | SPP110-250kPa, Sonde de pression d'eau, 0-250 kPa, Signal 0-10V
Schneider Electric | Schneider Electric | 01022021 |  | Schneider Electric |  | BM | 004702060 |  |  | 445.78 |  | 1 |  | 1 | SPP110-600kPa, waterdrukv., 600kPa | SPP110-600kPa, Sonde press eau, 600kPa |  | SPP110600 SENSOR PRES WET SPP110-600KPA | [18 empty] | 1 | 7332552011368 | 0 |  | 191.2 | 14 | 6.5 | 4.3 | 391.3 | [23 empty] | 4 | N | [12 empty] | FL2 | PK | 9032900090 | [14 empty] | SPP110-600kPa, Waterdrukvoeler, 0-600 kPa, 0-10V | SPP110-600kPa, Sonde de pression d'eau, 0-600 kPa, Signal 0-10V
Schneider Electric | Schneider Electric | 01022021 |  | Schneider Electric |  | BM | 004702080 |  |  | 428.06 |  | 1 |  | 1 | SPP110-1000kPa, waterdrukv., 1000kPa | SPP110-1000kPa, Sonde press eau, 1000kPa |  | SPP1101000 SENSOR PRES WET SPP110-1000KP | [18 empty] | 1 | 7332552011375 | 0 |  | 192.4 | 13.9 | 6.2 | 4.3 | 370.574 | [23 empty] | 4 | N | [12 empty] | FL2 | PK | 9032900090 | [14 empty] | SPP110-1000kPa, Waterdrukvoeler, 0-1000 kPa, 0-10V | SPP110-1000kPa, Sonde de pression d'eau, 0-1000 kPa, Signal 0-10V
Schneider Electric | Schneider Electric | 01022021 |  | Schneider Electric |  | BM | 004702100 |  |  | 277.78 |  | 1 |  | 1 | SPP110-1600kPa, Waterdrukv., 1600 kPa | SPP110-1600kPa, Sond.press.eau, 1600 kPa |  | SPP1101600 SENSOR PRES WET SPP110-1600KP | [18 empty] | 1 | 7332552011382 | 0 |  | 191 | 14 | 6.5 | 4.2 | 382.2 | [23 empty] | 4 | N | [12 empty] | FL2 | PK | 9026202000 | [14 empty] | SPP110-1600kPa, Waterdrukvoeler, 1600 kPa, 0-10V | SPP110-1600kPa, Sonde pression d'eau, 1600 kPa, 0-10V | [17 empty] | https://eref.se.com/be/nl/sis-tarif/product/004702100 | https://eref.se.com/be/fr/sis-tarif/product/004702100
Schneider Electric | Schneider Electric | 01022021 |  | Schneider Electric |  | BM | 004702120 |  |  | 277.78 |  | 1 |  | 1 | SPP110-2500kPa, Waterdrukv., 2500 kPa | SPP110-2500kPa, Sond.press.eau, 2500 kPa |  | SPP1102500 SENSOR PRES WET SPP110-2500KP | [18 empty] | 1 | 7332552011399 | 0 |  | 190.6 | 14 | 6.5 | 4.3 | 391.3 | [23 empty] | 4 | N | [12 empty] | FL2 | PK | 9026202000 | [14 empty] | SPP110-2500kPa, Waterdrukvoeler, 2500 kPa, 0-10V | SPP110-2500kPa, Sonde pression d'eau, 2500 kPa, 0-10V | [17 empty] | https://eref.se.com/be/nl/sis-tarif/product/004702120 | https://eref.se.com/be/fr/sis-tarif/product/004702120
Schneider Electric | Schneider Electric | 01022021 |  | Schneider Electric |  | BM | 004702140 |  |  | 277.78 |  | 1 |  | 1 | SPP110-4000kPa, Waterdrukv., 4000 kPa | SPP110-4000kPa, Sond.press.eau, 4000 kPa |  | SPP1104000 SENSOR PRES WET SPP110-4000KP | [18 empty] | 1 | 7332552011405 | 0 |  | 191.2 | 14 | 6.5 | 4.3 | 391.3 | [23 empty] | 4 | N | [12 empty] | FL2 | PK | 9026202000 | [14 empty] | SPP110-4000kPa, Waterdrukvoeler, 4000 kPa, 0-10V | SPP110-4000kPa, Sonde pression d'eau, 4000 kPa, 0-10V | [17 empty] | https://eref.se.com/be/nl/sis-tarif/product/004702140 | https://eref.se.com/be/fr/sis-tarif/product/004702140
Schneider Electric | Schneider Electric | 01022021 |  | Schneider Electric |  | BM | 006902321 |  |  | 472.61 |  | 1 |  | 1 | SHD100, Kanaalvoeler HR 0-95% 0-10V | SHD100, Sonde gaine HR 0-95% 0-10V |  | SHD100 SENSOR R HUMID. DUCT SHD100 | [18 empty] | 1 | 7332552011429 | 0 |  | 266.2 | 38.5 | 9.2 | 7 | 2479.4 | [23 empty] | 2 | Y | [12 empty] | FL2 | PK | 9032900090 | [14 empty] | SHD100, Rel. vochtigheidsvoeler, Kanaal, 0-95%RH | SHD100, Sonde Humidité, plage 0-95%, signal 0-10V ou 4-20MA, Alim 24VAC/15-36VCC
Schneider Electric | Schneider Electric | 01022021 |  | Schneider Electric |  | BM | 006902331 |  |  | 471.93 |  | 1 |  | 1 | SHD100T, Kanaalvoeler, hygr.+T° | SHD100T, Sonde gaine, hygr.+T° |  | SHD100T SENSOR R HUMID. DUCT SHD100-T | [18 empty] | 1 | 7332552011436 | 0 |  | 264.4 | 38.5 | 9.3 | 7 | 2506.35 | [23 empty] | 4 | N | [12 empty] | FL2 | PK | 90258040 | [14 empty] | SHD100T, Rel. vochtigheidsvoeler, Kanaal, 0-95%RH, Temperatuur | SHD100T, Sonde de gaine : hygrométrie + température
Schneider Electric | Schneider Electric | 01022021 |  | Schneider Electric |  | BM | 006902361 |  |  | 488.67 |  | 1 |  | 1 | SHO100, Buitenvoeler HR | SHO100, Sonde ext. HR |  | SHO100 SENS R HUMID. OUT DOOR SHO100 | [18 empty] | 1 | 7332552011443 | 0 |  | 182.2 | 11.4 | 9.3 | 6.3 | 667.926 | [23 empty] | 4 | N | [12 empty] | FL2 | PK | 9032900090 | [14 empty] | SHO100, Rel. vochtigheidsvoeler, Buiten, 0-95%RH | SHO100, Sonde extérieur 0-95% HR
Schneider Electric | Schneider Electric | 01022021 |  | Schneider Electric |  | BM | 006902371 |  |  | 532.83 |  | 1 |  | 1 | SHO100-T, Buitenvoeler HR+T° | SHO100-T, Sonde ext. HR+T° |  | SHO100T SENS R HUMID. OUT DOOR SHO100-T | [18 empty] | 1 | 7332552011450 | 0 |  | 183.8 | 11.4 | 9.3 | 6.3 | 667.926 | [23 empty] | 4 | N | [12 empty] | FL2 | PK | 9032900090 | [14 empty] | SHO100-T, Rel. vochtigheidsvoeler, Buiten, 0-95%RH, Temperatuur | SHO100-T, Sonde extérieur 0-95%HR + température
Schneider Electric | Schneider Electric | 01022021 |  | Schneider Electric |  | BM | 006902381 |  |  | 493.38 |  | 1 |  | 1 | SHD101-T5, Kanaalvoeler HR+T° | SHD101-T5, Sonde gaine HR+T° |  | SHD101T5 SENSOR R HUMID. DUCT SHD101-T5 | [18 empty] | 1 | 7332552011467 | 0 |  | 265 | 38.5 | 9.3 | 7 | 2506.35 | [23 empty] | 4 | N | [12 empty] | FL2 | PK | 9032900090 | [14 empty] | SHD101-T5, Rel. vochtigheidsvoeler, Kanaal, 0-95%RH, Temperatuur | SHD101-T5, Sonde de gaine 0-95%HR + température
Schneider Electric | Schneider Electric | 01022021 |  | Schneider Electric |  | BM | 006902401 |  |  | 516.89 |  | 1 |  | 1 | SHO100-T5, Buitenvoeler HR+T° | SHO100-T5, Sonde ext. HR+T° |  | SHO101T5 SENS.R HUMID. OUTDOOR SHO101-T5 | [18 empty] | 1 | 7332552011474 | 0 |  | 184 | 11.4 | 9.3 | 6.3 | 667.926 | [23 empty] | 4 | N | [12 empty] | FL2 | PK | 9032900090 | [14 empty] | SHO100-T5, Rel. vochtigheidsvoeler, Buiten, 0-95%RH, Temperatuur | SHO100-T5, Sonde extérieur 0-95%HR + température
Schneider Electric | Schneider Electric | 01022021 |  | Schneider Electric |  | BM | 006902411 |  |  | 605.18 |  | 1 |  | 1 | SHD101-T6, Kanaalvoeler HR+T° SATCH | SHD101-T6, Sonde gaine HR+T° SATCH |  | SHD101T6 SENSOR R HUMID. DUCT SHD101-T6 | [18 empty] | 1 | 7332552011481 | 0 |  | 265 | 38.5 | 9.2 | 7 | 2479.4 | [23 empty] | 4 | N | [12 empty] | FL2 | PK | 9032900090 | [14 empty] | SHD101-T6, Rel. vochtigheidsvoeler, Kanaal, 0-95%RH, Temperatuur | SHD101-T6, Sonde de gaine 0-95%HR + témpérature
Schneider Electric | Schneider Electric | 01022021 |  | Schneider Electric |  | BM | 006902500 |  |  | 488.32 |  | 1 |  | 1 | SCP110, Condensatievoeler, 93% RH 3% | SCP110, Sonde cond., 93% RH 3% |  | SENS CONDENSATION SCP110 | [18 empty] | 1 | 7332552011498 | 0 |  | 214 | 11.5 | 9.2 | 6.4 | 677.12 | [23 empty] | 4 | N | [12 empty] | FL1 | N8 | 90329000 | [14 empty] | SCP110, Condensatievoeler, Buis, 90-96%RH | SCP110, Sonde de condensation, 93% RH 3%
Schneider Electric | Schneider Electric | 01022021 |  | Schneider Electric |  | BM | 006902510 |  |  | 209.92 |  | 1 |  | 1 | SCC110, Condensatevoeler, 93% RH 3%, 2m | SCC110, Sonde cond.,93% RH 3%, 2m |  | SENS CONDENSATION EXT SCC110 | [18 empty] | 1 | 7332552011504 | 0 |  | 282.4 | 20.4 | 9.2 | 7 | 1313.76 | [23 empty] | 4 | N | [12 empty] | FL1 | N8 | 90329000 | [14 empty] | SCC110, Condensatievoeler, Contact, 90-96%RH, kabel 2m | SCC110, Sonde de condensation, 93% RH 3%, 2m
Schneider Electric | Schneider Electric | 01022021 |  | Schneider Electric |  | BM | 006903115 |  |  | 480.57 |  | 1 |  | 1 | SHR110T VOCHTHEID- TEMPERATUURSENSOR | SHR110T, Sonde murale HR, T° |  | SHR110-T HUMIDITY AND TEMPERATURE SENSOR | [18 empty] | 1 | 711426075519 | 0 |  | 156.8 | 18 | 11 | 5.5 | 1089 | [23 empty] | 2 | Y | [12 empty] | FL2 | PK | 90251980 | [14 empty] | SHR110T, Ruimtetemperatuur- en vochtigheidsvoeler, 0-95%RH | SHR110T, Sonde murale humidité et température, 0-95%HR
Schneider Electric | Schneider Electric | 01022021 |  | Schneider Electric |  | BM | 006903515 |  |  | 274.45 |  | 1 |  | 1 | SHR510T, 0-95%RH, Continuum | SHR510T, Sonde murale HR, T° CONTINUUM |  | SHR510-T HUMIDITY AND TEMPERATURE SENSOR | [18 empty] | 1 | 711426075533 | 0 |  | 156.6 | 18 | 11 | 5.5 | 1089 | [23 empty] | 5 | N | [12 empty] | FL2 | PK | 90251980 | [14 empty] | SHR510T, Ruimtetemperatuur- en vochtigheidsvoeler, 0-95%RH | SHR510T, Sonde murale humidité et température, 0-95%HR
Schneider Electric | Schneider Electric | 01022021 |  | Schneider Electric |  | BM | 006920021 |  |  | 148.95 |  | 1 |  | 1 | STC300 -50/50, Cont. T° voeler 4-20mA | STC300 -50/50, Sonde T° contact 4-20mA |  | STC3005050 SENS TEMP CONT STC300 -50/50 | [18 empty] | 1 | 7332552011511 | 0 |  | 288 | 20.4 | 9.3 | 7 | 1328.04 | [23 empty] | 4 | N | [12 empty] | FL2 | PK | 9032900090 | [14 empty] | STC300 -50/50, Contacttemperatuurvoeler, -50/50°C, 4-20mA | STC300 -50/50, Sonde de temp. cont., Diam Max 100mm , -50/50°C, 4-20MA, IP65
Schneider Electric | Schneider Electric | 01022021 |  | Schneider Electric |  | BM | 006920041 |  |  | 136.11 |  | 1 |  | 1 | STC300 0100, Cont. T°voeler,0-100°C | STC300 0100, Sonde T°cont,0-100°C |  | STC3000100 SENS TEMP CONT STC300 0/100 | [18 empty] | 1 | 7332552011528 | 0 |  | 292.4 | 20.4 | 9.2 | 7 | 1313.76 | [23 empty] | 4 | N | [12 empty] | FL1 | N8 | 9025190090 | [14 empty] | STC300 0-100, Contacttemperatuurvoeler, 0-100°C, 4-20mA | STC300 0-100, Sonde de T° contact, diam max 100mm , 0-100°C, 4-20mA | [17 empty] | https://eref.se.com/be/nl/sis-tarif/product/006920041 | https://eref.se.com/be/fr/sis-tarif/product/006920041
Schneider Electric | Schneider Electric | 01022021 |  | Schneider Electric |  | BM | 006920061 |  |  | 136.11 |  | 1 |  | 1 | STC300 0160, Cont. T°voeler,0-160°C | STC300 0160, Sonde T°cont,0-160°C |  | STC3000160 SENS TEMP CONT STC300 0/160 | [18 empty] | 1 | 7332552011535 | 0 |  | 288.2 | 20.5 | 9.2 | 7 | 1320.2 | [23 empty] | 4 | N | [12 empty] | FL1 | N8 | 9025190090 | [14 empty] | STC300 0-160, Contacttemperatuurvoeler, 0-160°C, 4-20mA | STC300 0-160, Sonde de T° contact, diamètre max 100mm , 0-160°C, 4-20mA | [17 empty] | https://eref.se.com/be/nl/sis-tarif/product/006920061 | https://eref.se.com/be/fr/sis-tarif/product/006920061
Schneider Electric | Schneider Electric | 01022021 |  | Schneider Electric |  | BM | 006920121 |  |  | 184.37 |  | 1 |  | 1 | STD300-300 -50/50, Kanaal T° voeler | STD300-300 -50/50, Sonde T° gaine 4-20mA |  | STD3003005050 SENSTEMPDUCT STD300-300 -5 | [18 empty] | 1 | 7332552011542 | 0 |  | 264.2 | 38.4 | 9.2 | 7 | 2472.96 | [23 empty] | 4 | N | [12 empty] | FL2 | PK | 9032900090 | [14 empty] | STD300-300 -50/50, Kanaaltemperatuurvoeler, -50/50°C, 4-20mA | STD300-300 -50/50, Sonde de température de gaine,-50/50°C, 4-20mA, 15-36V
Schneider Electric | Schneider Electric | 01022021 |  | Schneider Electric |  | BM | 006920141 |  |  | 184.37 |  | 1 |  | 1 | STD300-300 0/100, Kanaal T° voeler | STD300-300 0/100, Sonde T° gaine 4-20mA |  | STD3003000100 SENSTEMPDUCT STD300-300 0/ | [18 empty] | 1 | 7332552011559 | 0 |  | 263 | 38.5 | 9.3 | 7 | 2506.35 | [23 empty] | 4 | N | [12 empty] | FL2 | PK | 9032900090 | [14 empty] | STD300-300 0/100, Kanaaltemperatuurvoeler, 0/100°C, 4-20mA | STD300-300 0/100, Sonde de température de gaine, 0/100°C, 4-20mA, 15-36V
Schneider Electric | Schneider Electric | 01022021 |  | Schneider Electric |  | BM | 006920221 |  |  | 163.34 |  | 1 |  | 1 | STP300-100 -50/50, Water T° voeler | STP300-100 -50/50, Sonde T° imm 4-20mA |  | STP3001005050 SENSTEMPPIPE STP300-100 -5 | [18 empty] | 1 | 7332552011566 | 0 |  | 200.8 | 20.5 | 9.2 | 7 | 1320.2 | [23 empty] | 2 | Y | [12 empty] | FL2 | PK | 9032900090 | [14 empty] | STP300-100 -50/50, Watertemperatuurvoeler, Lengte 100 mm, -50/50°C, 4-20mA | STP300-100 -50/50, Sonde de température à immersion, -50/50°C,L100, 4-20mA
Schneider Electric | Schneider Electric | 01022021 |  | Schneider Electric |  | BM | 006920241 |  |  | 165.79 |  | 1 |  | 1 | STP300-100 0/100, Water T° voeler | STP300-100 0/100, Sonde T° imm 4-20mA |  | STP3001000100 SENSTEMPPIPE STP300-100 0/ | [18 empty] | 1 | 7332552011573 | 0 |  | 200.2 | 20.4 | 9.2 | 7 | 1313.76 | [23 empty] | 2 | Y | [12 empty] | FL2 | PK | 9032900090 | [14 empty] | STP300-100 0/100, Watertemperatuurvoeler, Lengte 100 mm, 0/100°C, 4-20mA | STP300-100 0/100, Sonde de température à immersion, 0/100°C,L100, 4-20mA
Schneider Electric | Schneider Electric | 01022021 |  | Schneider Electric |  | BM | 006920261 |  |  | 163.1 |  | 1 |  | 1 | STP300-100, Water T° voeler, 0-160°C | STP300-100, Sonde T° imm., 0-160°C |  | TP3001000160 SENS TEMPPIPE STP300-100 0/ | [18 empty] | 1 | 7332552011580 | 0 |  | 200.6 | 20.4 | 9.3 | 7 | 1328.04 | [23 empty] | 4 | N | [12 empty] | FL2 | PK | 90251900 | [14 empty] | STP300-100 0/160, Watertemperatuurvoeler, Lengte 100 mm, 0/160°C, 4-20mA | STP300-100 0/160, Sonde de température à immersion, L100mm, 0/160°C, 4-20mA
Schneider Electric | Schneider Electric | 01022021 |  | Schneider Electric |  | BM | 006920281 |  |  | 133.33 |  | 1 |  | 1 | STP300-200 -50/50, W.T°voeler, -50/50°C | STP300-200 -50/50, sond.T°imm., -50/50°C |  | STP3002000100 SENSTEMPPIPE STP300-200 0/ | [18 empty] | 1 | 7332552011597 | 0 |  | 233.8 | 28.4 | 9.3 | 7 | 1848.84 | [23 empty] | 4 | N | [12 empty] | FL2 | PK | 9025190090 | [14 empty] | STP300-200 -50/50, Watertemperatuurvoeler, Lengte 200 mm, -50/50°C, 4-20mA | STP300-200 -50/50, Sonde T° imm., -50-50°C, L100mm, 4-20mA | [17 empty] | https://eref.se.com/be/nl/sis-tarif/product/006920281 | https://eref.se.com/be/fr/sis-tarif/product/006920281
Schneider Electric | Schneider Electric | 01022021 |  | Schneider Electric |  | BM | 006920301 |  |  | 169.53 |  | 1 |  | 1 | STP300-200, Water T° voeler, 0-100°C | STP300-200, Sonde T° imm., 0-100°C |  | STP3002000100 SENS TEMPPIPE STP300-200 0 | [18 empty] | 1 | 7332552011603 | 0 |  | 221.6 | 28.5 | 9.3 | 7 | 1855.35 | [23 empty] | 4 | N | [12 empty] | FL2 | PK | 90251900 | [14 empty] | STP300-200 0/100, Watertemperatuurvoeler, Lengte 200 mm, 0/100°C, 4-20mA | STP300-200 0/100, Sonde de température à immersion, 0/100°C, L200mm, 4-20mA
Schneider Electric | Schneider Electric | 01022021 |  | Schneider Electric |  | BM | 006920321 |  |  | 167.04 |  | 1 |  | 1 | STP300-200, Water T° voeler, 0-160°C | STP300-200, Sonde T° imm., 0-160°C |  | STP3002000160 SENSTEMPPIPE STP300-200 0/ | [18 empty] | 1 | 7332552011610 | 0 |  | 224.2 | 28.4 | 9.3 | 7 | 1848.84 | [23 empty] | 4 | N | [12 empty] | FL2 | PK | 90251900 | [14 empty] | STP300-200 0/160, Watertemperatuurvoeler, Lengte 200 mm, 0/160°C, 4-20mA | STP300-200 0/160, Sonde de température à immersion, 0/160°C, L200mm, 4-20mA
Schneider Electric | Schneider Electric | 01022021 |  | Schneider Electric |  | BM | 006920341 |  |  | 170.96 |  | 1 |  | 1 | STP300-300, Water T° voeler, -50/50°C | STP300-300, Sonde T° imm., -50/50°C |  | STP3003005050 SENSTEMPPIPE STP300-300 -5 | [18 empty] | 1 | 7332552011627 | 0 |  | 245.4 | 38.5 | 9.3 | 7 | 2506.35 | [23 empty] | 15 | N | [12 empty] | FL2 | PK | 90251900 | [14 empty] | STP300-300 -50/50, Watertemperatuurvoeler, Lengte 300 mm, -50/50°C, 4-20mA | STP300-300 -50/50, Sonde de température à immersion, -50/50°C, L300mm, 4-20mA | [17 empty] | https://eref.se.com/be/nl/sis-tarif/product/006920341 | https://eref.se.com/be/fr/sis-tarif/product/006920341
Schneider Electric | Schneider Electric | 01022021 |  | Schneider Electric |  | BM | 006920361 |  |  | 170.96 |  | 1 |  | 1 | STP300-300, Water T° voeler, 0-100°C | STP300-300, Sonde T° imm., 0-100°C |  | STP3003000100 SENSTEMPPIPE STP300-300 0/ | [18 empty] | 1 | 7332552011634 | 0 |  | 244.4 | 38.5 | 9.3 | 7 | 2506.35 | [23 empty] | 4 | N | [12 empty] | FL2 | PK | 90251900 | [14 empty] | STP300-300 0/100, Watertemperatuurvoeler, Lengte 300 mm, 0/100°C, 4-20mA | STP300-300 0/100, Sonde de température à immersion, 0/100°C, L300mm, 4-20mA | [17 empty] | https://eref.se.com/be/nl/sis-tarif/product/006920361 | https://eref.se.com/be/fr/sis-tarif/product/006920361
Schneider Electric | Schneider Electric | 01022021 |  | Schneider Electric |  | BM | 006920381 |  |  | 170.96 |  | 1 |  | 1 | STP300-300, Water T° voeler, 0-160°C | STP300-300, Sonde T° imm., 0-160°C |  | STP3003000160 SENSTEMPPIPE STP300-300 0/ | [18 empty] | 1 | 7332552011641 | 0 |  | 185 | 0.1 | 0.1 | 0.1 | 0.001 | [23 empty] | 13 | N | [12 empty] | FL2 | PK | 90251900 | [14 empty] | STP300-300 0/160, Watertemperatuurvoeler, Lengte 300 mm, 0/160°C, 4-20mA | STP300-300 0/160, Sonde de température à immersion, 0/160°C, L300mm, 4-20mA
Schneider Electric | Schneider Electric | 01022021 |  | Schneider Electric |  | BM | 006920401 |  |  | 173.6 |  | 1 |  | 1 | STP300-400, Water T° voeler, -50/50°C | STP300-400, Sonde T° imm., -50/50°C |  | STP3004005050 SENSTEMPPIPE STP300-400 -5 | [18 empty] | 1 | 7332552011658 | 0 |  | 214 | 0.1 | 0.1 | 0.1 | 0.001 | [23 empty] | 13 | N | [12 empty] | FL2 | PK | 90251900 | [14 empty] | STP300-400 -50/50, Watertemperatuurvoeler, Lengte 400 mm, -50/50°C, 4-20mA | STP300-400 -50/50, Sonde de température à immersion, -50/50°C, L400mm, 4-20mA | [17 empty] | https://eref.se.com/be/nl/sis-tarif/product/006920401 | https://eref.se.com/be/fr/sis-tarif/product/006920401
Schneider Electric | Schneider Electric | 01022021 |  | Schneider Electric |  | BM | 006920421 |  |  | 173.6 |  | 1 |  | 1 | STP300-400, Water T° voeler, 0-100°C | STP300-400, Sonde T° imm., 0-100°C |  | STP3004000100 SENSTEMPPIPE STP300-400 0/ | [18 empty] | 1 | 7332552011665 | 0 |  | 269 | 48 | 9.3 | 7 | 3124.8 | [23 empty] | 13 | N | [12 empty] | FL2 | PK | 90251900 | [14 empty] | STP300-400 0/100, Watertemperatuurvoeler, Lengte 400 mm, 0/100°C, 4-20mA | STP300-400 0/100, Sonde de température à immersion, 0/100°C, L400mm, 4-20mA | [17 empty] | https://eref.se.com/be/nl/sis-tarif/product/006920421 | https://eref.se.com/be/fr/sis-tarif/product/006920421
Schneider Electric | Schneider Electric | 01022021 |  | Schneider Electric |  | BM | 006920441 |  |  | 173.6 |  | 1 |  | 1 | STP300-400, Water T° voeler, 0-160°C | STP300-400, Sonde T° imm., 0-160°C |  | STP3004000160 SENSTEMPPIPE STP300-400 0/ | [18 empty] | 1 | 7332552011672 | 0 |  | 261 | 48 | 9.3 | 6.9 | 3080.16 | [23 empty] | 13 | N | [12 empty] | FL2 | PK | 90251900 | [14 empty] | STP300-400 0/160, Watertemperatuurvoeler, Lengte 400 mm, 0/160°C, 4-20mA | STP300-400 0/160, Sonde de température à immersion, 0/160°C, L400mm, 4-20mA | [17 empty] | https://eref.se.com/be/nl/sis-tarif/product/006920441 | https://eref.se.com/be/fr/sis-tarif/product/006920441
Schneider Electric | Schneider Electric | 01022021 |  | Schneider Electric |  | BM | 006920501 |  |  | 184.98 |  | 1 |  | 1 | STO300, Buiten T° voeler 4-20mA | STO300, Sonde T° ext. 4-20mA |  | STO3005050 SENS TEMP OUTD STO300 -50/50 | [18 empty] | 1 | 7332552011689 | 0 |  | 272.6 | 16.5 | 15.2 | 5.5 | 1379.4 | [23 empty] | 4 | N | [12 empty] | FL2 | PK | 9032900090 | [14 empty] | STO300, Buitentemperatuurvoeler, -50/50°C, 4-20mA | STO300, Sonde de température extérieure, plage -50/50°C, signal 4-20mA, IP65
Schneider Electric | Schneider Electric | 01022021 |  | Schneider Electric |  | BM | 006920630 |  |  | 238.89 |  | 1 |  | 1 | SLR320, Lichtvoeler, 0-10V/4-20mA | SLO320, Capt. Lum ext, 0-10V/4-20mA |  | SENS LUX ROOM SLR320 | [18 empty] | 1 | 7332552011696 | 0 |  | 65 | 8 | 8 | 3.3 | 211.2 | [23 empty] | 4 | N | [12 empty] | FL1 | N8 | 9032900090 | [14 empty] | SLR320, Lichtvoeler, 0-10V/4-20mA | SLO320, Capt. Lum ext, 0-10V/4-20mA
Schneider Electric | Schneider Electric | 01022021 |  | Schneider Electric |  | BM | 006920640 |  |  | 238.89 |  | 1 |  | 1 | SLO320, Buitenlichtvoeler, 0-10V/4-20mA | SLR320, Capt. lum, 0-10V/4-20mA |  | SENS LUX OUTD SLO320 | [18 empty] | 1 | 7332552011702 | 0 |  | 164.8 | 11.3 | 9.3 | 6.3 | 662.067 | [23 empty] | 4 | N | [12 empty] | FL1 | N8 | 9032900090 | [14 empty] | SLO320, Buitenlichtvoeler, 0-10V/4-20mA | SLR320, Capt. lum, 0-10V/4-20mA | [17 empty] | https://eref.se.com/be/nl/sis-tarif/product/006920640 | https://eref.se.com/be/fr/sis-tarif/product/006920640
Schneider Electric | Schneider Electric | 01022021 |  | Schneider Electric |  | BM | 006920681 |  |  | 434.61 |  | 1 |  | 1 | STD400, Kanaal T° voeler, L400, 0-100°C | STD400, Sonde T° gaine, L400, 0-100°C |  | STD400040100 SENSTMPAVDCT STD400-04 0/10 | [18 empty] | 1 | 7332552011719 | 0 |  | 294 | 48 | 9.3 | 6.9 | 3080.16 | [23 empty] | 13 | N | [12 empty] | FL2 | PK | 90251900 | [14 empty] | STD400-04, Kanaaltemperatuurvoeler, Lengte 400mm, 0/100°C, 4-20mA | STD400-04, Sonde de température de gaine, plage 0/100°C,L400mm,4.20mA | [17 empty] | https://eref.se.com/be/nl/sis-tarif/product/006920681 | https://eref.se.com/be/fr/sis-tarif/product/006920681
Schneider Electric | Schneider Electric | 01022021 |  | Schneider Electric |  | BM | 006920701 |  |  | 435.24 |  | 1 |  | 1 | STD400, Kanaal T° voeler, L400, -50/50°C | STD400, Sonde T° gaine, L400, -50/50°C |  | STD400045050 SENSTMPAVDUC STD400-04 -50/ | [18 empty] | 1 | 7332552011726 | 0 |  | 250 | 48 | 9.3 | 6.9 | 3080.16 | [23 empty] | 11 | N | [12 empty] | FL2 | PK | 9032900090 | [14 empty] | STD400-04, Kanaaltemperatuurvoeler, Lengte 400mm, -50/50°C, 4-20mA | STD400-04, Sonde de température de gaine, plage -50/50°C, 4-20mA
Schneider Electric | Schneider Electric | 01022021 |  | Schneider Electric |  | BM | 006920721 |  |  | 435.24 |  | 1 |  | 1 | STD400, Kanaal T° voeler, L3000, 0-100°C | STD400, Sonde T° gaine, L3000, 0-100°C |  | STD400300100 SENSTMPAVDCT STD400-30 0/10 | [18 empty] | 1 | 7332552011733 | 0 |  | 406 | 33 | 28 | 7.6 | 7022.4 | [23 empty] | 11 | N | [12 empty] | FL2 | PK | 9032900090 | [14 empty] | STD400-30, Kanaaltemperatuurvoeler, Lengte 3m, 0/100°C, 4-20mA | STD400-30, Sonde de température de gaine, plage 0/100°C, 4-20mA, 3m
Schneider Electric | Schneider Electric | 01022021 |  | Schneider Electric |  | BM | 006920741 |  |  | 434.61 |  | 1 |  | 1 | STD400, Kanaal T° voel., L3000, -50/50°C | STD400, Sonde T° gaine, L3000, -50/50°C |  | STD400305050 SENSTMPAVDUC STD400-30 -50/ | [18 empty] | 1 | 7332552011740 | 0 |  | 391.4 | 32.3 | 28 | 7.5 | 6783 | [23 empty] | 13 | N | [12 empty] | FL2 | PK | 90251900 | [14 empty] | STD400-30, Kanaaltemperatuurvoeler, Lengte 3m, -50/50C, 4-20mA | STD400-30, Sonde de température de gaine, plage -50/50°C L3000,4-20mA | [17 empty] | https://eref.se.com/be/nl/sis-tarif/product/006920741 | https://eref.se.com/be/fr/sis-tarif/product/006920741
Schneider Electric | Schneider Electric | 01022021 |  | Schneider Electric |  | BM | 006920761 |  |  | 549.7 |  | 1 |  | 1 | STD400, Kanaal T° voeler, L6000, 0-100°C | STD400, Sonde T° gaine, L6000, 0-100°C |  | STD400600100 SENSTMPAVDCT STD400-60 0/10 | [18 empty] | 1 | 7332552011757 | 0 |  | 470 | 33 | 27.9 | 7.5 | 6905.25 | [23 empty] | 4 | N | [12 empty] | FL2 | PK | 9032900090 | [14 empty] | STD400-60, kanaaltemperatuurvoeler, Lengte 6m, 0/100°C, 4-20mA | STD400-60, Sonde de température de gaine, plage 0/100°C, 4-20mA, 6m
Schneider Electric | Schneider Electric | 01022021 |  | Schneider Electric |  | BM | 006920781 |  |  | 527.78 |  | 1 |  | 1 | STD400, Kanaal T° voel., L6000, -50/50°C | STD400, Sonde T° gaine, L6000, -50/50°C |  | STD400605050 SENSTMPAVDCT STD400-60 -50/ | [18 empty] | 1 | 7332552011764 | 0 |  | 406 | 32.8 | 28 | 7.5 | 6888 | [23 empty] | 4 | N | [12 empty] | FL2 | PK | 90251900 | [14 empty] | STD400-60, Kanaaltemperatuurvoeler, Lengte 6m, -50/50°C, 4-20mA | STD400-60, Sonde de empérature de gaine, plage -50/50°C L6000,4-20mA | [17 empty] | https://eref.se.com/be/nl/sis-tarif/product/006920781 | https://eref.se.com/be/fr/sis-tarif/product/006920781
Schneider Electric | Schneider Electric | 01022021 |  | Schneider Electric |  | BM | 006920841 |  |  | 434.62 |  | 1 |  | 1 | STD410, Kanaal T° voeler, L400, 0-100°C | STD410, Sonde T° gaine, L400, 0-100°C |  | STD410040100 SENSTMPAVDCT STD410-04 0/10 | [18 empty] | 1 | 7332552011771 | 0 |  | 291 | 48.4 | 9.2 | 7 | 3116.96 | [23 empty] | 13 | N | [12 empty] | FL2 | PK | 90251900 | [14 empty] | STD410-04, Kanaaltemperatuurvoeler, Lengte 400mm, 0/100°C, 0-10V | STD410, Sonde de température de gaine plage 0/100°C, L400mm, 0-10V | [17 empty] | https://eref.se.com/be/nl/sis-tarif/product/006920841 | https://eref.se.com/be/fr/sis-tarif/product/006920841
Schneider Electric | Schneider Electric | 01022021 |  | Schneider Electric |  | BM | 006920861 |  |  | 434.62 |  | 1 |  | 1 | STD410, Kanaal T° voeler, L400, -50/50°C | STD410, Sonde T° gaine, L400, -50/50°C |  | STD410045050 SENSTMPAVDUC STD410-04 -50/ | [18 empty] | 1 | 7332552011788 | 0 |  | 285.2 | 48.5 | 9.2 | 7 | 3123.4 | [23 empty] | 4 | N | [12 empty] | FL2 | PK | 90251900 | [14 empty] | STD410-04, Kanaaltemperatuurvoeler, Lengte 400mm, -50/50°C, 0-10V | STD410, Sonde de température de gaine, plage -50/50°C,L400mm,0-10V
Schneider Electric | Schneider Electric | 01022021 |  | Schneider Electric |  | BM | 006920881 |  |  | 434.62 |  | 1 |  | 1 | STD410, Kanaal T° voeler, L3000, 0-100°C | STD410, Sonde T° gaine, L3000, 0-100°C |  | STD410300100 SENSTMPAVDCT STD410-30 0/10 | [18 empty] | 1 | 7332552011795 | 0 |  | 409 | 32.8 | 27.9 | 7.4 | 6771.888 | [23 empty] | 13 | N | [12 empty] | FL2 | PK | 90251900 | [14 empty] | STD410-30, Kanaaltemperatuurvoeler, Lengte 3m, 0/100°C, 0-10V | STD410, Sonde de température de gaine, plage 0/100°C,L3000mm,0-10V | [17 empty] | https://eref.se.com/be/nl/sis-tarif/product/006920881 | https://eref.se.com/be/fr/sis-tarif/product/006920881
Schneider Electric | Schneider Electric | 01022021 |  | Schneider Electric |  | BM | 006920901 |  |  | 434.62 |  | 1 |  | 1 | STD410, Kanaal T° voel., L3000, -50/50°C | STD410, Sonde T° gaine, L3000, -50/50°C |  | STD410305050 SENSTMPAVDUC STD410-30 -50/ | [18 empty] | 1 | 7332552011801 | 0 |  | 389.2 | 28 | 32.7 | 7.5 | 6867 | [23 empty] | 15 | N | [12 empty] | FL2 | PK | 90251900 | [14 empty] | STD410-30, Kanaaltemperatuurvoeler, Lengte 3m, -50/50°C, 0-10V | STD410, Sonde de température de gaine, plage -50/50°C,L3000,0-10V
Schneider Electric | Schneider Electric | 01022021 |  | Schneider Electric |  | BM | 006920921 |  |  | 549.7 |  | 1 |  | 1 | STD410, Kanaal T° voel., L6000, 0-100°C | STD410, Sonde T° gaine, L6000, 0-100°C |  | STD410600100 SENSTMPAVDCT STD410-60 0/10 | [18 empty] | 1 | 7332552011818 | 0 |  | 471 | 32.8 | 27.8 | 7.4 | 6747.616 | [23 empty] | 4 | N | [12 empty] | FL2 | PK | 9032900090 | [14 empty] | STD410-60, Kanaaltemperatuurvoeler, Lengte 6m, 0/100°C, 0-10V | STD410-60, Sonde de température de gaine, plage 0/100°C, 0-10V, 6m
Schneider Electric | Schneider Electric | 01022021 |  | Schneider Electric |  | BM | 006920941 |  |  | 563.16 |  | 1 |  | 1 | STD410, Kanaal T° voeler,L6000,-50/50°C | STD410, Sonde T° gaine, L6000, -50/50°C |  | STD410605050 SENSTMPAVDUC STD410-60 -50/ | [18 empty] | 1 | 7332552011825 | 0 |  | 450.2 | 32.8 | 28 | 7.5 | 6888 | [23 empty] | 4 | N | [12 empty] | FL2 | PK | 90251900 | [14 empty] | STD410-60, Kanaaltemperatuurvoeler, Lengte 6m, -50/50°C, 0-10V | STD410, Sonde de température de gaine, plage de -50/50°C,L6000,0-10V
Schneider Electric | Schneider Electric | 01022021 |  | Schneider Electric |  | BM | 006922000 |  |  | 138.89 |  | 1 |  | 1 | STR300, T° voeler 4-20mA | STR300, Sonde T° 4-20mA |  | STR300 ROOM TEMP.TRANSMITTER | [18 empty] | 1 | 7332552011832 | 0 |  | 90.4 | 12 | 9.1 | 3.8 | 414.96 | [23 empty] | 4 | N | [12 empty] | FL2 | PK | 9025190090 | [14 empty] | STR300, Ruimtetemperatuurvoeler, 0-40°C, 4-20mA | STR300, Sonde de température, 0-40°C, 4-20mA
Schneider Electric | Schneider Electric | 01022021 |  | Schneider Electric |  | BM | 007302011 |  |  | 502.51 |  | 1 |  | 1 | XENTA 411, MODULE 10DI | XENTA 411, MODULE 10DI |  | XENTA411 EL.PART TAC XENTA 411 UNCONF | [18 empty] | 1 | 7332552001369 | 0 |  | 173 | 12.7 | 9.4 | 7.2 | 859.536 | [23 empty] | 4 | N | [12 empty] | VX1 | PJ | 8538909999 | [14 empty] | XENTA411, DDC uitbreidingsmodule, 10 digitale ingangen | XENTA411, DDC module d'extension, 10 entrées digitales
Schneider Electric | Schneider Electric | 01022021 |  | Schneider Electric |  | BM | 007302031 |  |  | 797.04 |  | 1 |  | 1 | XENTA 412, MODULE 10 DI LED | XENTA 412, MODULE 10 DI LED |  | XENTA412 EL.PART TAC XENTA 412 UNCONF | [18 empty] | 1 | 7332552001376 | 0 |  | 180 | 15.2 | 10.5 | 4.6 | 734.16 | [23 empty] | 4 | N | [12 empty] | VX1 | PJ | 8538909999 | [14 empty] | XENTA412 DDC uitbreidingsmodule, 10 digitale ingangen met LED | XENTA412, DDC module d'extension, 10 entrées digitales avec LED
Schneider Electric | Schneider Electric | 01022021 |  | Schneider Electric |  | BM | 007302450 |  |  | 655.06 |  | 1 |  | 1 | XENTA 421A, MODULE 4UI/5DO | XENTA 421A, MODULE 4UI/5DO |  | XENTA421A EL.PART TAC XENTA 421A | [18 empty] | 1 | 7332552001383 | 0 |  | 211 | 12.8 | 9.5 | 7.2 | 875.52 | [23 empty] | 4 | N | [12 empty] | VX1 | PJ | 8538909999 | [14 empty] | XENTA421A, DDC uitbreidingsmodule, 4 univ. In/5 digit. Uit TOR | XENTA421A, DDC module d'extension, 4 In univ./5 Out digitales TOR
Schneider Electric | Schneider Electric | 01022021 |  | Schneider Electric |  | BM | 007302460 |  |  | 938.99 |  | 1 |  | 1 | XENTA 422A, MODULE 4UI/5DO, HAND | XENTA 422A, MODULE 4UI/5DO, FORÇ. MANU |  | XENTA422A EL.PART TAC XENTA 422A | [18 empty] | 1 | 7332552001390 | 0 |  | 226 | 12.9 | 9.5 | 7.3 | 894.615 | [23 empty] | 4 | N | [12 empty] | VX1 | PJ | 8538909999 | [14 empty] | XENTA422A, DDC uitbreidingsmodule, 4 univ. In/5 digit. Uit. TOR, handsbediening | XENTA422A, DDC module d'extension, 4 In univ./5 Out digit.TOR, forçage manuel
Schneider Electric | Schneider Electric | 01022021 |  | Schneider Electric |  | BM | 007302850 |  |  | 808.71 |  | 1 |  | 1 | XENTA 451A, MODULE 8UI/2AO | XENTA 451A, MODULE 8UI/2AO |  | XENTA451A EL.PART TAC XENTA 451A | [18 empty] | 1 | 7332552001406 | 0 |  | 169 | 12.9 | 9.5 | 7.4 | 906.87 | [23 empty] | 4 | N | [12 empty] | VX1 | PJ | 8538909999 | [14 empty] | XENTA451A, DDC module d'extension 8 In univ./2 analog. Uit | XENTA451A, DDC module d'extension 8 In univ./2 analog. Out
Schneider Electric | Schneider Electric | 01022021 |  | Schneider Electric |  | BM | 007302860 |  |  | 958.57 |  | 1 |  | 1 | XENTA 452A, MODULE 8UI/2AO, HAND | XENTA 452A, MODULE 8UI/2AO, FORÇ. MANU |  | XENTA452A EL.PART TAC XENTA 452A | [18 empty] | 1 | 7332552001413 | 0 |  | 185 | 13 | 9.5 | 7.3 | 901.55 | [23 empty] | 4 | N | [12 empty] | VX1 | PJ | 8538909999 | [14 empty] | XENTA452A, DDC module d'extension 8 In univ./2 analog. Uit, handsbediening | XENTA452A, DDC module d'extension 8 In univ./2 analog. Out, forçagne manuel
Schneider Electric | Schneider Electric | 01022021 |  | Schneider Electric |  | BM | 007302910 |  |  | 859.13 |  | 1 |  | 1 | XENTA 471, MODULE 8AI | XENTA 471, MODULE 8AI |  | XENTA471 EL.PART TAC XENTA 471 | [18 empty] | 1 | 7332552001420 | 0 |  | 187 | 12.7 | 9.4 | 7.2 | 859.536 | [23 empty] | 4 | N | [12 empty] | VX1 | PJ | 8538909999 | [14 empty] | XENTA471, DDC uitbreidingsmodule, 8 analoge ingangen | XENTA471 DDC module d'extension, 8 entrées analogiques
Schneider Electric | Schneider Electric | 01022021 |  | Schneider Electric |  | BM | 007303030 |  |  | 1193.92 |  | 1 |  | 1 | XENTA 492, MODULE 8AO, HAND | XENTA 492, MODULE 8AO, FORÇ. MANU |  | XENTA492 EL.PART TAC XENTA 492 | [18 empty] | 1 | 7332552001444 | 0 |  | 200 | 12.8 | 9.5 | 7.2 | 875.52 | [23 empty] | 4 | N | [12 empty] | VX1 | PJ | 8537109199 | [14 empty] | XENTA492 DDC uitbreidingsmodule, 8 analoge uitgangen, handsbediening | XENTA492 DDC module d'extension, 8 sorties analogiques, forçage manuel
Schneider Electric | Schneider Electric | 01022021 |  | Schneider Electric |  | BM | 007307110 |  |  | 288.06 |  | 1 |  | 1 | XENTA 122-FC/24, Zone controller FC 24V | XENTA 122-FC/24, Reg. Term FC 24V |  | XENTA 122-FC/24 Zone controller FC 24V | [18 empty] | 1 | 3606481148384 | 0 |  | 305.2 | 13 | 12.7 | 5 | 825.5 | [23 empty] | 2 | Y | [12 empty] | VX2 | PI | 9032890090 | [14 empty] | Xenta122-FC/24, Zonecontroler, voeding 24V, LON | XENTA 122-FC/24, Controleur de zone , alimentation 24V, LON
Schneider Electric | Schneider Electric | 01022021 |  | Schneider Electric |  | BM | 007307120 |  |  | 297.6 |  | 1 |  | 1 | XENTA 122-FC/24 Zone controller FC 230V | XENTA 122-FC/230 Zone controller FC 230V |  | TAC XENTA 122-FC/230 | [18 empty] | 1 | 3606481148391 | 0 |  | 641 | 12.7 | 12.7 | 5 | 806.45 | [23 empty] | 4 | N | [12 empty] | VX2 | PI | 9032890090 | [14 empty] | XENTA 122-FC/24 Zone controller FC 230V | XENTA 122-FC/230 Zone controller FC 230V
Schneider Electric | Schneider Electric | 01022021 |  | Schneider Electric |  | BM | 007309020 |  |  | 93.71 |  | 1 |  | 1 | XENTA, BASIS VOOR XENTA 400 | XENTA, EMBASE POUR XENTA 400 |  | TERM.PART TAC XENTA 400 | [18 empty] | 1 | 7332552001765 | 0 |  | 123.2 | 12 | 9 | 3.7 | 399.6 | [23 empty] | 4 | N | [12 empty] | VX1 | PJ | 8536909500 | [14 empty] | XENTA, Basis voor Xenta 400 | XENTA, Embase pour Xenta 400 série
Schneider Electric | Schneider Electric | 01022021 |  | Schneider Electric |  | BM | 3240100000 |  |  | 120.76 |  | 1 |  | 1 | I-SW,SL,135A,OUT1A@30VAC,NO | I-SW,SL,135A,OUT1A@30VAC,NO |  | I-SW,SL,135A,OUT1A AT 30VAC,NO | [18 empty] | 1 | 711426603521 | 0 |  | 138.2 | 10.7 | 9.5 | 3.5 | 355.775 | [23 empty] | 4 | N | [12 empty] | FL2 | PK | 9032900090 | [14 empty] | Stroomringtransfo, vast, Prim 1..135A, sec. 1A@30VAC, N.O. | Transfo de courant fermé, Prim 1..135A, Second 1A@30VAC, N.O.
Schneider Electric | Schneider Electric | 01022021 |  | Schneider Electric |  | BM | 3240101000 |  |  | 249.6 |  | 1 |  | 1 | I-SW,SL,135A,OUT1A@250VAC,NO | I-SW,SL,135A,OUT1A@250VAC,NO |  | I-SW,SL,135A,OUT1A AT 250VAC,NO | [18 empty] | 1 | 711426603538 | 0 |  | 133 | 14 | 9 | 3.8 | 478.8 | [23 empty] | 15 | N | [12 empty] | FL2 | PK | 9032900090 | [14 empty] | Stroomringtransfo, vast, Prim 1..135A, sec. 1A@250VAC, N.O. | Transfo de courant fermé, Prim 1..135A, Second 1A@250VAC, N.O.
Schneider Electric | Schneider Electric | 01022021 |  | Schneider Electric |  | BM | 3240102000 |  |  | 92.37 |  | 1 |  | 1 | I-SW,SP,50A,OUT1A@30VAC/DC,NO | I-SW,SP,50A,OUT1A@30VAC/DC,NO |  | I-SW,SP,50A,OUT1A AT 30VAC/DC,NO | [18 empty] | 1 | 711426603545 | 0 |  | 64.2 | 10.5 | 7 | 3.5 | 257.25 | [23 empty] | 4 | N | [12 empty] | FL2 | PK | 9032900090 | [14 empty] | Stroomringtransfo, scheidbaar, Prim 0.75..50A, sec. 1A@30VAC/DC, N.O. | Transfo de courant ouvert, Prim 0.75..50A, Second 1A@30VAC/DC, N.O.
Schneider Electric | Schneider Electric | 01022021 |  | Schneider Electric |  | BM | 3240103000 |  |  | 83.03 |  | 1 |  | 1 | I-SW,SP,50A,OUT1A@30VAC/DC,NO | I-SW,SP,50A,OUT1A@30VAC/DC,NO |  | I-SW,SP,50A,OUT1A AT 30VAC/DC,NO | [18 empty] | 1 | 711426603552 | 0 |  | 93.6 | 8.8 | 7.5 | 3.5 | 231 | [23 empty] | 4 | N | [12 empty] | FL2 | PK | 9032900090 | [14 empty] | Stroomringtransfo, scheidbaar, Prim 0.5..175A, sec. 1A@30VAC/DC, N.O. | Transfo de courant ouvert, Prim 0.5..175A, Second 1A@30VAC/DC, N.O.
Schneider Electric | Schneider Electric | 01022021 |  | Schneider Electric |  | BM | 3240104000 |  |  | 91.52 |  | 1 |  | 1 | 012W,SP,50A,OUT1A@30VAC/DC,NO | I-SW,SP,135A,OUT1A@30VAC,NO |  | I-SW,SP,50A,OUT1A AT 30VAC/DC,NO | [18 empty] | 1 | 711426603569 | 0 |  | 164 | 6.5 | 8 | 3.5 | 182 | [23 empty] | 15 | N | [12 empty] | FL2 | PK | 9032900090 | [14 empty] | Stroomringtransfo, scheidbaar, Prim 2.5..135A, sec. 1A@30VAC/DC, N.O. | Transfo de courant ouvert, Prim 2.5..135A, Second 1A@30VAC/DC, N.O.
Schneider Electric | Schneider Electric | 01022021 |  | Schneider Electric |  | BM | 3240105000 |  |  | 182 |  | 1 |  | 1 | I-SW,SP,135A,OUT1A@250VAC,NO | I-SW,SP,135A,OUT1A@250VAC,NO |  | I-SW,SP,135A,OUT1A AT 250VAC,NO | [18 empty] | 1 | 711426603576 | 0 |  | 160 | 0.1 | 0.1 | 0.1 | 0.001 | [23 empty] | 15 | N | [12 empty] | FL2 | PK | 9032900090 | [14 empty] | Stroomringtransfo, scheidbaar, Prim 2.5..135A, sec. 1A@250VAC/DC, N.O. | Transfo de courant ouvert, Prim 2.5..135A, Second 1A@250VAC/DC, N.O.
Schneider Electric | Schneider Electric | 01022021 |  | Schneider Electric |  | BM | 3240106000 |  |  | 53.37 |  | 1 |  | 1 | I-SW,SL,200A,OUT1A@30VAC/DC,NO | I-SW,SL,200A,OUT1A@30VAC/DC,NO |  | I-SW,SL,200A,OUT1A AT 30VAC/DC,NO | [18 empty] | 1 | 711426603583 | 0 |  | 99.4 | 8 | 7 | 3.2 | 179.2 | [23 empty] | 4 | N | [12 empty] | FL2 | PK | 9032900090 | [14 empty] | Stroomringtransfo, vast, Prim 0.25...200A, sec. 1A@30VAC/DC, N.O. | Transfo de courant fermé, Prim 0.25...200A, Second 1A@30VAC/DC, N.O.
Schneider Electric | Schneider Electric | 01022021 |  | Schneider Electric |  | BM | 3240108000 |  |  | 108.65 |  | 1 |  | 1 | I-SW,SP,60A,OUT1A@30VAC/DC,NO | I-SW,SP,60A,OUT1A@30VAC/DC,NO |  | I-SW,SP,60A,OUT1A AT 30VAC/DC,NO | [18 empty] | 1 | 711426603590 | 0 |  | 58.6 | 10.5 | 7 | 3.5 | 257.25 | [23 empty] | 4 | N | [12 empty] | FL2 | PK | 9032900090 | [14 empty] | Stroomringtransfo, scheidbaar, Prim 0.15..60A, sec. 1A@30VAC/DC, N.O. | Transfo de courant ouvert, Prim 0.15..60A, Second 1A@30VAC/DC, N.O.
Schneider Electric | Schneider Electric | 01022021 |  | Schneider Electric |  | BM | 3240109000 |  |  | 43.35 |  | 1 |  | 1 | I-SW,SP,200A,OUT1A@30VAC/DC,NO | I-SW,SP,200A,OUT1A@30VAC/DC,NO |  | I-SW,SP,200A,OUT1A AT 30VAC/DC,NO | [18 empty] | 1 | 711426603606 | 0 |  | 88.6 | 9.5 | 7 | 3.5 | 232.75 | [23 empty] | 4 | N | [12 empty] | FL2 | PK | 9032900090 | [14 empty] | Stroomringtransfo, scheidbaar, Prim 0.15..200A, sec. 1A@30VAC/DC, N.O. | Transfo de courant ouvert, Prim 0.15..200A, Second 1A@30VAC/DC, N.O.
Schneider Electric | Schneider Electric | 01022021 |  | Schneider Electric |  | BM | 3240110000 |  |  | 152.56 |  | 1 |  | 1 | I-SW,SP,200A,OUT1A@30VAC/DC,NO | I-SW,SP,200A,OUT1A@30VAC/DC,NO |  | I-SW,SP,200A,OUT1A AT 30VAC/DC,NO | [18 empty] | 1 | 711426603613 | 0 |  | 162 | 9 | 9 | 4 | 324 | [23 empty] | 15 | N | [12 empty] | FL2 | PK | 9032900090 | [14 empty] | Stroomringtransfo, scheidbaar, Prim 1.5..200A, sec. 1A@30VAC/DC, N.O. | Transfo de courant ouvert, Prim 1.5..200A, Second 1A@30VAC/DC, N.O.
Schneider Electric | Schneider Electric | 01022021 |  | Schneider Electric |  | BM | 3240111000 |  |  | 116.98 |  | 1 |  | 1 | I-SW FLOWSCH.1-200A SETP. VAST | I-SW,LCDSP,200A,1A@30VAC/DC,NO |  | I-SW,LCDSP,200A,1A@30VAC/DC,NO | [18 empty] | 1 | 711426075205 | 0 |  | 170 | 9.5 | 9.5 | 4.5 | 406.125 | [23 empty] | 12 | N | [12 empty] | FL2 | PK | 9032900090 | [14 empty] | Stroomringtransfo, scheidbaar, Prim 1.5..200A, sec. 1A@30VAC/DC, N.O. | Transfo de courant ouvert, Prim 1.5..200A, Second 1A@30VAC/DC, N.O.
Schneider Electric | Schneider Electric | 01022021 |  | Schneider Electric |  | BM | 3240112000 |  |  | 125.3 |  | 1 |  | 1 | I-SW FLOWSCH.1-150A SETP.VERST | I-SW,VFD,150A,1A@30VAC/DC,NO |  | I-SW,VFD,150A,1A@30VAC/DC,NO | [18 empty] | 1 | 711426075212 | 0 |  | 92 | 9.5 | 8 | 3.5 | 266 | [23 empty] | 12 | N | [12 empty] | FL2 | PK | 9032900090 | [14 empty] | Stroomringtransfo, vast, Prim 1.5…150A, sec. 1A@30VAC/DC, N.O. | Transfo de courant fixe, Prim 1.5…150A, Second 1A@30VAC/DC, N.O.
Schneider Electric | Schneider Electric | 01022021 |  | Schneider Electric |  | BM | 3240201000 |  |  | 146.12 |  | 1 |  | 1 | I-XDCR,SL,10/20/40AAC:4-20MA | I-XDCR,SL,10/20/40AAC:4-20MA |  | I-XDCR,SL,10/20/40AAC:4-20MA | [18 empty] | 1 | 711426603620 | 0 |  | 140 | 11 | 8.5 | 3.2 | 299.2 | [23 empty] | 15 | N | [12 empty] | FL2 | PK | 9032900090 | [14 empty] | Stroomringtransfo,vast, Prim 0 tot 10-20-40A, Sec.4 tot 20mA, 30mA@12 tot 30VDC | Transfo courant fermé, Prim 0 à 10-20-40A, Sec. 4 à 20mA, 30mA@12 à 30VDC
Schneider Electric | Schneider Electric | 01022021 |  | Schneider Electric |  | BM | 3240202000 |  |  | 172.64 |  | 1 |  | 1 | I-XDCR,SL,50/100/200AAC:4-20MA | I-XDCR,SL,50/100/200AAC:4-20MA |  | I-XDCR,SL,50/100/200AAC:4-20MA | [18 empty] | 1 | 711426603637 | 0 |  | 138 | 11 | 8.5 | 3 | 280.5 | [23 empty] | 15 | N | [12 empty] | FL2 | PK | 9032900090 | [14 empty] | Stroomringtransf,vast, Prim 0 tot 50-100-200A, Sec.4 tot 20mA, 30mA@12 tot 30VDC | Transfo courant fermé, Prim 0 à 50-100-200A, Sec. 4 à 20mA, 30mA@12 à 30VDC
Schneider Electric | Schneider Electric | 01022021 |  | Schneider Electric |  | BM | 3240203000 |  |  | 206.96 |  | 1 |  | 1 | I-XDCR,SP,30/60/120AAC:4-20MA | I-XDCR,SP,30/60/120AAC:4-20MA |  | I-XDCR,SP,30/60/120AAC:4-20MA | [18 empty] | 1 | 711426603644 | 0 |  | 180 | 0.1 | 0.1 | 0.1 | 0.001 | [23 empty] | 15 | N | [12 empty] | FL2 | PK | 9032900090 | [14 empty] | Stroomringtransf, scheidbaar,Prim 0/30-60-120A,Sec.4 tot 20mA, 30mA@12 tot 30VDC | Transfo courant tor. ouvert, Prim 0 à 30-60-120A, Sec. 4 à 20mA, 30mA@12 à 30VDC
Schneider Electric | Schneider Electric | 01022021 |  | Schneider Electric |  | BM | 3240204000 |  |  | 216.32 |  | 1 |  | 1 | I-XDCR,SL,10/20/40AAC:0-5VDC | I-XDCR,SL,10/20/40AAC:0-5VDC |  | I-XDCR,SL,10/20/40AAC:0-5VDC | [18 empty] | 1 | 711426603651 | 0 |  | 140.4 | 10.8 | 9 | 3.8 | 369.36 | [23 empty] | 4 | N | [12 empty] | FL2 | PK | 9032900090 | [14 empty] | Stroomringtransfo, vast, Prim 0 tot 10-20-40A, Sec. 0..5 VDC., zelfgevoed | Transfo courant fermé, Prim 0 à 10-20-40A, Sec. 0..5 VDC., Autoalimenté
Schneider Electric | Schneider Electric | 01022021 |  | Schneider Electric |  | BM | 3240205000 |  |  | 149.76 |  | 1 |  | 1 | I-XDCR,SL,50/100/200AAC:0-5VDC | I-XDCR,SL,50/100/200AAC:0-5VDC |  | I-XDCR,SL,50/100/200AAC:0-5VDC | [18 empty] | 1 | 711426603668 | 0 |  | 140 | 0.1 | 0.1 | 0.1 | 0.001 | [23 empty] | 15 | N | [12 empty] | FL2 | PK | 9032900090 | [14 empty] | Stroomringtransfo, vast, Prim 0 tot 50-100-200A, Sec. 0..5 VDC, zelfgevoed | Transfo courant fermé, Prim 0 à 50-100-200A, Sec. 0..5 VDC, Autoalimenté
Schneider Electric | Schneider Electric | 01022021 |  | Schneider Electric |  | BM | 3240206000 |  |  | 213.2 |  | 1 |  | 1 | I-XDCR,SL,10/20/40AAC:0-10VDC | I-XDCR,SL,10/20/40AAC:0-10VDC |  | I-XDCR,SL,10/20/40AAC:0-10VDC | [18 empty] | 1 | 711426603675 | 0 |  | 142.2 | 28.5 | 9.2 | 7 | 1835.4 | [23 empty] | 15 | N | [12 empty] | FL2 | PK | 9032900090 | [14 empty] | Stroomringtransfo, vast, Prim 0 tot 10-20-40A, Sec. 0..10 VDC, zelfgevoed | Transfo courant fermé, Prim 0 à 10-20-40A, Sec. 0..10 VDC, Autoalimenté
Schneider Electric | Schneider Electric | 01022021 |  | Schneider Electric |  | BM | 3240207000 |  |  | 229.84 |  | 1 |  | 1 | I-XDCR,SL,50/100/200AAC:0-10VD | I-XDCR,SL,50/100/200AAC:0-10VD |  | I-XDCR,SL,50/100/200AAC:0-10VD | [18 empty] | 1 | 711426603682 | 0 |  | 140 | 14.5 | 9 | 4.2 | 548.1 | [23 empty] | 15 | N | [12 empty] | FL2 | PK | 9032900090 | [14 empty] | Stroomringtransfo, vast, Prim 0 tot 50-100-200A, Sec. 0..10 VDC, zelfgevoed | Transfo courant fermé, Prim 0 à 50-100-200A, Sec. 0..10 VDC, Autoalimenté
Schneider Electric | Schneider Electric | 01022021 |  | Schneider Electric |  | BM | 3240208000 |  |  | 98.02 |  | 1 |  | 1 | I-XDCR,SP,30/60/120AAC:0-5VDC | I-XDCR,SP,30/60/120AAC:0-5VDC |  | I-XDCR,SL,30/60/120AAC:0-5VDC | [18 empty] | 1 | 711426603699 | 0 |  | 166 | 6 | 8.5 | 3.5 | 178.5 | [23 empty] | 15 | N | [12 empty] | FL2 | PK | 9032900090 | [14 empty] | Stroomringtransfo, scheidbaar, Prim 0 tot 30-60-120A, Sec. 0…5VDC, zelfgevoed | Transfo courant tor. ouvert, Prim 0 à 30-60-120A, Sec. 0…5VDC, Autoalimenté
Schneider Electric | Schneider Electric | 01022021 |  | Schneider Electric |  | BM | 3240209000 |  |  | 116.5 |  | 1 |  | 1 | I-XDCR,SL,20/100/150AAC:0-10VD | I-XDCR,SL,20/100/150AAC:0-10VD |  | I-XDCR,SL,20/100/150AAC:0-10VD | [18 empty] | 1 | 711426603705 | 0 |  | 170 | 8.5 | 7.5 | 3.7 | 235.875 | [23 empty] | 15 | N | [12 empty] | FL2 | PK | 9032900090 | [14 empty] | Stroomringtransfo, scheidbaar, Prim 0 tot 20-100-150A, Sec. 0…5VDC, zelfgevoed | Transfo courant tor. ouvert, Prim 0 à 20-100-150A, Sec. 0…5VDC, Autoalimenté
Schneider Electric | Schneider Electric | 01022021 |  | Schneider Electric |  | BM | 3240212000 |  |  | 79.04 |  | 1 |  | 1 | I-XDCR FLOWSCH. 0-10A OUT 0-5V | I-XDCR,10AAC:0-5VDC |  | I-XDCR,10AAC:0-5VDC | [18 empty] | 1 | 711426075229 | 0 |  | 107 | 8.5 | 7.5 | 3 | 191.25 | [23 empty] | 12 | N | [12 empty] | FL2 | PK | 9032900090 | [14 empty] | Stroomringtransfo, vast, Prim 0 tot 10A, Sec. 0..5 VDC., zelfgevoed | Transfo courant fermé, Prim 0 à 10A, Sec. 0..5 VDC, Autoalimenté
Schneider Electric | Schneider Electric | 01022021 |  | Schneider Electric |  | BM | 3240213000 |  |  | 68.64 |  | 1 |  | 1 | I-XDCR FLOWSCH. 0-20A OUT 0-5V | I-XDCR,20AAC:0-5VDC |  | I-XDCR,20AAC:0-5VDC | [18 empty] | 1 | 711426075236 | 0 |  | 100 | 13.7 | 9 | 4 | 493.2 | [23 empty] | 12 | N | [12 empty] | FL2 | PK | 9032900090 | [14 empty] | Stroomringtransfo, vast, Prim 0 tot 20A, Sec. 0..5 VDC., zelfgevoed | Transfo courant fermé, Prim 0 à 20A, Sec. 0..5 VDC, Autoalimenté
Schneider Electric | Schneider Electric | 01022021 |  | Schneider Electric |  | BM | 3240301000 |  |  | 8.5 |  | 1 |  | 1 | AH01-S6, Adapt. H6/7/8/9xx | AH01-S6, Adapt. pour H6/7/8/9xx |  | ACC,DIN ADAPTER FOR H6/7/8/9XX | [18 empty] | 1 | 711426603736 | 0 |  | 6.4 | 7 | 2 | 1.5 | 21 | [23 empty] | 4 | N | [12 empty] | FL1 | N8 | 9032900090 | [14 empty] | AH01-S6, Adapter ACC,DIN voor H6/7/8/9XX | AH01-S6, Adaptateur pour H6/7/8/9xx
Schneider Electric | Schneider Electric | 01022021 |  | Schneider Electric |  | BM | 3240302000 |  |  | 29.1 |  | 1 |  | 1 | AH27-S6, Adapt. H3xx | AH27-S6, Adapt. pour H3xx |  | ACC,DIN ADAPTER FOR H3XX | [18 empty] | 1 | 711426070972 | 0 |  | 11 | 11.5 | 9 | 0.4 | 41.4 | [23 empty] | 4 | N | [12 empty] | FL1 | N8 | 9032900090 | [14 empty] | AH27-S6, Adapter ACC,DIN voor H3XX | AH27-S6, Adaptateur pour H3xx
Schneider Electric | Schneider Electric | 01022021 |  | Schneider Electric |  | BM | 3411040000 |  |  | 79.31 |  | 1 |  | 1 | TR-YT40, Transformator 40VA, YT 40 | TR-YT40, Transformateur 40VA, YT40 |  | Transformer 40VA YT 40 | [18 empty] | 1 |  | 0 |  | 1118.2 | 8.4 | 7.8 | 15.7 | 1028.664 | [23 empty] | 4 | N | [12 empty] | FL3 | N7 | 8504318090 | [14 empty] | TR-YT40, Transformator 40VA, YT 40 | TR-YT40, Transformateur 40VA, YT40
Schneider Electric | Schneider Electric | 01022021 |  | Schneider Electric |  | BM | 3411060000 |  |  | 145.6 |  | 1 |  | 1 | TR-YT60, Transformator 60VA, YT 60 | TR-YT60, Transformateur 60VA, YT 60 |  | Transformer 60VA YT 60 | [18 empty] | 1 |  | 0 |  | 1178 | 0.1 | 0.1 | 0.1 | 0.001 | [23 empty] | 4 | N | [12 empty] | FL3 | N7 | 8504318090 | [14 empty] | TR-YT60, Transformator 60VA, YT 60 | TR-YT60, Transformateur 60VA, YT 60
Schneider Electric | Schneider Electric | 01022021 |  | Schneider Electric |  | BM | 3411100010 |  |  | 101.1 |  | 1 |  | 1 | TR-YT96, transformator 96VA, YT 96 | TR-YT96, Transformateur 96VA, YT 96 | [20 empty] | 1 |  | 0 |  | 300 | 90 | 90 | 63.8 | 516780 | [23 empty] | 4 | N | [12 empty] | FL3 | N7 | 8504318090 | [14 empty] | TR-YT96, transformator 96VA, YT 96 | TR-YT96, Transformateur 96VA, YT 96
Schneider Electric | Schneider Electric | 01022021 |  | Schneider Electric |  | BM | 3413032000 |  |  | 89.96 |  | 1 |  | 1 | TR32, Transformator 24V, 32VA | TR32, Transformateur 24V, 32VA |  | Transformer TR 32 | [18 empty] | 1 | 3606489656720 | 0 |  | 872.4 | 13 | 7.7 | 7.7 | 770.77 | [23 empty] | 4 | N | [12 empty] | FL3 | N7 | 8504318090 | [14 empty] | TR32, Transformator 24V, 32VA | TR32, Transformateur 24V, 32VA
Schneider Electric | Schneider Electric | 01022021 |  | Schneider Electric |  | BM | 3413060000 |  |  | 101.72 |  | 1 |  | 1 | TR60, Transformator 24V, 60VA | TR60, Transformateur 24V, 60VA |  | Transformer TR 60 | [18 empty] | 1 | 3606489656737 | 0 |  | 1162.2 | 13 | 7.7 | 7.7 | 770.77 | [23 empty] | 4 | N | [12 empty] | FL3 | N7 | 8504318090 | [14 empty] | TR60, Transformator 24V, 60VA | TR60, Transformateur 24V, 60VA
Schneider Electric | Schneider Electric | 01022021 |  | Schneider Electric |  | BM | 5123002010 |  |  | 47.45 |  | 1 |  | 1 | STD100-50, Kanaal T° voeler 1.8K | STD100-50, Sonde T° gaine 1.8K |  | Sensor Temp Duct STD100-50 | [18 empty] | 1 | 7332552011849 | 0 |  | 197.4 | 9.3 | 0.7 | 20.5 | 133.455 | [23 empty] | 4 | N | [12 empty] | FL2 | PK | 9032900090 | [14 empty] | STD100-50, Kanaaltemperatuurvoeler, Lengte 50 mm, 1.8K | STD100-50, Sonde de température de gaine, longueur 50 mm, 1.8K
Schneider Electric | Schneider Electric | 01022021 |  | Schneider Electric |  | BM | 5123004010 |  |  | 47.86 |  | 1 |  | 1 | STD100-100, Kanaal T° voeler 1.8K | STD100-100, Sonde T° gaine 1.8K |  | Sensor Temp Duct STD100-100 | [18 empty] | 1 | 7332552011856 | 0 |  | 201.8 | 20.4 | 9.3 | 7 | 1328.04 | [23 empty] | 2 | Y | [12 empty] | FL2 | PK | 9032900090 | [14 empty] | STD100-100, Kanaaltemperatuurvoeler, Lengte 100 mm, 1.8K | STD100-100, Sonde de température de gaine , longueur 100 mm, 1.8K
Schneider Electric | Schneider Electric | 01022021 |  | Schneider Electric |  | BM | 5123006010 |  |  | 48.29 |  | 1 |  | 1 | STD100-150, Kanaal T° voeler 1.8K | STD100-150, Sonde T° gaine 1.8K |  | Sensor Temp Duct STD100-150 | [18 empty] | 1 | 7332552011863 | 0 |  | 216.2 | 28.5 | 9.2 | 7 | 1835.4 | [23 empty] | 4 | N | [12 empty] | FL2 | PK | 9032900090 | [14 empty] | STD100-150, Kanaaltemperatuurvoeler, Lengte 150 mm, 1.8K | STD100-150, Sonde de température de gaine , longueur 150 mm, 1.8K
Schneider Electric | Schneider Electric | 01022021 |  | Schneider Electric |  | BM | 5123008010 |  |  | 50.04 |  | 1 |  | 1 | STD100-200, Kanaal T° voeler 1.8K | STD100-200, Sonde T° gaine 1.8K |  | Sensor Temp Duct STD100-200 | [18 empty] | 1 | 7332552011870 | 0 |  | 222 | 28.3 | 9.3 | 7 | 1842.33 | [23 empty] | 4 | N | [12 empty] | FL2 | PK | 9032900090 | [14 empty] | STD100-200, Kanaaltemperatuurvoeler, Lengte 200 mm, 1.8K | STD100-200, Sonde de température de gaine, longueur 200 mm, 1.8K
Schneider Electric | Schneider Electric | 01022021 |  | Schneider Electric |  | BM | 5123010010 |  |  | 49.15 |  | 1 |  | 1 | STD100-250, Kanaal T° voeler 1.8K | STD100-250, Sonde T° gaine 1.8K |  | STD100250 SENSOR TEMP DUCT STD100-250 | [18 empty] | 1 | 7332552011887 | 0 |  | 240.8 | 38.4 | 9.2 | 7 | 2472.96 | [23 empty] | 2 | Y | [12 empty] | FL2 | PK | 9032900090 | [14 empty] | STD100-250, Kanaaltemperatuurvoeler, Lengte 250 mm, 1.8K | STD100-250, Sonde de température de gaine , long 250 mm, 1.8K
Schneider Electric | Schneider Electric | 01022021 |  | Schneider Electric |  | BM | 5123012010 |  |  | 48.77 |  | 1 |  | 1 | STD100-300, Kanaal T° voeler 1.8K | STD100-300, Sonde T° gaine 1.8K |  | STD100300 SENSOR TEMP DUCT STD100-300 | [18 empty] | 1 | 7332552011894 | 0 |  | 237 | 38.5 | 9.3 | 7 | 2506.35 | [23 empty] | 4 | N | [12 empty] | FL2 | PK | 9032900090 | [14 empty] | STD100-300, Kanaaltemperatuurvoeler, Lengte 300 mm, 1.8K | STD100-300, Sonde de température de gaine, long 300 mm, 1.8K
Schneider Electric | Schneider Electric | 01022021 |  | Schneider Electric |  | BM | 5123014010 |  |  | 50.01 |  | 1 |  | 1 | STD100-400, Kanaal T° voeler 1.8K | STD100-400, Sonde T° gaine 1.8K |  | STD100400 SENSOR TEMP DUCT STD100-400 | [18 empty] | 1 | 7332552011900 | 0 |  | 260.4 | 48.5 | 9.3 | 7 | 3157.35 | [23 empty] | 2 | Y | [12 empty] | FL2 | PK | 9032900090 | [14 empty] | STD100-400, Kanaaltemperatuurvoeler, Lengte 400 mm, 1.8K | STD100-400, Sonde de température de gaine, long 400 mm, 1.8K
Schneider Electric | Schneider Electric | 01022021 |  | Schneider Electric |  | BM | 5123030010 |  |  | 46.68 |  | 1 |  | 1 | STD200-50, Kanaal T° voeler 10K | STD200-50, Sonde T° gaine 10K |  | STD20050 SENSOR TEMP DUCT STD200-50 | [18 empty] | 1 | 7332552011917 | 0 |  | 189.8 | 20.5 | 9.3 | 7 | 1334.55 | [23 empty] | 4 | N | [12 empty] | FL2 | PK | 9032900090 | [14 empty] | STD200-50, Kanaaltemperatuurvoeler, Lengte 50 mm, 10K | STD200-50, Sonde de température de gaine, longueur 50 mm, 10K
Schneider Electric | Schneider Electric | 01022021 |  | Schneider Electric |  | BM | 5123032010 |  |  | 47.1 |  | 1 |  | 1 | STD200-100, Kanaal T° voeler 10K | STD200-100, Sonde T° gaine 10K |  | STD200100 SENSOR TEMP DUCT STD200-100 | [18 empty] | 1 | 7332552011924 | 0 |  | 198.2 | 20.4 | 9.2 | 6.9 | 1294.992 | [23 empty] | 4 | N | [12 empty] | FL2 | PK | 9032900090 | [14 empty] | STD200-100, Kanaaltemperatuurvoeler, Lengte 100 mm, 10K | STD200-100, Sonde de température de gaine, longueur 100 mm, 10K
Schneider Electric | Schneider Electric | 01022021 |  | Schneider Electric |  | BM | 5123034010 |  |  | 47.51 |  | 1 |  | 1 | STD200-150, Kanaal T° voeler 10K | STD200-150, Sonde T° gaine 10K |  | STD200150 SENSOR TEMP DUCT STD200-150 | [18 empty] | 1 | 7332552011931 | 0 |  | 214 | 28.5 | 9.3 | 7 | 1855.35 | [23 empty] | 4 | N | [12 empty] | FL2 | PK | 9032900090 | [14 empty] | STD200-150, Kanaaltemperatuurvoeler, Lengte 150 mm, 10K | STD200-150, Sonde de température de gaine, longueur 150 mm, 10K
Schneider Electric | Schneider Electric | 01022021 |  | Schneider Electric |  | BM | 5123036010 |  |  | 47.93 |  | 1 |  | 1 | STD200-200, Kanaal T° voeler 10K | STD200-200, Sonde T° gaine 10K |  | STD200200 SENSOR TEMP DUCT STD200-200 | [18 empty] | 1 | 7332552011948 | 0 |  | 219 | 28.5 | 9.3 | 7 | 1855.35 | [23 empty] | 4 | N | [12 empty] | FL2 | PK | 9032900090 | [14 empty] | STD200-200, Kanaaltemperatuurvoeler, Lengte 200 mm, 10K | STD200-200, Sonde de température de gaine, longueur 200 mm 10K
Schneider Electric | Schneider Electric | 01022021 |  | Schneider Electric |  | BM | 5123038010 |  |  | 48.35 |  | 1 |  | 1 | STD200-250, Kanaal T° voeler 10K | STD200-250, Sonde T° gaine 10K |  | STD200250 SENSOR TEMP DUCT STD200-250 | [18 empty] | 1 | 7332552011955 | 0 |  | 236 | 38.5 | 9.3 | 7 | 2506.35 | [23 empty] | 4 | N | [12 empty] | FL2 | PK | 9032900090 | [14 empty] | STD200-250, Kanaaltemperatuurvoeler, Lengte 250 mm, 10K | STD200-250, Sonde de température de gaine, longueur 250 mm, 10K
Schneider Electric | Schneider Electric | 01022021 |  | Schneider Electric |  | BM | 5123040010 |  |  | 48.35 |  | 1 |  | 1 | STD200-300, Kanaal T° voeler 10K | STD200-300, Sonde T° gaine 10K |  | STD200300 SENSOR TEMP DUCT STD200-300 | [18 empty] | 1 | 7332552011962 | 0 |  | 234.4 | 38.5 | 9.4 | 7 | 2533.3 | [23 empty] | 4 | N | [12 empty] | FL2 | PK | 9032900090 | [14 empty] | STD200-300, Kanaaltemperatuurvoeler, Lengte 300 mm, 10K | STD200-300, Sonde de température de gaine longueur 300 mm, 10K
Schneider Electric | Schneider Electric | 01022021 |  | Schneider Electric |  | BM | 5123042010 |  |  | 49.55 |  | 1 |  | 1 | STD200-400, Kanaal T° voeler 10K | STD200-400, Sonde T° gaine 10K |  | STD200400 SENSOR TEMP DUCT STD200-400 | [18 empty] | 1 | 7332552011979 | 0 |  | 274.6 | 48.4 | 9.4 | 7 | 3184.72 | [23 empty] | 4 | N | [12 empty] | FL2 | PK | 9032900090 | [14 empty] | STD200-400, Kanaaltemperatuurvoeler, Lengte 400 mm, 10K | STD200-400, Sonde de température de gaine, longueur 400 mm, 10K
Schneider Electric | Schneider Electric | 01022021 |  | Schneider Electric |  | BM | 5123058000 |  |  | 48.72 |  | 1 |  | 1 | STD150, Kanaal T° voeler , 1.8K, 2m | STD150, Sonde T° gaine , 1.8K, 2m |  | Sensor Temp Duct STD150 | [18 empty] | 1 | 7332552011986 | 0 |  | 94.4 | 14 | 6.5 | 4.3 | 391.3 | [23 empty] | 2 | Y | [12 empty] | FL2 | PK | 9032900090 | [14 empty] | STD150, Kanaaltemperatuurvoeler, 1.8K, Kabel 2m | STD150, Sonde de température de gaine, 1.8K, câble 2m
Schneider Electric | Schneider Electric | 01022021 |  | Schneider Electric |  | BM | 5123060010 |  |  | 193.84 |  | 1 |  | 1 | STD190, Kanaal T° voeler, 1.8K | STD190, Sonde T° moy gaine 1.8K |  | STD190 SENS TEMP AVDCT STD190 | [18 empty] | 1 | 7332552011993 | 0 |  | 303.4 | 16.5 | 15.2 | 5.5 | 1379.4 | [23 empty] | 4 | N | [12 empty] | FL2 | PK | 9032900090 | [14 empty] | STD190, Kanaaltemperatuurvoeler, gemiddelde temperatuur, 1.8K | STD190, Sonde de température moyenne de gaine, 1.8K
Schneider Electric | Schneider Electric | 01022021 |  | Schneider Electric |  | BM | 5123060020 |  |  | 198.87 |  | 1 |  | 1 | STD290, Kanaal T° voeler 10K | STD290, Sonde T° moy gaine 10K |  | SENS TEMP AVDCT STD290 | [18 empty] | 1 | 7332552012006 | 0 |  | 303.6 | 16.9 | 15.2 | 5.5 | 1412.84 | [23 empty] | 4 | N | [12 empty] | FL2 | PK | 9032900090 | [14 empty] | STD290, Kanaaltemperatuurvoeler, gemiddelde temperatuur, 10K | STD290, Sonde de température moyenne de gaine, 10K
Schneider Electric | Schneider Electric | 01022021 |  | Schneider Electric |  | BM | 5123074010 |  |  | 47.51 |  | 1 |  | 1 | STD500-150, Kanaal T° voeler, 10K | STD500-150, Sonde T° gaine, 10K |  | STD500150 SENSOR TEMP DUCT STD500-150 | [18 empty] | 1 | 7332552012013 | 0 |  | 215.6 | 28.5 | 9.3 | 7 | 1855.35 | [23 empty] | 4 | N | [12 empty] | FL2 | PK | 9032900090 | [14 empty] | STD500-150, Kanaaltemperatuurvoeler, Lengte 150 mm, 10K | STD500-150, Sonde de température de gaine, long 150 mm, 10K
Schneider Electric | Schneider Electric | 01022021 |  | Schneider Electric |  | BM | 5123078010 |  |  | 48.35 |  | 1 |  | 1 | STD500-250, Kanaal T° voeler, 10K | STD500-250, Sonde T° gaine, 10K |  | STD500250 SENSOR TEMP DUCT STD500-250 | [18 empty] | 1 | 7332552012020 | 0 |  | 239.4 | 38.5 | 9.3 | 7 | 2506.35 | [23 empty] | 4 | N | [12 empty] | FL2 | PK | 9032900090 | [14 empty] | STD500-250, Kanaaltemperatuurvoeler, Lengte 250 mm, 10K | STD500-250, Sonde de température de gaine, long 250 mm, 10K
Schneider Electric | Schneider Electric | 01022021 |  | Schneider Electric |  | BM | 5123082010 |  |  | 49.2 |  | 1 |  | 1 | STD500-400, Kanaal T° voeler, 10K | STD500-400, Sonde T° gaine, 10K |  | STD500400 SENSOR TEMP DUCT STD500-400 | [18 empty] | 1 | 7332552012037 | 0 |  | 272.4 | 48.5 | 9.3 | 7 | 3157.35 | [23 empty] | 4 | N | [12 empty] | FL2 | PK | 9032900090 | [14 empty] | STD500-400, Kanaaltemperatuurvoeler, Lengte 400 mm, 10K | STD500-400, Sonde de température de gaine, long 400 mm, 10K
Schneider Electric | Schneider Electric | 01022021 |  | Schneider Electric |  | BM | 5123084000 |  |  | 30.27 |  | 1 |  | 1 | STD550, Kanaal T° voeler, 10K | STD550, Sonde T° gaine, 10K |  | Sensor Temp Duct STD550 | [18 empty] | 1 | 7332552012044 | 0 |  | 93 | 14 | 6.5 | 4.3 | 391.3 | [23 empty] | 2 | Y | [12 empty] | FL2 | PK | 9032900090 | [14 empty] | STD550, Kanaaltemperatuurvoeler, 10K, Kabel 2m | STD550, Sonde de température de gaine, 10K, câble 2m
Schneider Electric | Schneider Electric | 01022021 |  | Schneider Electric |  | BM | 5123086010 |  |  | 193.84 |  | 1 |  | 1 | STD591, Kanaal T° voeler, 10K | STD591, Sonde T° gaine average 10K |  | STD591 SENSOR TEMP AVDUCT STD591 | [18 empty] | 1 | 7332552012051 | 0 |  | 303.2 | 16.5 | 15.2 | 5.5 | 1379.4 | [23 empty] | 4 | N | [12 empty] | FL2 | PK | 9032900090 | [14 empty] | STD591, Kanaaltemperatuurvoeler, gemiddelde temperatuur, 10K | STD591, Sonde de température de gaine (T° moyenne), 10K
Schneider Electric | Schneider Electric | 01022021 |  | Schneider Electric |  | BM | 5123102010 |  |  | 46.58 |  | 1 |  | 1 | STP100-50, Water T° voeler 1.8K | STP100-50, Sonde T° imm. 1.8K |  | Sensor Temp Pipe STP100-50 | [18 empty] | 1 | 7332552012068 | 0 |  | 179.4 | 20.4 | 9.3 | 7 | 1328.04 | [23 empty] | 2 | Y | [12 empty] | FL2 | PK | 9032900090 | [14 empty] | STP100-50, Watertemperatuurvoeler, Lengte 50 mm, 1.8K | STP100-50, Sonde de Température à immersion, longueur 50 mm, 1.8K
Schneider Electric | Schneider Electric | 01022021 |  | Schneider Electric |  | BM | 5123104010 |  |  | 47.1 |  | 1 |  | 1 | STP100-100, Water T° voeler 1.8K | STP100-100, Sonde T° imm. 1.8K |  | Sensor Temp Pipe STP100-100 | [18 empty] | 1 | 7332552012075 | 0 |  | 182.6 | 20.5 | 9.3 | 7 | 1334.55 | [23 empty] | 2 | Y | [12 empty] | FL2 | PK | 9032900090 | [14 empty] | STP100-100, Watertemperatuurvoeler, Lengte 100 mm, 1.8K | SPT100-100, Sonde de Température à immersion, longueur 100 mm, 1.8K
Schneider Electric | Schneider Electric | 01022021 |  | Schneider Electric |  | BM | 5123106010 |  |  | 47.02 |  | 1 |  | 1 | STP100-150, Water T° voeler 1.8K | STP100-150, Sonde T° imm. 1.8K |  | Sensor Temp Pipe STP100-150 | [18 empty] | 1 | 7332552012082 | 0 |  | 198.2 | 28.4 | 9.3 | 7 | 1848.84 | [23 empty] | 4 | N | [12 empty] | FL2 | PK | 9032900090 | [14 empty] | STP100-150, Watertemperatuurvoeler, Lengte 150 mm, 1.8K | SPT100-150, Sonde de Température à immersion, longueur 150 mm, 1.8K
Schneider Electric | Schneider Electric | 01022021 |  | Schneider Electric |  | BM | 5123108010 |  |  | 47.45 |  | 1 |  | 1 | SPT100-200, Water T° voeler 1.8K | SPT100-200, Sonde T° imm. 1.8K |  | STP100200 SENSOR TEMP PIPE STP100-200 | [18 empty] | 1 | 7332552012099 | 0 |  | 199.6 | 28.5 | 9.3 | 7 | 1855.35 | [23 empty] | 2 | Y | [12 empty] | FL2 | PK | 9032900090 | [14 empty] | STP100-200, Watertemperatuurvoeler, Lengte 200 mm, 1.8K | SPT100-200, Sonde de Température à immersion, longueur 200 mm, 1.8K
Schneider Electric | Schneider Electric | 01022021 |  | Schneider Electric |  | BM | 5123110010 |  |  | 47.86 |  | 1 |  | 1 | SPT100-250, Water T° voeler 1.8K | SPT100-250, Sonde T° imm. 1.8K |  | STP100250 SENSOR TEMP PIPE STP100-250 | [18 empty] | 1 | 7332552012105 | 0 |  | 216.8 | 38.5 | 9.2 | 7 | 2479.4 | [23 empty] | 2 | Y | [12 empty] | FL2 | PK | 9032900090 | [14 empty] | STP100-250, Watertemperatuurvoeler, Lengte 250 mm, 1.8K | SPT100-250, Sonde de Température à immersion, longueur 250 mm, 1.8K
Schneider Electric | Schneider Electric | 01022021 |  | Schneider Electric |  | BM | 5123112010 |  |  | 47.57 |  | 1 |  | 1 | SPT100-300, Water T° voeler 1.8K | SPT100-300, Sonde T° imm. 1.8K |  | Sensor Temp Pipe STP100-300 | [18 empty] | 1 | 7332552012112 | 0 |  | 219.6 | 38.4 | 9.3 | 7 | 2499.84 | [23 empty] | 4 | N | [12 empty] | FL2 | PK | 9032900090 | [14 empty] | STP100-300, Watertemperatuurvoeler, Lengte 300 mm, 1.8K | SPT100-300, Sonde de Température à immersion, longueur 300 mm, 1.8K
Schneider Electric | Schneider Electric | 01022021 |  | Schneider Electric |  | BM | 5123114010 |  |  | 48.72 |  | 1 |  | 1 | SPT100-400, Water T° voeler 1.8K | SPT100-400, Sonde T° imm. 1.8K |  | STP100400 SENSOR TEMP PIPE STP100-400 | [18 empty] | 1 | 7332552012129 | 0 |  | 243.6 | 48.5 | 9.3 | 7 | 3157.35 | [23 empty] | 2 | Y | [12 empty] | FL2 | PK | 9032900090 | [14 empty] | STP100-400, Watertemperatuurvoeler, Lengte 400 mm, 1.8K | SPT100-400, Sonde de Température à immersion, longueur 400 mm, 1.8K
Schneider Electric | Schneider Electric | 01022021 |  | Schneider Electric |  | BM | 5123130010 |  |  | 45.16 |  | 1 |  | 1 | SPT200-50, Water T° voeler, 10K | SPT200-50, Sonde T° imm., 10K |  | STP20050 SENSOR TEMP PIPE STP200-50 | [18 empty] | 1 | 7332552012136 | 0 |  | 179.2 | 20.4 | 9.3 | 6.9 | 1309.068 | [23 empty] | 2 | Y | [12 empty] | FL2 | PK | 9032900090 | [14 empty] | STP200-50, Watertemperatuurvoeler, lengte 50 mm, 10K | SPT200-50, Sonde de Température à immersion, longueur 50 mm, 10K
Schneider Electric | Schneider Electric | 01022021 |  | Schneider Electric |  | BM | 5123132010 |  |  | 45.57 |  | 1 |  | 1 | SPT200-100, Water T° voeler, 10K | SPT200-100, Sonde T° imm., 10K |  | STP200100 SENSOR TEMP PIPE STP200-100 | [18 empty] | 1 | 7332552012143 | 0 |  | 181.6 | 20.5 | 9.2 | 7 | 1320.2 | [23 empty] | 4 | N | [12 empty] | FL2 | PK | 9032900090 | [14 empty] | STP200-100, Watertemperatuurvoeler, lengte 100 mm, 10K | SPT200-100, Sonde de Température à immersion, longueur 100 mm, 10K
Schneider Electric | Schneider Electric | 01022021 |  | Schneider Electric |  | BM | 5123134010 |  |  | 47.59 |  | 1 |  | 1 | SPT200-150, Water T° voeler, 10K | SPT200-150, Sonde T° imm., 10K |  | STP200150 SENSOR TEMP PIPE STP200-150 | [18 empty] | 1 | 7332552012150 | 0 |  | 199.8 | 28.5 | 9.2 | 7 | 1835.4 | [23 empty] | 4 | N | [12 empty] | FL2 | PK | 9032900090 | [14 empty] | STP200-150, Watertemperatuurvoeler, lengte 150 mm, 10K | SPT200-150, Sonde de Température à immersion, longueur 150 mm, 10K
Schneider Electric | Schneider Electric | 01022021 |  | Schneider Electric |  | BM | 5123136010 |  |  | 45.97 |  | 1 |  | 1 | SPT200-200, Water T° voeler, 10K | SPT200-200, Sonde T° imm., 10K |  | STP200200 SENSOR TEMP PIPE STP200-200 | [18 empty] | 1 | 7332552012167 | 0 |  | 202.4 | 28.4 | 9.3 | 6.9 | 1822.428 | [23 empty] | 2 | Y | [12 empty] | FL2 | PK | 9032900090 | [14 empty] | STP200-200, Watertemperatuurvoeler, lengte 200 mm, 10K | SPT200-200, Sonde de Température à immersion, longueur 200 mm, 10K
Schneider Electric | Schneider Electric | 01022021 |  | Schneider Electric |  | BM | 5123138010 |  |  | 46.4 |  | 1 |  | 1 | SPT200-250, Water T° voeler, 10K | SPT200-250, Sonde T° imm., 10K |  | STP200250 SENSOR TEMP PIPE STP200-250 | [18 empty] | 1 | 7332552012174 | 0 |  | 226 | 38.3 | 9.2 | 6.9 | 2431.284 | [23 empty] | 4 | N | [12 empty] | FL2 | PK | 9032900090 | [14 empty] | STP200-250, Watertemperatuurvoeler, lengte 250 mm, 10K | SPT200-250, Sonde de Température à immersion, longueur 250 mm, 10K
Schneider Electric | Schneider Electric | 01022021 |  | Schneider Electric |  | BM | 5123140010 |  |  | 46.81 |  | 1 |  | 1 | SPT200-300, Water T° voeler, 10K | SPT200-300, Sonde T° imm., 10K |  | STP200300 SENSOR TEMP PIPE STP200-300 | [18 empty] | 1 | 7332552012181 | 0 |  | 233.2 | 38.5 | 9.3 | 7 | 2506.35 | [23 empty] | 2 | Y | [12 empty] | FL2 | PK | 9032900090 | [14 empty] | STP200-300, Watertemperatuurvoeler, lengte 300 mm, 10K | SPT200-300, Sonde de Température à immersion, longueur 300 mm, 10K
Schneider Electric | Schneider Electric | 01022021 |  | Schneider Electric |  | BM | 5123142010 |  |  | 47.23 |  | 1 |  | 1 | SPT200-400, Water T° voeler, 10K | SPT200-400, Sonde T° imm., 10K |  | STP200400 SENSOR TEMP PIPE STP200-400 | [18 empty] | 1 | 7332552012198 | 0 |  | 220 | 48 | 9.3 | 7 | 3124.8 | [23 empty] | 4 | N | [12 empty] | FL2 | PK | 9032900090 | [14 empty] | STP200-400, Watertemperatuurvoeler, lengte 400 mm, 10K | SPT200-400, Sonde de Température à immersion, longueur 400 mm, 10K
Schneider Electric | Schneider Electric | 01022021 |  | Schneider Electric |  | BM | 5123158010 |  |  | 77.9 |  | 1 |  | 1 | STP120-70, Water T° voeler, 1.8K | STP120-70, Sonde T° imm., 1.8K |  | Sensor Temp Pipe STP120-70 | [18 empty] | 1 | 7332552012204 | 0 |  | 246.4 | 20.2 | 9.2 | 7 | 1300.88 | [23 empty] | 4 | N | [12 empty] | FL2 | PK | 9032900090 | [14 empty] | STP120-70, Watertemperatuurvoeler, lengte 70 mm, 1.8K | STP120-70, Sonde de Température à immersion, longueur 70 mm, 1.8K
Schneider Electric | Schneider Electric | 01022021 |  | Schneider Electric |  | BM | 5123160010 |  |  | 75.8 |  | 1 |  | 1 | STP120-120, Water T° voeler, 1.8K | STP120-120, Sonde T° imm., 1.8K |  | STP120120 SENSOR TEMP PIPE STP120-120 | [18 empty] | 1 | 7332552012211 | 0 |  | 248.6 | 20.5 | 9.2 | 7 | 1320.2 | [23 empty] | 4 | N | [12 empty] | FL2 | PK | 9032900090 | [14 empty] | STP120-120, Watertemperatuurvoeler, lengte 120 mm, 1.8K | STP120-120, Sonde de Température à immersion, longueur 120 mm, 1.8K
Schneider Electric | Schneider Electric | 01022021 |  | Schneider Electric |  | BM | 5123162010 |  |  | 96.01 |  | 1 |  | 1 | STP120-220, Water T° voeler, 1.8K | STP120-220, Sonde T° imm., 1.8K |  | STP120220 SENSOR TEMP PIPE STP120-220 | [18 empty] | 1 | 7332552012228 | 0 |  | 275.8 | 38.2 | 9.2 | 7 | 2460.08 | [23 empty] | 2 | Y | [12 empty] | FL2 | PK | 9032900090 | [14 empty] | STP120-220, Watertemperatuurvoeler, lengte 220 mm, 1.8K | STP120-220, Sonde de Température à immersion, longueur 220 mm, 1.8K
Schneider Electric | Schneider Electric | 01022021 |  | Schneider Electric |  | BM | 5123170010 |  |  | 45.16 |  | 1 |  | 1 | SPT500-50, Water T° voeler 10K | SPT500-50, Sonde T° imm. 10K |  | STP50050 SENSOR TEMP PIPE STP500-50 | [18 empty] | 1 | 7332552012235 | 0 |  | 179.4 | 20.5 | 9.3 | 7 | 1334.55 | [23 empty] | 4 | N | [12 empty] | FL2 | PK | 9032900090 | [14 empty] | STP500-50, Watertemperatuurvoeler, lengte 50 mm, 10K | SPT500-50, Sonde de Température à immersion, longueur 50 mm, 10K
Schneider Electric | Schneider Electric | 01022021 |  | Schneider Electric |  | BM | 5123172000 |  |  | 47.64 |  | 1 |  | 1 | SPT500-100, Water T° voeler 10K | SPT500-100, Sonde T° imm. 10K |  | SENSOR TEMP PIPE STP500-100 | [18 empty] | 1 | 7332552012242 | 0 |  | 182.6 | 20.4 | 9.3 | 7 | 1328.04 | [23 empty] | 4 | N | [12 empty] | FL2 | PK | 9032900090 | [14 empty] | STP500-100, Watertemperatuurvoeler, lengte 100 mm, 10K | SPT500-100, Sonde de Température à immersion, longueur 100 mm, 10K
Schneider Electric | Schneider Electric | 01022021 |  | Schneider Electric |  | BM | 5123174010 |  |  | 45.57 |  | 1 |  | 1 | STP500-150, Water T° voeler 10K | STP500-150, Sonde T° imm. 10K |  | STP500150 SENSOR TEMP PIPE STP500-150 | [18 empty] | 1 | 7332552012259 | 0 |  | 203 | 48.5 | 9.2 | 7 | 3123.4 | [23 empty] | 4 | N | [12 empty] | FL2 | PK | 9032900090 | [14 empty] | STP500-150, Watertemperatuurvoeler, lengte 150 mm, 10K | STP500-150, Sonde de Température à immersion, longueur 150 mm, 10K
Schneider Electric | Schneider Electric | 01022021 |  | Schneider Electric |  | BM | 5123176010 |  |  | 45.97 |  | 1 |  | 1 | STP500-200, Water T° voeler 10K | STP500-200, Sonde T° imm. 10K |  | STP500200 SENSOR TEMP PIPE STP500-200 | [18 empty] | 1 | 7332552012266 | 0 |  | 202.6 | 28.3 | 9.3 | 6.9 | 1816.011 | [23 empty] | 4 | N | [12 empty] | FL2 | PK | 9032900090 | [14 empty] | STP500-200, Watertemperatuurvoeler, lengte 200 mm, 10K | STP500-200, Sonde de Température à immersion, longueur 200 mm, 10K
Schneider Electric | Schneider Electric | 01022021 |  | Schneider Electric |  | BM | 5123180010 |  |  | 46.81 |  | 1 |  | 1 | STP500-300, Water T° voeler 10K | STP500-300, Sonde T° imm. 10K |  | STP500300 SENSOR TEMP PIPE STP500-300 | [18 empty] | 1 | 7332552012273 | 0 |  | 223.4 | 38.4 | 9.2 | 7 | 2472.96 | [23 empty] | 4 | N | [12 empty] | FL2 | PK | 9032900090 | [14 empty] | STP500-300, Watertemperatuurvoeler, lengte 300 mm, 10K | STP500-300, Sonde de Température à immersion, longueur 300 mm, 10K
Schneider Electric | Schneider Electric | 01022021 |  | Schneider Electric |  | BM | 5123182000 |  |  | 49.31 |  | 1 |  | 1 | STP500-400, Water T° voeler 10K | STP500-400, Sonde T° imm. 10K |  | SENSOR TEMP PIPE STP500-400 | [18 empty] | 1 | 7332552012280 | 0 |  | 260.8 | 48.5 | 9.2 | 7 | 3123.4 | [23 empty] | 4 | N | [12 empty] | FL2 | PK | 9032900090 | [14 empty] | STP500-400, Watertemperatuurvoeler, lengte 400 mm, 10K | STP500-400, Sonde de Température à immersion, longueur 400 mm, 10K
Schneider Electric | Schneider Electric | 01022021 |  | Schneider Electric |  | BM | 5123202010 |  |  | 38.03 |  | 1 |  | 1 | STC100, Cont. T° voeler -40/130°C | STC100, Sonde T° contact -40/130°C |  | Sensor Temp Contact STC100 | [18 empty] | 1 | 7332552012297 | 0 |  | 194.4 | 11.3 | 9.3 | 6.3 | 662.067 | [23 empty] | 2 | Y | [12 empty] | FL2 | PK | 9032900090 | [14 empty] | STC100, Contacttemperatuurvoeler, Buisdiameter 10 mm | STC100, Sonde de Température de contact, long 10 mm, plage -40/130°C
Schneider Electric | Schneider Electric | 01022021 |  | Schneider Electric |  | BM | 5123206010 |  |  | 36.87 |  | 1 |  | 1 | STC200, Cont. T° voeler -40/130°C | STC200, Sonde T° contact -40/130°C |  | STC200 SENSOR TEMP CONTACT STC200 | [18 empty] | 1 | 7332552012303 | 0 |  | 193 | 11.5 | 9.3 | 6.3 | 673.785 | [23 empty] | 4 | N | [12 empty] | FL2 | PK | 9032900090 | [14 empty] | STC200, Contacttemperatuurvoeler, Buisdiameter 20 mm, voor I/NET | STC200, Sonde de Température de contact, long 20 mm, plage -40/130°C
Schneider Electric | Schneider Electric | 01022021 |  | Schneider Electric |  | BM | 5123210000 |  |  | 30.32 |  | 1 |  | 1 | STC110-200, Cont. T° voeler -40/150°C | STC110-200, Sonde T° contact -40/150°C |  | Sensor Temp Contact STC110-200 | [18 empty] | 1 | 7332552012310 | 0 |  | 134 | 11.3 | 9.3 | 6.3 | 662.067 | [23 empty] | 4 | N | [12 empty] | FL2 | PK | 9032900090 | [14 empty] | STC110-200, Contacttemperatuurvoeler, Buisdiameter 100 mm, Kabel 2m | STC110-200, Sonde de Température de contact, L100 mm, plage -40/150°C, 2m
Schneider Electric | Schneider Electric | 01022021 |  | Schneider Electric |  | BM | 5123212000 |  |  | 33.27 |  | 1 |  | 1 | STC110-400, Cont. T° voeler -40/150°C | STC110-400, Sonde T° contact -40/150°C |  | Sensor Temp Contact STC110-400 | [18 empty] | 1 | 7332552012327 | 0 |  | 205 | 9.2 | 11.4 | 6.3 | 660.744 | [23 empty] | 4 | N | [12 empty] | FL2 | PK | 9032900090 | [14 empty] | STC110-400, Contacttemperatuurvoeler, Buisdiameter 100 mm, Kabel 4m | STC110-400, Sonde de Température de contact, L100 mm, plage -40/150°C, 4m
Schneider Electric | Schneider Electric | 01022021 |  | Schneider Electric |  | BM | 5123214000 |  |  | 48.72 |  | 1 |  | 1 | STC120, Cont. T° voeler -40/150°C | STC120, Sonde T° contact -40/150°C |  | Sensor Temp Contact STC120 | [18 empty] | 1 | 7332552012334 | 0 |  | 32.8 | 14 | 6.4 | 4.3 | 385.28 | [23 empty] | 4 | N | [12 empty] | FL2 | PK | 9032900090 | [14 empty] | STC120, Contacttemperatuurvoeler, Buisdiameter 10-15 mm, Kabel 0,25m | STC120, Sonde de Température de contact, L10 mm, plage -40/120°C
Schneider Electric | Schneider Electric | 01022021 |  | Schneider Electric |  | BM | 5123218010 |  |  | 36.87 |  | 1 |  | 1 | STC500, Cont. T° voeler 10K | STC500, Sonde T° contact 10K |  | STC500 SENSOR TEMP CONTACT STC500 | [18 empty] | 1 | 7332552012341 | 0 |  | 195 | 11.4 | 9.3 | 6.2 | 657.324 | [23 empty] | 4 | N | [12 empty] | FL2 | PK | 9032900090 | [14 empty] | STC500, Contacttemperatuurvoeler, Buisdiameter 200 mm, 10K | STC500, Sonde de température de contact, diam. max 200mm, 10K
Schneider Electric | Schneider Electric | 01022021 |  | Schneider Electric |  | BM | 5123220000 |  |  | 29.83 |  | 1 |  | 1 | STC510-200, Cont. T° voeler L200, 10K | STC510-200, Sonde T° contact L200, 10K |  | Sensor Temp Contact STC510-200 | [18 empty] | 1 | 7332552012358 | 0 |  | 137 | 11.4 | 9.1 | 6.3 | 653.562 | [23 empty] | 4 | N | [12 empty] | FL2 | PK | 9032900090 | [14 empty] | STC510-200, Contacttemperatuurvoeler, 200 mm, 10K, Kabel 2m | STC510-200, Sonde de température de contact, diam. max200 mm, 10K, câble 2m
Schneider Electric | Schneider Electric | 01022021 |  | Schneider Electric |  | BM | 5123302000 |  |  | 26.08 |  | 1 |  | 1 | STX120-200, Water T° voeler 1.8K | STX120-200, Sonde T° imm. 1.8K |  | Sensor Temp Imer. STX120-200 | [18 empty] | 1 | 7332552012457 | 0 |  | 80.4 | 14 | 6.4 | 4.3 | 385.28 | [23 empty] | 2 | Y | [12 empty] | FL2 | PK | 9032900090 | [14 empty] | STX120-200, Watertemperatuurvoeler, Kabel 200 mm | STX120-200, Sonde de Température à immersion, câble long 200 mm
Schneider Electric | Schneider Electric | 01022021 |  | Schneider Electric |  | BM | 5123304000 |  |  | 32.42 |  | 1 |  | 1 | STX200-400, Water T° voeler 1.8K | STX200-400, Sonde T° imm. 1.8K |  | Sensor Temp Imer. STX120-400 | [18 empty] | 1 | 7332552012464 | 0 |  | 146.4 | 11.4 | 9.2 | 6.3 | 660.744 | [23 empty] | 4 | N | [12 empty] | FL2 | PK | 9032900090 | [14 empty] | STX120-400, Watertemperatuurvoeler, Kabel 400 mm | STX200-400, Sonde de Température à immersion, câble long 400 mm
Schneider Electric | Schneider Electric | 01022021 |  | Schneider Electric |  | BM | 5123306000 |  |  | 77.48 |  | 1 |  | 1 | STX122-250, Water T° voeler 1.8K | STX122-250, Sonde T° imm. 1.8K |  | Sensor Temp Coil STX122-250 | [18 empty] | 1 | 7332552012471 | 0 |  | 207.6 | 38.5 | 9.2 | 7 | 2479.4 | [23 empty] | 4 | N | [12 empty] | FL2 | PK | 9032900090 | [14 empty] | STX122-250, Watertemperatuurvoeler, inoxvoeler, lengte 250 mm | STX122-250, Sonde de Température à immersion avec tige INOX, long 250 mm
Schneider Electric | Schneider Electric | 01022021 |  | Schneider Electric |  | BM | 5123308000 |  |  | 89.69 |  | 1 |  | 1 | STX122-400, Water T° voeler 1.8K | STX122-400, Sonde T° imm. 1.8K |  | Sensor Temp Coil STX122-400 | [18 empty] | 1 | 7332552012488 | 0 |  | 223.6 | 48.5 | 9.3 | 7 | 3157.35 | [23 empty] | 4 | N | [12 empty] | FL2 | PK | 9032900090 | [14 empty] | STX122-400, Watertemperatuurvoeler, inoxvoeler, lengte 400 mm | STX122-400, Sonde de Température à immersion avec tige INOX, long 400 mm
Schneider Electric | Schneider Electric | 01022021 |  | Schneider Electric |  | BM | 5123310000 |  |  | 247.77 |  | 1 |  | 1 | STX140, Water T° voeler 1.8K Sol | STX140, Sonde T° imm. 1.8K Sol |  | Sensor Temp Ground STX140 | [18 empty] | 1 | 7332552012495 | 0 |  | 163 | 15.3 | 17 | 5.5 | 1430.55 | [23 empty] | 4 | N | [12 empty] | FL2 | PK | 9032900090 | [14 empty] | STX140, Vloertemperatuurvoeler, Kabel 2 m | STX140, Sonde de Température sol, câble 2m
Schneider Electric | Schneider Electric | 01022021 |  | Schneider Electric |  | BM | 5123320000 |  |  | 25.27 |  | 1 |  | 1 | STX520-200, Water T° voeler 10K | STX520-200, Sonde T° imm. 10K |  | Sensor Temp Imer.STX520-200 | [18 empty] | 1 | 7332552012501 | 0 |  | 81.4 | 14 | 6.5 | 4.3 | 391.3 | [23 empty] | 4 | N | [12 empty] | FL2 | PK | 9032900090 | [14 empty] | STX520-200, Watertemperatuurvoeler, L200 mm, 10K | STX520-200, Sonde de Température à immersion STX520, L200 mm, 10K
Schneider Electric | Schneider Electric | 01022021 |  | Schneider Electric |  | BM | 5123322000 |  |  | 31.9 |  | 1 |  | 1 | STX520-400, Water T° voeler 10K | STX520-400, Sonde T° imm. 10K |  | Sensor Temp Imer.STX520-400 | [18 empty] | 1 | 7332552012518 | 0 |  | 147.2 | 11.3 | 9.2 | 6.3 | 654.948 | [23 empty] | 4 | N | [12 empty] | FL2 | PK | 9032900090 | [14 empty] | STX520-400, Watertemperatuurvoeler, L400 mm, 10K | STX520-400, Sonde de Température à immersion STX520, L400 mm, 10K
Schneider Electric | Schneider Electric | 01022021 |  | Schneider Electric |  | BM | 5126000000 |  |  | 59.8 |  | 1 |  | 1 | STO600D, Buiten T° voeler DRAYTON | STO600D, Sonde T° ext. DRAYTON |  | STO600D SENSOR TEMP OUTDOOR STO600D | [18 empty] | 1 | 7332552012525 | 0 |  | 252 | 16.6 | 15.1 | 5.4 | 1353.564 | [23 empty] | 2 | Y | [12 empty] | FL2 | PK | 9032900090 | [14 empty] | STO600D, Buitentemperatuurvoeler, -40/55°C, voor Drayton | STO600D, Sonde de température extérieure pour DRAYTON
Schneider Electric | Schneider Electric | 01022021 |  | Schneider Electric |  | BM | 5126010000 |  |  | 45.16 |  | 1 |  | 1 | STP600D, Water T° voeler DRAYTON | STP600D, Sonde T° imm. DRAYTON |  | STP600D SENSOR TEMP PIPE STP600D | [18 empty] | 1 | 7332552012532 | 0 |  | 188 | 20.5 | 9.3 | 7 | 1334.55 | [23 empty] | 4 | N | [12 empty] | FL2 | PK | 9032900090 | [14 empty] | STP600D, Watertemperatuurvoeler, lengt 100 mm, voor Drayton | STP600D, Sonde de température à immersion pour DRAYTON
Schneider Electric | Schneider Electric | 01022021 |  | Schneider Electric |  | BM | 5126020000 |  |  | 37.48 |  | 1 |  | 1 | STC600D, Cont. T° voeler DRAYTON | STC600D, Sonde T° contact DRAYTON |  | STC600D SENSOR TEMP CONTACT STC600D | [18 empty] | 1 | 7332552012549 | 0 |  | 207.2 | 11.5 | 9.4 | 6.3 | 681.03 | [23 empty] | 4 | N | [12 empty] | FL2 | PK | 9032900090 | [14 empty] | STC600D, Contacttemperatuurvoeler, Buisdiameter 20 mm, voor Drayton | STC600D, Sonde température de contact pour DRAYTON
Schneider Electric | Schneider Electric | 01022021 |  | Schneider Electric |  | BM | 5126030000 |  |  | 81.63 |  | 1 |  | 1 | STD660, Kanaal T° voeler -5/100°C | STD660, Sonde T° gaine -5/100°C |  | STD660 SENSOR TEMP DUCT TELESC STD660 | [18 empty] | 1 | 7332552012556 | 0 |  | 218.8 | 20.5 | 9.3 | 7 | 1334.55 | [23 empty] | 4 | N | [12 empty] | FL2 | PK | 9032900090 | [14 empty] | STD660, Kanaaltemperatuurvoeler, telescopisch, lengte 100-300mm, voor Satchwell | STD660, Sonde de température de gaine, plage -5/100°C, L100 mm, SATCHWELL
Schneider Electric | Schneider Electric | 01022021 |  | Schneider Electric |  | BM | 5126040000 |  |  | 37.61 |  | 1 |  | 1 | STD670, Kanaal T° voeler SATCH | STD670, Sonde T° gaine SATCH |  | STD670 SENSOR TEMP DUCT STD670 | [18 empty] | 1 | 7332552012563 | 0 |  | 44.2 | 14 | 6.5 | 4.3 | 391.3 | [23 empty] | 4 | N | [12 empty] | FL2 | PK | 9032900090 | [14 empty] | STD670, Kanaaltemperatuurvoeler, kabel 1.5m, voor Satchwell | STD670, Kanaaltemperatuurvoeler, kabel 1.5m, SATCHWELL
Schneider Electric | Schneider Electric | 01022021 |  | Schneider Electric |  | BM | 5126050000 |  |  | 108.13 |  | 1 |  | 1 | SSO600, Buiten T° voeler SATCH | SSO600, Sonde T° ext SATCH |  | SSO600 SENSOR TEMP SOLAR SSO600 | [18 empty] | 1 | 7332552012570 | 0 |  | 251 | 16.6 | 15.1 | 5.4 | 1353.564 | [23 empty] | 4 | N | [12 empty] | FL2 | PK | 9032900090 | [14 empty] | SSO600, Buitentemperatuurvoeler, -40/55°C, voor Satchwell | SSO600, Sonde de température extérieur, plage -40/50°C, SATCHWELL
Schneider Electric | Schneider Electric | 01022021 |  | Schneider Electric |  | BM | 5126060000 |  |  | 47.02 |  | 1 |  | 1 | STO600, Buiten T° voeler SATCH | STO600, Sonde T° extérieure SATCH |  | STO600 SENSOR TEMP OUTDOOR STO600 | [18 empty] | 1 | 7332552012587 | 0 |  | 252 | 16.6 | 15.1 | 5.4 | 1353.564 | [23 empty] | 4 | N | [12 empty] | FL2 | PK | 9032900090 | [14 empty] | STO600, Buitentemperatuurvoeler, -40/55°C, voor Satchwell | STO600, Sonde de température extérieure, plage -40/55°C, SATCHWELL
Schneider Electric | Schneider Electric | 01022021 |  | Schneider Electric |  | BM | 5126070000 |  |  | 38.03 |  | 1 |  | 1 | STC600, Cont. T° voeler SATCH | STC600, Sonde T° contact SATCH |  | SENSOR TEMP CONTACT STC600 | [18 empty] | 1 | 7332552012594 | 0 |  | 194.8 | 11.4 | 9.3 | 6.3 | 667.926 | [23 empty] | 4 | N | [12 empty] | FL2 | PK | 9032900090 | [14 empty] | STC600, Contacttemperatuurvoeler, Buisdiameter 20 mm, voor Satchwell | STC600, Sonde de Température de contact, plage -10/120°C, long 20mm, SATCHWELL
Schneider Electric | Schneider Electric | 01022021 |  | Schneider Electric |  | BM | 5126080000 |  |  | 81.63 |  | 1 |  | 1 | STC660, Cont T° voeler L100-300 SATCH | STC660, Sonde T° contact L100-300 SATCH |  | STP660 SENSOR TEMP PIPE TELESC STP660 | [18 empty] | 1 | 7332552012600 | 0 |  | 213 | 20.5 | 9.2 | 7 | 1320.2 | [23 empty] | 4 | N | [12 empty] | FL2 | PK | 9032900090 | [14 empty] | STP660, Watertemperatuurvoeler, telescopisch, lengte 100-300mm, voor Satchwell | STC660, Sonde de température de contact, plage -10/120°C, long 100-300 mm SATCH
Schneider Electric | Schneider Electric | 01022021 |  | Schneider Electric |  | BM | 5126090000 |  |  | 76.43 |  | 1 |  | 1 | STP620, Watervoeler T° SATCH | STP620, Sonde T° immersion SATCH |  | SENSOR TEMP PIPE FAST STP620 | [18 empty] | 1 | 7332552012617 | 0 |  | 250 | 20.3 | 9.4 | 7 | 1335.74 | [23 empty] | 4 | N | [12 empty] | FL2 | PK | 9032900090 | [14 empty] | STP620, Watertemperatuurvoeler, lengte 100mm | STP620, Sonde de température immersion, Long 120 mm, plage -10/120°C, SATCH
Schneider Electric | Schneider Electric | 01022021 |  | Schneider Electric |  | BM | 5127000000 |  |  | 163.76 |  | 1 |  | 1 | STT903, Vorsttherm. 6 m, Auto-Lucht | STT903, Therm antigel 6 m, Auto-Air |  | STT903 FROST STAT A 6M | [18 empty] | 1 | 7332552012624 | 0 |  | 271 | 15 | 14 | 9.5 | 1995 | [23 empty] | 2 | Y | [12 empty] | FL2 | PK | 9032900090 | [14 empty] | STT903, Anti-vorstthermostaat, Capillair 6 m, Automatische reset, Lucht | STT903, Thermostat antigel, longueur 6 m, réarmement automatique - Air
Schneider Electric | Schneider Electric | 01022021 |  | Schneider Electric |  | BM | 5127010000 |  |  | 152.8 |  | 1 |  | 1 | STT901, Vorsttherm. 1.8 m, Auto-Water | STT901, Therm antigel 1.8 m, Auto-Eau |  | STT901 FROST STAT A 1,8M | [18 empty] | 1 | 7332552012631 | 0 |  | 512 | 15 | 14 | 9.5 | 1995 | [23 empty] | 2 | Y | [12 empty] | FL2 | PK | 9032900090 | [14 empty] | STT901, Anti-vorstthermostaat, Capillair 1,8 m, Automatische reset, Water | STT901, Thermostat antigel, longueur 1.8 m, réarmement Automatique - EAU
Schneider Electric | Schneider Electric | 01022021 |  | Schneider Electric |  | BM | 5127020000 |  |  | 148.14 |  | 1 |  | 1 | STT902, Vorsttherm. 3 m, Auto-Lucht | STT902, Therm antigel 3 m, Auto-Air |  | STT902 FROST STAT A 3M | [18 empty] | 1 | 7332552012648 | 0 |  | 517 | 15 | 13.9 | 9.5 | 1980.75 | [23 empty] | 4 | N | [12 empty] | FL2 | PK | 9032900090 | [14 empty] | STT902, Anti-vorstthermostaat, Capillair 3 m, Automatische reset, Lucht | STT902, Thermostat antigel, longueur 3 m, réarmement automatique - AIR
Schneider Electric | Schneider Electric | 01022021 |  | Schneider Electric |  | BM | 5127030000 |  |  | 213.99 |  | 1 |  | 1 | STT904, Vorsttherm. 12 m, Auto-Lucht | STT904, Therm antigel 12 m, Auto-Air |  | STT904 FROST STAT A 12M | [18 empty] | 1 | 7332552012655 | 0 |  | 669.2 | 15.1 | 13.9 | 9.6 | 2014.944 | [23 empty] | 4 | N | [12 empty] | FL2 | PK | 9032900090 | [14 empty] | STT904, Anti-vorstthermostaat, Capillair 12 m, Automatische reset, Lucht | STT904, Thermostat antigel, longueur 12 m, réarmement automatique - AIR
Schneider Electric | Schneider Electric | 01022021 |  | Schneider Electric |  | BM | 5127040000 |  |  | 168.23 |  | 1 |  | 1 | STT900, Vorsttherm. 0.6 m, Auto-Lucht | STT900, Therm antigel 0.6 m, Auto-Air |  | STT900 FROST STAT A 0,6M | [18 empty] | 1 | 7332552012662 | 0 |  | 487.8 | 15.1 | 13.8 | 9.5 | 1979.61 | [23 empty] | 4 | N | [12 empty] | FL2 | PK | 9032900090 | [14 empty] | STT900, Anti-vorstthermostaat, Capillair 0,6 m, Automatische reset, Lucht | STT900, Thermostat antigel, longueur 0.6 m, réarmement automatique - AIR
Schneider Electric | Schneider Electric | 01022021 |  | Schneider Electric |  | BM | 5127050000 |  |  | 198.89 |  | 1 |  | 1 | STT913, Vorsttherm. 6 m manu-Lucht | STT913, Therm antigel 6 m manu-Air |  | STT913 FROST STAT M 6M | [18 empty] | 1 | 7332552012679 | 0 |  | 573.6 | 15.2 | 13.9 | 9.5 | 2007.16 | [23 empty] | 4 | N | [12 empty] | FL2 | PK | 9032900090 | [14 empty] | STT913, Anti-vorstthermostaat, Capillair 6 m, Manuele reset, Lucht | STT913, Thermostat antigel, longueur 6 m, réarmement manuel - AIR
Schneider Electric | Schneider Electric | 01022021 |  | Schneider Electric |  | BM | 5127060000 |  |  | 191.85 |  | 1 |  | 1 | STT911, Vorsttherm. 1.8 m manu-Water | STT911, Therm antigel 1.8 m manu-Eau |  | STT911 FROST STAT M 1,8M | [18 empty] | 1 | 7332552012686 | 0 |  | 546 | 15.2 | 13.8 | 9.5 | 1992.72 | [23 empty] | 4 | N | [12 empty] | FL2 | PK | 9032900090 | [14 empty] | STT911, Anti-vorstthermostaat, Capillair 1,8 m, Manuele reset, Water | STT911, Thermostat antigel, longueur 1.8 m, réarmement manuel - EAU
Schneider Electric | Schneider Electric | 01022021 |  | Schneider Electric |  | BM | 5127070000 |  |  | 180.24 |  | 1 |  | 1 | STT912, Vorsttherm. 3 m manu-Lucht | STT912, Therm antigel 3 m manu-Air |  | STT912 FROST STAT M 3M | [18 empty] | 1 | 7332552012693 | 0 |  | 251 | 15.1 | 13.9 | 9.6 | 2014.944 | [23 empty] | 4 | N | [12 empty] | FL2 | PK | 9032900090 | [14 empty] | STT912, Anti-vorstthermostaat, Capillair 3 m, Manuele reset, Lucht | STT912, Thermostat antigel, longueur 3 m, réarmement,manuel - AIR
Schneider Electric | Schneider Electric | 01022021 |  | Schneider Electric |  | BM | 5127080000 |  |  | 255.08 |  | 1 |  | 1 | STT914, Vorsttherm. 12 m manu-Lucht | STT914, Therm antigel 12 m manu-Air |  | STT914 FROST STAT M 12M | [18 empty] | 1 | 7332552012709 | 0 |  | 736 | 15.5 | 14 | 9.5 | 2061.5 | [23 empty] | 11 | N | [12 empty] | FL2 | PK | 9032900090 | [14 empty] | STT914, Anti-vorstthermostaat, Capillair 12 m, Manuele reset, Lucht | STT914, Thermostat antigel, longueur 12 m,réarmement manuel - AIR
Schneider Electric | Schneider Electric | 01022021 |  | Schneider Electric |  | BM | 5127090000 |  |  | 198.89 |  | 1 |  | 1 | STT910, Vorsttherm. 0.6 m manu-Lucht | STT910, Therm antigel 0.6 m manu-Air |  | STT910 FROST STAT M 0,6M | [18 empty] | 1 | 7332552012716 | 0 |  | 506 | 15.2 | 13.9 | 9.5 | 2007.16 | [23 empty] | 11 | N | [12 empty] | FL2 | PK | 9032900090 | [14 empty] | STT910, Anti-vorstthermostaat, Capillair 0,6 m, Manuele reset, Lucht | STT910, Thermostat antigel, longueur 0.6 m, réarmement manuel - AIR
Schneider Electric | Schneider Electric | 01022021 |  | Schneider Electric |  | BM | 5141100010 |  |  | 47.02 |  | 1 |  | 1 | STO100, Buiten T° voeler 1.8K | STO100, Sonde T° extérieur 1.8K |  | STO100 OUTDOOR SENSOR | [18 empty] | 1 | 7332552012723 | 0 |  | 253 | 16.5 | 15.2 | 5.5 | 1379.4 | [23 empty] | 2 | Y | [12 empty] | FL2 | PK | 9032900090 | [14 empty] | STO100, Buitentemperatuurvoeler, -40/90°C | STO100, Sonde de Température extérieur, plage -40/90°C
Schneider Electric | Schneider Electric | 01022021 |  | Schneider Electric |  | BM | 5141104010 |  |  | 46.25 |  | 1 |  | 1 | STO500, Buiten T° voeler 10K | STO500, Sonde T° extérieure 10K |  | OUTDOOR TEMP SENSOR STO500 | [18 empty] | 1 | 7332552012730 | 0 |  | 252.2 | 16.7 | 15.1 | 5.4 | 1361.718 | [23 empty] | 4 | N | [12 empty] | FL2 | PK | 9032900090 | [14 empty] | STO500, Buitentemperatuurvoeler STO500, 10K | STO500, Sonde de température extérieure, 10K
Schneider Electric | Schneider Electric | 01022021 |  | Schneider Electric |  | BM | 5152300000 |  |  | 691.77 |  | 1 |  | 1 | SCD110, Kanaalvoeler CO2 +T° , 1.8K | SCD110, Sonde CO2 +T° , 1.8K |  | DUCT CO2 TRANS, VISTA | [18 empty] | 1 | 711426059939 | 0 |  | 625.8 | 28.6 | 18.5 | 13.5 | 7142.85 | [23 empty] | 4 | N | [12 empty] | FL1 | N8 | 9027101000 | [14 empty] | SCD110, Kanaal- luchtkwaliteitvoeler, CO2+Temperatuur, 1.8K | SCD110, Sonde de gaine CO2 + Temp. , 1.8K
Schneider Electric | Schneider Electric | 01022021 |  | Schneider Electric |  | BM | 5152302000 |  |  | 841.96 |  | 1 |  | 1 | SCD110-D, Kanaalvoeler CO2+T°,LCD , 1.8K | SCD110-D, Sonde CO2+T°,LCD , 1.8K |  | DUCT CO2 TRANS, LCD VISTA | [18 empty] | 1 | 711426059946 | 0 |  | 627.2 | 28.4 | 18.7 | 13.2 | 7010.256 | [23 empty] | 4 | N | [12 empty] | FL1 | N8 | 9027101000 | [14 empty] | SCD110-D, Kanaal- luchtkwaliteitvoeler, CO2+Temperatuur+ Display, 1.8K | SCD110-D, Sonde de gaine CO2 + Temp. + LCD , 1.8K
Schneider Electric | Schneider Electric | 01022021 |  | Schneider Electric |  | BM | 5152304000 |  |  | 738.08 |  | 1 |  | 1 | SCD110-H, Kanaalvoeler CO2+T°+RH , 1.8K | SCD110-H, Sonde CO2+T°+RH , 1.8K |  | DUCT CO2 & HUM, TRANS, VISTA | [18 empty] | 1 | 711426059953 | 0 |  | 632 | 29 | 18.7 | 13.3 | 7212.59 | [23 empty] | 4 | N | [12 empty] | FL1 | N8 | 9027101000 | [14 empty] | SCD110-H, Kanaal- luchtkwaliteitvoeler, CO2+Temperatuur+ Rel. Vochtigheid, 1.8K | SCD110-H, Sonde de gaine CO2 + Temp. + 2%RH , 1.8K
Schneider Electric | Schneider Electric | 01022021 |  | Schneider Electric |  | BM | 5152306000 |  |  | 887.87 |  | 1 |  | 1 | SCD110-D-H, Kanaal. CO2+T°+RH, LCD, 1.8K | SCD110-D-H, Sonde CO2+T°+RH, LCD, 1.8K |  | DUCT CO2&HUM,TRANS,LCD,VISTA | [18 empty] | 1 | 711426059960 | 0 |  | 633.2 | 29.1 | 18.7 | 13.2 | 7183.044 | [23 empty] | 15 | N | [12 empty] | FL1 | N8 | 9027101000 | [14 empty] | SCD110-D-H, Kanaal- luchtkwaliteitvoeler, CO2+Temperatuur+RH+Display, 1.8K | SCD110-D-H, Sonde de gane CO2 + Temp. + 2%RH + LCD , 1.8K
Schneider Electric | Schneider Electric | 01022021 |  | Schneider Electric |  | BM | 5152308000 |  |  | 709.75 |  | 1 |  | 1 | SCD210, Kanaalv. CO2+T° , I/NET 10KT2 | SCD210, Sonde CO2+T° , I/NET 10KT2 |  | DUCT CO2 TRAN, I/NET | [18 empty] | 1 | 711426059977 | 0 |  | 585 | 28.8 | 18.3 | 13.8 | 7273.152 | [23 empty] | 15 | N | [12 empty] | FL1 | N8 | 9027101000 | [14 empty] | SCD210, Kanaal- luchtkwaliteitvoeler, CO2+Temperatuur, 10K | SCD210,Sonde de gaine CO2 + Temp. , I/NET 10K T2
Schneider Electric | Schneider Electric | 01022021 |  | Schneider Electric |  | BM | 5152310000 |  |  | 738.08 |  | 1 |  | 1 | SCD210-D, K-voeler CO2+T°,LCD, 10KT2 | SCD210-D, Sonde CO2+T°,LCD, 10KT2 |  | DUCT CO2 TRANS, LCD, I/NET | [18 empty] | 1 | 711426059984 | 0 |  | 582 | 29 | 18.5 | 13.5 | 7242.75 | [23 empty] | 15 | N | [12 empty] | FL1 | N8 | 9027101000 | [14 empty] | SCD210-D, Kanaal- luchtkwaliteitvoeler, CO2+Temperatuur+Display, 10K | SCD210-D, Sonde de gaine CO2 + Temp. + LCD , I/NET 10K T2
Schneider Electric | Schneider Electric | 01022021 |  | Schneider Electric |  | BM | 5152312000 |  |  | 887.87 |  | 1 |  | 1 | SCD210-H, K-voeler CO2+T°+RH, 10KT2 | SCD210-H, Sonde CO2+T°+RH, 10KT2 |  | DUCT CO2&HUM, TRANS, I/NET | [18 empty] | 1 | 711426059991 | 0 |  | 580 | 28.8 | 18.3 | 13.2 | 6956.928 | [23 empty] | 15 | N | [12 empty] | FL1 | N8 | 9027101000 | [14 empty] | SCD210-H, Kanaal- luchtkwaliteitvoeler, CO2+Temperatuur+Rel. Vochtigheid, 10K | SCD210-H, Sonde de gaine CO2 + Temp. + 2%RH , I/NET 10K T2
Schneider Electric | Schneider Electric | 01022021 |  | Schneider Electric |  | BM | 5152316000 |  |  | 691.77 |  | 1 |  | 1 | SCD510, Kanaalvoeler CO2+T°, 10KT3 | SCD510, Sonde CO2+T°, 10KT3 |  | DUCT CO2, TRANS, CONT. | [18 empty] | 1 | 711426060133 | 0 |  | 629 | 29 | 18.5 | 13.2 | 7081.8 | [23 empty] | 4 | N | [12 empty] | FL1 | N8 | 9027101000 | [14 empty] | SCD510, Kanaal- luchtkwaliteitvoeler, CO2+Temperatuur, 10K | SCD510, Sonde de gaine CO2 + Temp. , 10K T3
Schneider Electric | Schneider Electric | 01022021 |  | Schneider Electric |  | BM | 5152318000 |  |  | 841.96 |  | 1 |  | 1 | SCD510-D, K-voeler CO2+T°, LCD, 10KT3 | SCD510-D, Sonde CO2+T°, LCD, 10KT3 |  | DUCT CO2 TRANS, LCD, CONT. | [18 empty] | 1 | 711426060140 | 0 |  | 560 | 29 | 18.8 | 13 | 7087.6 | [23 empty] | 15 | N | [12 empty] | FL1 | N8 | 9027101000 | [14 empty] | SCD510-D, Kanaal- luchtkwaliteitvoeler, CO2+Temperatuur+Display, 10K | SCD510-D, Sonde de gaine CO2 + Temp. + LCD , 10K T3
Schneider Electric | Schneider Electric | 01022021 |  | Schneider Electric |  | BM | 5152320000 |  |  | 738.08 |  | 1 |  | 1 | SCD510-H, K-voeler CO2+T°+RH, 10KT3 | SCD510-H, Sonde CO2+T°+RH, 10KT3 |  | DUCT CO2&HUM, TRANS, CONT. | [18 empty] | 1 | 711426060157 | 0 |  | 615.6 | 29 | 18.9 | 13.2 | 7234.92 | [23 empty] | 4 | N | [12 empty] | FL1 | N8 | 9027101000 | [14 empty] | SCD510-H, Kanaal- luchtkwaliteitvoeler, CO2+Temperatuur+Rel. vochtigheid, 10K | SCD510-H, Sonde de gaine CO2 + Temp. + 2%RH , 10K T3
Schneider Electric | Schneider Electric | 01022021 |  | Schneider Electric |  | BM | 5152322000 |  |  | 887.87 |  | 1 |  | 1 | SCD510-D-H, Kan. CO2+T°+RH, LCD, 10KT3 | SCD510-D-H, Sonde CO2+T°+RH, LCD, 10KT3 |  | DUCT CO2&HUM,TRANS,LCD,CONT. | [18 empty] | 1 | 711426060164 | 0 |  | 594 | 28.5 | 18.5 | 14 | 7381.5 | [23 empty] | 15 | N | [12 empty] | FL1 | N8 | 9027101000 | [14 empty] | SCD510-D-H, Kanaalvoeler, CO2+Temp.+Rel. vochtigheid+Display, 10K | SCD510-D-H,Sonde de gaine CO2 + Temp. + 2%RH + LCD , 10K T3
Schneider Electric | Schneider Electric | 01022021 |  | Schneider Electric |  | BM | 5152324000 |  |  | 691.77 |  | 1 |  | 1 | SCD610, Kanaalvoeler CO2+T°, 10KT3 | SCD610, Sonde CO2+T°, 10KT3 |  | DUCT CO2 TRANS, SATCH | [18 empty] | 1 | 711426062397 | 0 |  | 579 | 28.8 | 18.3 | 13.8 | 7273.152 | [23 empty] | 15 | N | [12 empty] | FL1 | N8 | 9027101000 | [14 empty] | SCD610, Kanaal- luchtkwaliteitvoeler, CO2+Temperatuur | SCD610, Sonde de gaine CO2 + Temp. , SATCHWELL 10K T3
Schneider Electric | Schneider Electric | 01022021 |  | Schneider Electric |  | BM | 5152326000 |  |  | 841.96 |  | 1 |  | 1 | SCD610-D, Kanaalvoeler CO2+T°,LCD,10KT3 | SCD610-D, Sonde CO2+T°, LCD, 10KT3 |  | DUCT CO2 TRANS,LCD,SATCH | [18 empty] | 1 | 711426062540 | 0 |  | 594 | 28.6 | 18.5 | 13.8 | 7301.58 | [23 empty] | 15 | N | [12 empty] | FL1 | N8 | 9027101000 | [14 empty] | SCD610-D, Kanaal- luchtkwaliteitvoeler, CO2+Temperatuur+Display | SCD610-D, Sonde de gaine CO2 + Temp. + LCD , SATCHWELL 10K T3
Schneider Electric | Schneider Electric | 01022021 |  | Schneider Electric |  | BM | 5152328000 |  |  | 738.08 |  | 1 |  | 1 | SCD610-H, Kanaalvoeler CO2+T°+HR, 10KT3 | SCD610-H, Sonde CO2+T°+HR, 10KT3 |  | DUCT CO2&HUM, TRANS, SATCH | [18 empty] | 1 | 711426062977 | 0 |  | 600 | 28.5 | 18.5 | 13 | 6854.25 | [23 empty] | 15 | N | [12 empty] | FL1 | N8 | 9027101000 | [14 empty] | SCD610-H, Kanaal- luchtkwaliteitvoeler, CO2+Temperatuur+Rel. Vochtigheid | SCD610-H, Sonde de gaine CO2 + Temp. + HR , SATCHWELL
Schneider Electric | Schneider Electric | 01022021 |  | Schneider Electric |  | BM | 5152330000 |  |  | 887.87 |  | 1 |  | 1 | SCD610-D-H, Voeler CO2+T°+RH, LCD, 10KT3 | SCD610-D-H, Sonde CO2+T°+RH, LCD, 10KT3 |  | DUCT CO2&HUM,TRANS,LCD,SATCH | [18 empty] | 1 | 711426063127 | 0 |  | 573 | 29 | 18.5 | 13 | 6974.5 | [23 empty] | 15 | N | [12 empty] | FL1 | N8 | 9027101000 | [14 empty] | SCD610-D-H, Kanaalvoeler, CO2+Temp.+Rel. vochtigheid+Display, voor Satchwell | SCD610-D-H, Sonde de gaine CO2 + Temp. + 2%RH + LCD , SATCHWELL 10K T3
Schneider Electric | Schneider Electric | 01022021 |  | Schneider Electric |  | BM | 5152332000 |  |  | 691.77 |  | 1 |  | 1 | SCD810, Kanaalvoeler CO2+T°, 10KT3 | SCD810, Sonde CO2+T°, 10KT3 |  | DUCT CO2 TRANS, I/A | [18 empty] | 1 | 711426064155 | 0 |  | 555.8 | 29 | 18.7 | 13.2 | 7158.36 | [23 empty] | 15 | N | [12 empty] | FL1 | N8 | 9027101000 | [14 empty] | SCD810, Kanaal- luchtkwaliteitvoeler, CO2+Temperatuur, 10KT3 | SCD810, Sonde de gaine CO2 + Temp. , I/A 10K T3
Schneider Electric | Schneider Electric | 01022021 |  | Schneider Electric |  | BM | 5152334000 |  |  | 862.02 |  | 1 |  | 1 | SCD810-D, Kanaalvoeler CO2+T°,LCD,10KT3 | SCD810-D, Sonde CO2+T°, LCD , 10KT3 |  | DUCT CO2 TRANS, LCD, I/A | [18 empty] | 1 | 711426064384 | 0 |  | 584 | 29 | 19 | 13.1 | 7218.1 | [23 empty] | 15 | N | [12 empty] | FL1 | N8 | 9027101000 | [14 empty] | SCD810-D, Kanaal- luchtkwaliteitvoeler, CO2+Temperatuur+Display, 10KT3 | SCD810-D, Sonde de gaine CO2 + Temp. + LCD , I/A 10K T3
Schneider Electric | Schneider Electric | 01022021 |  | Schneider Electric |  | BM | 5152336000 |  |  | 757.26 |  | 1 |  | 1 | SCD810-H, Kanaalvoeler CO2+T°+RH, 10KT3 | SCD810-H, Sonde CO2+T°+RH, 10KT3 |  | DUCT CO2&HUM,TRANS,I/A | [18 empty] | 1 | 711426065053 | 0 |  | 610 | 29 | 18.5 | 13 | 6974.5 | [23 empty] | 15 | N | [12 empty] | FL1 | N8 | 9027101000 | [14 empty] | SCD810-H, Kanaal- luchtkwaliteitvoeler, CO2+Temperatuur+Rel. vochtigheid, 10KT3 | SCD810-H, Sonde de gaine CO2 + Temp. + 2%RH , I/A 10K T3
Schneider Electric | Schneider Electric | 01022021 |  | Schneider Electric |  | BM | 5152339000 |  |  | 114.76 |  | 1 |  | 1 | HS2NX, RH. 2% | HS2NX, rechange hygr. 2% |  | REPLACEMENT HUMIDITY SENSOR | [18 empty] | 1 | 711426657258 | 0 |  | 46 | 12 | 11 | 6 | 792 | [23 empty] | 15 | N | [12 empty] | FL1 | N8 | 9027101000 | [14 empty] | HS2NX, Reserveonderdeel Vochtigheid, 2%, NIST | HS2NX, rechange élément hygrométrie. 2%
Schneider Electric | Schneider Electric | 01022021 |  | Schneider Electric |  | BM | 5152339010 |  |  | 76.51 |  | 1 |  | 1 | HS2XX, RH. 2%, NIST | HS2XX, rechange hygr. 2%, NIST |  | REPLACEMENT HUM.SENSOR, NIST | [18 empty] | 1 | 711426657326 | 0 |  | 100 | 0.1 | 0.1 | 0.1 | 0.001 | [23 empty] | 15 | N | [12 empty] | FL1 | N8 | 9027101000 | [14 empty] | HS2XX, Reserveonderdeel Vochtigheid, 2% | HS2XX, rechange élément hygrométrie 2%, NIST
Schneider Electric | Schneider Electric | 01022021 |  | Schneider Electric |  | BM | 5152400000 |  |  | 528.21 |  | 1 |  | 1 | SCR110, Voeler CO2+T°, 1.8K | SCR110, Sonde CO2+T°, 1.8K |  | SCR110 SENSOR ROOM CO2 | [18 empty] | 1 | 711426065510 | 0 |  | 183.2 | 17.7 | 11 | 5.6 | 1090.32 | [23 empty] | 2 | Y | [12 empty] | FL1 | N8 | 9027101000 | [14 empty] | SCR110, Ruimteluchtkwaliteitsvoeler, CO2+Temperatuur, Led | SCR110, Sonde murale qualité d'air CO2 + LED + T°, 1.8K
Schneider Electric | Schneider Electric | 01022021 |  | Schneider Electric |  | BM | 5152402000 |  |  | 676.94 |  | 1 |  | 1 | SCR110-H, Voeler CO2+T°+RH, 1.8K | SCR110-H, Sonde CO2+T°+RH, 1.8K |  | ROOM CO2&HUM TRANS, VISTA | [18 empty] | 1 | 711426065527 | 0 |  | 183.6 | 18 | 11 | 5.5 | 1089 | [23 empty] | 4 | N | [12 empty] | FL1 | N8 | 9027101000 | [14 empty] | SCR110-H, Ruimteluchtkwaliteitsvoeler, CO2+Temperatuur, Led, Rel. vochtigheid | SCR110-H, Sonde murale qualité d'air CO2 + LED + T° + 2%RH, 1.8K
Schneider Electric | Schneider Electric | 01022021 |  | Schneider Electric |  | BM | 5152404000 |  |  | 645.82 |  | 1 |  | 1 | SCR210, Voeler CO2+T°, 10KT2 | SCR210, Sonde CO2+T°, 10KT2 |  | ROOM CO2 TRANS, I/NET | [18 empty] | 1 | 711426065534 | 0 |  | 177 | 17.5 | 11 | 5.7 | 1097.25 | [23 empty] | 15 | N | [12 empty] | FL1 | N8 | 9027101000 | [14 empty] | SCR210, Ruimteluchtkwaliteitsvoeler, CO2+Temperatuur, Led | SCR210, Sonde murale qualité d'air CO2 + LED + T°,TAC I/NET 10K T2
Schneider Electric | Schneider Electric | 01022021 |  | Schneider Electric |  | BM | 5152406000 |  |  | 840.78 |  | 1 |  | 1 | SCR210-H, Voeler CO2+T°+RH, 10KT2 | SCR210-H, Sonde CO2+T°+RH, 10KT2 |  | ROOM CO2&HUM TRANS, I/NET | [18 empty] | 1 | 711426065541 | 0 |  | 182 | 18 | 11 | 6 | 1188 | [23 empty] | 15 | N | [12 empty] | FL1 | N8 | 9027101000 | [14 empty] | SCR210-H, Ruimteluchtkwaliteitsvoeler, CO2+Temperatuur, Led, Rel. Vochtigheid | SCR210-H, Sonde murale qualité d'air CO2 + LED + T° + 2%RH,TAC I/NET 10KT2
Schneider Electric | Schneider Electric | 01022021 |  | Schneider Electric |  | BM | 5152408000 |  |  | 505.26 |  | 1 |  | 1 | SCR510, Voeler CO2+T°, 10KT3 | SCR510, Sonde CO2+T°, 10KT3 |  | ROOM CO2 TRANS, CONT. | [18 empty] | 1 | 711426065558 | 0 |  | 183.6 | 18 | 10.9 | 5.7 | 1118.34 | [23 empty] | 4 | N | [12 empty] | FL1 | N8 | 9027101000 | [14 empty] | SCR510, Ruimteluchtkwaliteitsvoeler, CO2+Temperatuur, Led | SCR510, Sonde murale qualité d'air CO2 + LED + T°, remplacement Continium 10KT3
Schneider Electric | Schneider Electric | 01022021 |  | Schneider Electric |  | BM | 5152410000 |  |  | 657.23 |  | 1 |  | 1 | SCR510-H, Voeler CO2+ T°+RH, 10KT3 | SCR510-H, Sonde CO2+ T°+RH, 10KT3 |  | ROOM CO2&HUM TRANS, CONT. | [18 empty] | 1 | 711426065565 | 0 |  | 184 | 18 | 11 | 5.5 | 1089 | [23 empty] | 4 | N | [12 empty] | FL1 | N8 | 9027101000 | [14 empty] | SCR510-H, Ruimteluchtkwaliteitsvoeler, CO2+Temperatuur, Led, Rel. Vochtigheid | SCR510-H, Sonde murale qualité d'air CO2 + LED + T° + 2%RH, 10KT3
Schneider Electric | Schneider Electric | 01022021 |  | Schneider Electric |  | BM | 5152412000 |  |  | 520.42 |  | 1 |  | 1 | SCR610, Voeler CO2+T°, SATCH | SCR610, Sonde CO2+T°, SATCH |  | ROOM CO2 TRANS, SATCHWELL | [18 empty] | 1 | 711426065572 | 0 |  | 178.8 | 18 | 11 | 5.5 | 1089 | [23 empty] | 4 | N | [12 empty] | FL1 | N8 | 9027101000 | [14 empty] | SCR610,Ruimteluchtkwaliteitsvoeler, CO2+Temperatuur, Led | SCR610, Sonde murale qualité d'air CO2 + LED + T°,SATCHWELL Résistance/shunt
Schneider Electric | Schneider Electric | 01022021 |  | Schneider Electric |  | BM | 5152414000 |  |  | 674.32 |  | 1 |  | 1 | SCR610-H, Voeler CO2+T°+RH, SATCH | SCR610-H, Sonde CO2+T°+RH, SATCH |  | ROOM CO2&HUM TRANS, SATCHWELL | [18 empty] | 1 | 711426065589 | 0 |  | 182 | 17.4 | 11 | 5.7 | 1090.98 | [23 empty] | 15 | N | [12 empty] | FL1 | N8 | 9027101000 | [14 empty] | SCR610-H, Ruimteluchtkwaliteitsvoeler, CO2+Temperatuur, Led, Rel. Vochtigheid | SCR610-H, Sonde murale qualité d'air CO2 + LED + T° + 2%RH, Résistance/shunt
Schneider Electric | Schneider Electric | 01022021 |  | Schneider Electric |  | BM | 5152416000 |  |  | 505.26 |  | 1 |  | 1 | SCR810, Voeler CO2+T°, 10KT3 | SCR810, Sonde CO2+T°, 10KT3 |  | ROOM CO2 TRANS, I/A | [18 empty] | 1 | 711426065596 | 0 |  | 183.4 | 18 | 11 | 5.6 | 1108.8 | [23 empty] | 4 | N | [12 empty] | FL1 | N8 | 9027101000 | [14 empty] | SCR810, Ruimteluchtkwaliteitsvoeler, CO2+Temperatuur, Led | SCR810, Sonde murale qualité d'air CO2 + LED + T°,I/A 10K T3 shunt
Schneider Electric | Schneider Electric | 01022021 |  | Schneider Electric |  | BM | 5152418000 |  |  | 657.23 |  | 1 |  | 1 | SCR810-H, Voeler CO2+T°+RH, 10KT3 | SCR810-H, Sonde CO2+T°+RH, 10KT3 |  | ROOM CO2&HUM TRANS, I/A | [18 empty] | 1 | 711426065602 | 0 |  | 180 | 18 | 11 | 6 | 1188 | [23 empty] | 15 | N | [12 empty] | FL1 | N8 | 9027101000 | [14 empty] | SCR810-H, Ruimteluchtkwaliteitsvoeler, CO2+Temperatuur, Led, Rel. Vochtigheid | SCR810-H, Sonde murale qualité d'air CO2 + LED + T° + 2%RH,I/A 10KT3 shunt
Schneider Electric | Schneider Electric | 01022021 |  | Schneider Electric |  | BM | 5152420000 |  |  | 645.82 |  | 1 |  | 1 | SCR110B, Voeler CO2 + T°, 1.8K | SCR110B, Sonde CO2 + T°, 1.8K |  | ROOM CO2 BLANK, VISTA | [18 empty] | 1 | 711426068788 | 0 |  | 177.4 | 17.7 | 11 | 5.7 | 1109.79 | [23 empty] | 2 | Y | [12 empty] | FL1 | N8 | 9027101000 | [14 empty] | SCR110B, Ruimteluchtkwaliteitsvoeler, CO2+Temperatuur | SCR110B, Sonde murale qualité d'air CO2 + T°, 1.8K
Schneider Electric | Schneider Electric | 01022021 |  | Schneider Electric |  | BM | 5152422000 |  |  | 840.78 |  | 1 |  | 1 | SCR110B-H, Voeler CO2 +T°+RH, 1.8K | SCR110B-H, Sonde CO2 +T°+RH, 1.8K |  | ROOM CO2 & HUM BLANK, VISTA | [18 empty] | 1 | 711426068795 | 0 |  | 180 | 18 | 11 | 5.5 | 1089 | [23 empty] | 15 | N | [12 empty] | FL1 | N8 | 9027101000 | [14 empty] | SCR110B-H, Ruimteluchtkwaliteitsvoeler, CO2+Temperatuur+Rel. vochtigheid | SCR110B-H, Sonde murale qualité d'air CO2 + T° + 2%RH, 1.8K
Schneider Electric | Schneider Electric | 01022021 |  | Schneider Electric |  | BM | 5152424000 |  |  | 645.82 |  | 1 |  | 1 | SCR210B, Voeler CO2+T°, 10KT2 | SCR210B, Sonde CO2+T°, 10KT2 |  | ROOM CO2 BLANK, I/NET | [18 empty] | 1 | 711426068801 | 0 |  | 200 | 0.1 | 0.1 | 0.1 | 0.001 | [23 empty] | 15 | N | [12 empty] | FL1 | N8 | 9027101000 | [14 empty] | SCR210B, Ruimteluchtkwaliteitsvoeler, CO2+Temperatuur | SCR210B, Sonde murale qualité d'air CO2 + T°,TAC I/NET 10K T2
Schneider Electric | Schneider Electric | 01022021 |  | Schneider Electric |  | BM | 5152426000 |  |  | 840.78 |  | 1 |  | 1 | SCR210B-H, Voeler CO2 +T°+RH, 10KT2 | SCR210B-H, Sonde CO2 +T°+RH, 10KT2 |  | ROOM CO2 & HUM BLANK,I/NET | [18 empty] | 1 | 711426068818 | 0 |  | 180 | 18 | 11 | 6 | 1188 | [23 empty] | 15 | N | [12 empty] | FL1 | N8 | 9027101000 | [14 empty] | SCR210B-H, Ruimteluchtkwaliteitsvoeler, CO2+Temperatuur+Rel. Vochtigheid | SCR210B-H, Sonde murale qualité d'air CO2 + T° + 2%RH,TAC I/NET 10KT2
Schneider Electric | Schneider Electric | 01022021 |  | Schneider Electric |  | BM | 5152428000 |  |  | 674.91 |  | 1 |  | 1 | SCR510B, Voeler CO2+T°, 10KT3 | SCR510B, Sonde CO2+T°, 10KT3 |  | ROOM CO2 & HUM BLANK,CONTINUUM | [18 empty] | 1 | 711426068825 | 0 |  | 177.6 | 18 | 11 | 5.5 | 1089 | [23 empty] | 4 | N | [12 empty] | FL1 | N8 | 9027101000 | [14 empty] | SCR510B, Ruimteluchtkwaliteitsvoeler, CO2+Temperatuur | SCR510B, Sonde murale qualité d'air CO2 + T°, remplacement Continium 10KT3
Schneider Electric | Schneider Electric | 01022021 |  | Schneider Electric |  | BM | 5152430000 |  |  | 878.6 |  | 1 |  | 1 | SCR510B-H, Voeler CO2+T°+RH, 10KT3 | SCR510B-H, Sonde CO2+T°+RH, 10KT3 |  | ROOM CO2 & HUM BLANK,CONTINUUM | [18 empty] | 1 | 711426068832 | 0 |  | 178 | 17.6 | 10.9 | 5.6 | 1074.304 | [23 empty] | 15 | N | [12 empty] | FL1 | N8 | 9027101000 | [14 empty] | SCR510B-H, Ruimteluchtkwaliteitsvoeler, CO2+Temperatuur+Rel. Vochtigheid | SCR510B-H, Sonde murale qualité d'air CO2 + T° + 2%RH, 10KT3
Schneider Electric | Schneider Electric | 01022021 |  | Schneider Electric |  | BM | 5152432000 |  |  | 645.82 |  | 1 |  | 1 | SCR610B, Voeler CO2+T°,SATCH | SCR610B, Sonde CO2+T°,SATCH |  | ROOM CO2 BLANK, SATCHWELL | [18 empty] | 1 | 711426068849 | 0 |  | 177.6 | 17.7 | 10.8 | 5.7 | 1089.612 | [23 empty] | 4 | N | [12 empty] | FL1 | N8 | 9027101000 | [14 empty] | SCR610B, Ruimteluchtkwaliteitsvoeler, CO2+Temperatuur | SCR610B, Sonde murale qualité d'air CO2 + T°,SATCHWELL Résistance/shunt
Schneider Electric | Schneider Electric | 01022021 |  | Schneider Electric |  | BM | 5152434000 |  |  | 840.78 |  | 1 |  | 1 | SCR610B-H, Voeler CO2+T°+RH,SATCH | SCR610B-H, Sonde CO2+T°+RH,SATCH |  | ROOM CO2 & HUM BLANK,SATCHWELL | [18 empty] | 1 | 711426068856 | 0 |  | 200 | 0.1 | 0.1 | 0.1 | 0.001 | [23 empty] | 15 | N | [12 empty] | FL1 | N8 | 9027101000 | [14 empty] | SCR610B-H, Ruimteluchtkwaliteitsvoeler, CO2+Temperatuur+Rel. Vochtigheid | SCR610B-H, Sonde murale qualité d'air CO2 + T° + 2%RH,SATCHWELL Résistance/shunt
Schneider Electric | Schneider Electric | 01022021 |  | Schneider Electric |  | BM | 5152436000 |  |  | 674.91 |  | 1 |  | 1 | SCR810B, Voeler CO2+T°, 10KT3 | SCR810B, Sonde CO2+T°, 10KT3 |  | ROOM CO2 BLANK, I/A | [18 empty] | 1 | 711426068863 | 0 |  | 178.2 | 11 | 18 | 5.4 | 1069.2 | [23 empty] | 15 | N | [12 empty] | FL1 | N8 | 9027101000 | [14 empty] | SCR810B, Ruimteluchtkwaliteitsvoeler, CO2+Temperatuur | SCR810B, Sonde murale qualité d'air CO2 + T°,I/A 10K T3 shunt
Schneider Electric | Schneider Electric | 01022021 |  | Schneider Electric |  | BM | 5152438000 |  |  | 878.6 |  | 1 |  | 1 | SCR810B-H, Voeler CO2+T°+RH, 10KT3 | SCR810B-H, Sonde CO2+T°+RH, 10KT3 |  | ROOM CO2 & HUM BLANK, I/A | [18 empty] | 1 | 711426068870 | 0 |  | 180 | 18 | 11 | 6 | 1188 | [23 empty] | 15 | N | [12 empty] | FL1 | N8 | 9027101000 | [14 empty] | SCR810B-H, Ruimteluchtkwaliteitsvoeler, CO2+Temperatuur+Rel. Vochtigheid | SCR810B-H, Sonde murale qualité d'air CO2 + T° + 2%RH,I/A 10K T3 shunt
Schneider Electric | Schneider Electric | 01022021 |  | Schneider Electric |  | BM | 6552047000 |  |  | 753.45 |  | 1 |  | 1 | SPW100, Drukversch. 0-0.5 Bars | SPW100, Sonde press diff 0-0.5 Bars |  | Diff/Pr.Water0-0.5bar907001161 | [18 empty] | 1 | 7332552012747 | 0 |  | 658.6 | 13.1 | 8 | 7 | 733.6 | [23 empty] | 4 | N | [12 empty] | FL1 | N8 | 9032900090 | [14 empty] | SPW100, Waterdrukverschilvoeler, 0- 0,5 bar, 0-10V | SPW100, Sonde de pression différentielle d'eau, 0-0.5 Bars, 0-10V
Schneider Electric | Schneider Electric | 01022021 |  | Schneider Electric |  | BM | 6552048000 |  |  | 753.45 |  | 1 |  | 1 | SPW102, Drukversch. 0-1 Bars | SPW102, Sonde press diff 0-1 Bars |  | Diff/Pr.Water0-1bar912001161 | [18 empty] | 1 | 7332552012754 | 0 |  | 659.4 | 13.1 | 8 | 7 | 733.6 | [23 empty] | 4 | N | [12 empty] | FL1 | N8 | 9032900090 | [14 empty] | SPW102, Waterdrukverschilvoeler, 0- 1 bar, 0-10V | SPW102, Sonde de pression différentielle d'eau, 0-1 Bars, 0-10V
Schneider Electric | Schneider Electric | 01022021 |  | Schneider Electric |  | BM | 6552049000 |  |  | 753.45 |  | 1 |  | 1 | SPW104, Drukversch. 0-1.6 Bars | SPW104, Sonde press diff 0-1.6 Bars |  | Diff/Pr.Water0-1.6bar914001161 | [18 empty] | 1 | 7332552012761 | 0 |  | 658.2 | 13.1 | 8 | 7 | 733.6 | [23 empty] | 4 | N | [12 empty] | FL1 | N8 | 9032900090 | [14 empty] | SPW104, Waterdrukverschilvoeler, 0- 1,6 bar, 0-10V | SPW104, Sonde de pression différentielle d'eau, 0-1.6 Bars, 0-10V
Schneider Electric | Schneider Electric | 01022021 |  | Schneider Electric |  | BM | 6552050000 |  |  | 753.45 |  | 1 |  | 1 | WATERDRUKVERS TRANS,0 TOT 2.5 BAR | TRANS. DE PRES. DIF.LE, 0 À 2.5 BAR |  | Diff/Pr.Water0-2.5bar916001161 | [18 empty] | 1 | 7332552012778 | 0 |  | 659.8 | 13.1 | 8 | 7 | 733.6 | [23 empty] | 4 | N | [12 empty] | FL1 | N8 | 9032900090 | [14 empty] | SPW106, Drukverschilvoeler, Water, 0- 2,5 bar, 0-10V | SPW106, Transmetteur de pression différentielle, plage de 0 à 2.5 Bars
Schneider Electric | Schneider Electric | 01022021 |  | Schneider Electric |  | BM | 6552051000 |  |  | 753.45 |  | 1 |  | 1 | SPW108, Drukversch. 0-4 Bars | SPW108, Sonde press diff 0-4 Bars |  | Diff/Pr.Water0-4bar 918001161 | [18 empty] | 1 | 7332552012785 | 0 |  | 660.8 | 13.2 | 8 | 7 | 739.2 | [23 empty] | 4 | N | [12 empty] | FL1 | N8 | 9032900090 | [14 empty] | SPW108, Waterdrukverschilvoeler, 0- 4 bar, 0-10V | SPW108, Sonde de pression différentielle d'eau, 0-4 Bars, 0-10V
Schneider Electric | Schneider Electric | 01022021 |  | Schneider Electric |  | BM | 6552052000 |  |  | 753.45 |  | 1 |  | 1 | SPW110, Drukversch. 0-6 Bars | SPW110, Sonde press diff 0-6 Bars |  | Diff/Pr.Water0-6bar 919001161 | [18 empty] | 1 | 7332552012792 | 0 |  | 661 | 13.1 | 8 | 7 | 733.6 | [23 empty] | 4 | N | [12 empty] | FL1 | N8 | 9032900090 | [14 empty] | SPW110, Waterdrukverschilvoeler, 0- 6 bar, 0-10V | SPW110, Sonde de pression différentielle d'eau, 0-6 Bars, 0-10V
Schneider Electric | Schneider Electric | 01022021 |  | Schneider Electric |  | BM | 6552053000 |  |  | 734.36 |  | 1 |  | 1 | SPW112, Drukversch. 0-10 Bars | SPW112, Sonde press diff 0-10 Bars |  | Diff/Pr.Water0-10bar930001161 | [18 empty] | 1 | 7332552012808 | 0 |  | 658 | 13.1 | 8 | 7 | 733.6 | [23 empty] | 4 | N | [12 empty] | FL1 | N8 | 9032900090 | [14 empty] | SPW112, Waterdrukverschilvoeler, 0- 10 bar, 0-10V | SPW112, Sonde de pression différentielle d'eau, 0-10 Bars, 0-10V
Schneider Electric | Schneider Electric | 01022021 |  | Schneider Electric |  | BM | 6552054000 |  |  | 734.36 |  | 1 |  | 1 | SPW114, Drukversch. 0-16 Bars | SPW114, Sonde press diff 0-16 Bars |  | Diff/Pr.Water0-16bar931001161 | [18 empty] | 1 | 7332552012815 | 0 |  | 656.6 | 13.2 | 8 | 7 | 739.2 | [23 empty] | 4 | N | [12 empty] | FL1 | N8 | 9032900090 | [14 empty] | SPW114, Waterdrukverschilvoeler, 0- 16 bar, 0-10V | SPW114, Sonde de pression différentielle d'eau, 0-16 Bars, 0-10V
Schneider Electric | Schneider Electric | 01022021 |  | Schneider Electric |  | BM | 6552059000 |  |  | 997.22 |  | 1 |  | 1 | SPW100-D, Waterdrukvoeler, LCD | SPW100-D, sonde press diff, LCD |  | Diff.Pr.Wat.0-0.5b di907001161 | [18 empty] | 1 | 7332552012822 | 0 |  | 810 | 0.1 | 0.1 | 0.1 | 0.001 | [23 empty] | 11 | N | [12 empty] | FL3 | N7 | 9026202000 | [14 empty] | SPW100-D, Drukverschilvoeler, Water, 0- 0,5 bar, 0-10V, LCD | SPW100-D, Sonde de pression diff. eau, 0-0.5 Bars, 0-10V, LCD
Schneider Electric | Schneider Electric | 01022021 |  | Schneider Electric |  | BM | 6552060000 |  |  | 1077.5 |  | 1 |  | 1 | SPW102-D, Drukversch., 0-1 Bars, LCD | SPW102-D, Sonde pres dif, 0-1 Bars, LCD |  | Diff/Pr.Wat0-1bar di912001161 | [18 empty] | 1 | 7332552012839 | 0 |  | 810 | 0.1 | 0.1 | 0.1 | 0.001 | [23 empty] | 13 | N | [12 empty] | FL1 | N8 | 90329000 | [14 empty] | SPW102-D, Waterdrukverschilvoeler, 0- 1 bar, 0-10V, Display | SPW102-D, Sonde de pression diff. eau, 0-1 Bars, écran LCD
Schneider Electric | Schneider Electric | 01022021 |  | Schneider Electric |  | BM | 6552061000 |  |  | 1077.5 |  | 1 |  | 1 | SPW104-D, Drukversch., 0-1.6 Bars, LCD | SPW104-D, Sonde pres dif, 0-1.6 Bars LCD |  | Diff/Pr.Wat.0-1.6b di914001161 | [18 empty] | 1 | 7332552012846 | 0 |  | 800 | 0.1 | 0.1 | 0.1 | 0.001 | [23 empty] | 13 | N | [12 empty] | FL1 | N8 | 90329000 | [14 empty] | SPW104-D, Waterdrukverschilvoeler, 0- 1,6 bar, 0-10V, Display | SPW104-D, Sonde de pression diff. eau, 0-1.6 Bars, écran LCD
Schneider Electric | Schneider Electric | 01022021 |  | Schneider Electric |  | BM | 6552062000 |  |  | 1079.42 |  | 1 |  | 1 | SPW106-D, Drukversch. 0-2.5 Bars LCD | SPW106-D, Sonde pres dif, 0-2.5 Bars LCD |  | DIFF/PR.WATER0-2.5B D916001161 | [18 empty] | 1 | 7332552012853 | 0 |  | 810 | 0.1 | 0.1 | 0.1 | 0.001 | [23 empty] | 11 | N | [12 empty] | FL1 | N8 | 9032900090 | [14 empty] | SPW106-D, Waterdrukverschilvoeler, 0- 2,5 bar, 0-10V, Display | SPW106-D, Sonde de pression diff. d'eau, 0-2.5 Bars, écran LCD
Schneider Electric | Schneider Electric | 01022021 |  | Schneider Electric |  | BM | 6552063000 |  |  | 1077.5 |  | 1 |  | 1 | SPW108-D, Drukversch., 0-4 Bars, LCD | SPW108-D, Sonde pres dif, 0-4 Bars LCD |  | Diff/Pr.Water0-4b di918001161 | [18 empty] | 1 | 7332552012860 | 0 |  | 831 | 28.5 | 9.5 | 7 | 1895.25 | [23 empty] | 13 | N | [12 empty] | FL1 | N8 | 90329000 | [14 empty] | SPW108-D, Waterdrukverschilvoeler, 0- 4 bar, 0-10V, Display | SPW108-D, Sonde de pression diff. eau, 0-4 Bars, écran LCD
Schneider Electric | Schneider Electric | 01022021 |  | Schneider Electric |  | BM | 6552064000 |  |  | 1077.5 |  | 1 |  | 1 | SPW110-D, Drukversch., 0-6 Bars, LCD | SPW110-D, Sonde pres dif, 0-6 Bars LCD |  | Diff/Pr.Water0-6b di919001161 | [18 empty] | 1 | 7332552012877 | 0 |  | 810 | 0.1 | 0.1 | 0.1 | 0.001 | [23 empty] | 13 | N | [12 empty] | FL1 | N8 | 90329000 | [14 empty] | SPW110-D, Waterdrukverschilvoeler, 0- 6 bar, 0-10V, Display | SPW110-D, Sonde de pression diff. eau, 0-6 Bars, écran LCD
Schneider Electric | Schneider Electric | 01022021 |  | Schneider Electric |  | BM | 6552065000 |  |  | 1077.5 |  | 1 |  | 1 | SPW112-D, Drukversch., 0-10 Bars, LCD | SPW112-D, Sonde pres dif, 0-10 Bars LCD |  | Diff/Pr.Wat.0-10b di930001161 | [18 empty] | 1 | 7332552012884 | 0 |  | 800 | 0.1 | 0.1 | 0.1 | 0.001 | [23 empty] | 13 | N | [12 empty] | FL1 | N8 | 90329000 | [14 empty] | SPW112-D, Waterdrukverschilvoeler, 0- 10 bar, 0-10V, Display | SPW112-D, Sonde de pression diff. eau, 0-10 Bars, écran LCD
Schneider Electric | Schneider Electric | 01022021 |  | Schneider Electric |  | BM | 6553055000 |  |  | 196.44 |  | 1 |  | 1 | PIR-TF-25-360, PIR 360° | PIR-TF-25-360, PIR 360° |  | Presens sensor 24vac Roofmount | [18 empty] | 1 | 3606489658076 | 0 |  | 136 | 11.8 | 11.8 | 6.2 | 863.288 | [23 empty] | 4 | N | [12 empty] | FL3 | N7 | 9032900090 | [14 empty] | PIR-TF-25-360, Bewegingsdetector voor plafond, detectiehoek 360° | PIR-TF-25-360, Détecteur de mouvement pour plafonds, angle de détection 360°
Schneider Electric | Schneider Electric | 01022021 |  | Schneider Electric |  | BM | 6553063000 |  |  | 1598.35 |  | 1 |  | 1 | ASENSE M III CO&CO2 COMBI | ASENSE M III CO&CO2 COMBI |  | aSENSE m III CO&CO2 Combi | [18 empty] | 1 | 3606489658083 | 0 |  | 400 | 0.1 | 0.1 | 0.1 | 0.001 | [23 empty] | 20 | N | [12 empty] | FL1 | N8 | 9032900090 | [14 empty] | Ruimtevoeler aSENSE m III, CO&CO2 Combi | Capteur de CO&CO2 ASENSE M III COMBI, sortie 0-20/4-20mA, mont. mural
Schneider Electric | Schneider Electric | 01022021 |  | Schneider Electric |  | BM | 6553064000 |  |  | 1598.35 |  | 1 |  | 1 | ASENSE M III-K CO&CO2 COMBI | ASENSE M III-K CO&CO2 COMBI |  | aSENSE m III-K CO&CO2 Combi | [18 empty] | 1 | 3606489658090 | 0 |  | 400 | 27 | 17 | 6.3 | 2891.7 | [23 empty] | 20 | N | [12 empty] | FL1 | N8 | 9032900090 | [14 empty] | Kanaalvoeler aSENSE m III, CO&CO2 Combi | Capteur de CO&CO2 ASENSE M III-K COMBI, sortie 0-20/4-20mA, mont. gaine
Schneider Electric | Schneider Electric | 01022021 |  | Schneider Electric |  | BM | 6553065000 |  |  | 80.22 |  | 1 |  | 1 | VR-1.5M, Venturi rookmelder | VR-1.5M, Venturi det. fumée |  | VR-1.5M | [18 empty] | 1 | 3606489658106 | 0 |  | 1323.2 | 5.5 | 5.5 | 160.5 | 4855.125 | [23 empty] | 4 | N | [12 empty] | FL3 | N7 | 9032900090 | [14 empty] | VR1.5M, Venturipijp voor rookmelder, lengte 1.5m | VR1.5M, Tube venturi pour détecteur de fumée, longueur 1.5m
Schneider Electric | Schneider Electric | 01022021 |  | Schneider Electric |  | BM | 6553066000 |  |  | 130.34 |  | 1 |  | 1 | VR-2.8M, Venturi rookmelder | VR-2.8M, Venturi det. Fumée |  | VR-2.8M | [18 empty] | 1 | 3606489658113 | 0 |  | 2300 | 5.4 | 5.4 | 28.9 | 842.724 | [23 empty] | 4 | N | [12 empty] | FL3 | N7 | 9032900090 | [14 empty] | VR2.8M, Venturipijp voor rookmelder, lengte 2.8m | VR2.8M, Tube venturi pour détecteur de fumée, longueur 2.8m
Schneider Electric | Schneider Electric | 01022021 |  | Schneider Electric |  | BM | 6553070000 |  |  | 144.08 |  | 1 |  | 1 | PIR-TFT-550-B, PIR 110° | PIR-TFT-550-B, PIR 110° |  | OCCUPANCY SENSOR PIR-TFT-550-B | [18 empty] | 1 | 3606489658120 | 0 |  | 136 | 1.5 | 6.7 | 5.2 | 52.26 | [23 empty] | 2 | Y | [12 empty] | FL3 | N7 | 9032900090 | [14 empty] | PIR-TFT-550-B, Bewegingsdetector voor plafonds en muren, detectiehoek 110° | PIR-TFT-550-B, Détecteur de mouvement pour plafonds et murs, angle dét. 110°
Schneider Electric | Schneider Electric | 01022021 |  | Schneider Electric |  | BM | 6559501000 |  |  | 63.89 |  | 1 |  | 1 | CLA-ST, Lekvoeler | CLA-ST, Languette dét. de fuite |  | LEAKAGE SENSOR TAPE | [18 empty] | 1 |  | 0 |  | 8 | 5 | 5 | 2.5 | 62.5 | [23 empty] | 7 | N | [12 empty] | FL2 | PK | 90329000 | [14 empty] | CLA-ST, Lekdetectievoeler | CLA-ST, Languette de détection de fuite
Schneider Electric | Schneider Electric | 01022021 |  | Schneider Electric |  | BM | 7210702000 |  |  | 99.13 |  | 1 |  | 1 | VZ22, 2W-zoneventiel , DN15, KVS 0.16 | VZ22, Vanne zone 2V , DN15, KVS 0.16 |  | Valve 2Way Zone VZ22/15/0.16 | [18 empty] | 1 | 4019837066451 | 0 |  | 206.8 | 8.8 | 7.5 | 4.2 | 277.2 | [23 empty] | 4 | N | [12 empty] | FL2 | PK | 8481109990 | [14 empty] | VZ22-15-0.16, Tweeweg zoneventiel , DN15, KVS 0.16 | VZ22-15-0.16, Vanne de zone 2 voies , DN15, KVS 0.16
Schneider Electric | Schneider Electric | 01022021 |  | Schneider Electric |  | BM | 7210706000 |  |  | 99.13 |  | 1 |  | 1 | VZ22, 2W-zoneventiel , DN15, KVS 0.25 | VZ22, Vanne zone 2V , DN15, KVS 0.25 |  | Valve 2Way Zone VZ22/15/0.25 | [18 empty] | 1 | 4019837066468 | 0 |  | 205.8 | 8.8 | 7.5 | 4.2 | 277.2 | [23 empty] | 4 | N | [12 empty] | FL2 | PK | 8481109990 | [14 empty] | VZ22-15-0.25, Tweeweg zoneventiel , DN15, KVS 0.25 | VZ22-15-0.25, Vanne de zone 2 voies , DN15, KVS 0.25
Schneider Electric | Schneider Electric | 01022021 |  | Schneider Electric |  | BM | 7210710000 |  |  | 48.78 |  | 1 |  | 1 | VZ22, 2W-zoneventiel , DN15, KVS 0.4 | VZ22, Vanne zone 2V , DN15, KVS 0.4 |  | Valve 2Way Zone VZ22/15/0.4 | [18 empty] | 1 | 4019837066475 | 0 |  | 205 | 8.8 | 7.5 | 4.2 | 277.2 | [23 empty] | 4 | N | [12 empty] | FL2 | PK | 8481109990 | [14 empty] | VZ22-15-0.4, Tweeweg zoneventiel , DN15, KVS 0.4 | VZ22-15-0.4, Vanne de zone 2 voies , DN15, KVS 0.4
Schneider Electric | Schneider Electric | 01022021 |  | Schneider Electric |  | BM | 7210714000 |  |  | 48.78 |  | 1 |  | 1 | VZ22, 2W-zoneventiel , DN15, KVS 0.63 | VZ22, Vanne zone 2V , DN15, KVS 0.63 |  | Valve 2Way Zone VZ22/15/0.63 | [18 empty] | 1 | 4019837066482 | 0 |  | 205.2 | 9 | 7.5 | 4.2 | 283.5 | [23 empty] | 2 | Y | [12 empty] | FL2 | PK | 8481109990 | [14 empty] | VZ22-15-0.63, Tweeweg zoneventiel , DN15, KVS 0.63 | VZ22-15-0.63, Vanne de zone 2 voies , DN15, KVS 0.63
Schneider Electric | Schneider Electric | 01022021 |  | Schneider Electric |  | BM | 7210718000 |  |  | 151.48 |  | 1 |  | 1 | VZ22, 2W-zoneventiel , DN15, KVS 1 | VZ22, Vanne zone 2V , DN15, KVS 1 |  | Valve 2Way Zone VZ22/15/1 | [18 empty] | 1 | 4019837066499 | 0 |  | 204.6 | 9 | 7.5 | 4.3 | 290.25 | [23 empty] | 4 | N | [12 empty] | FL2 | PK | 8481109990 | [14 empty] | VZ22-15-1.0, Tweeweg zoneventiel , DN15, KVS 1 | VZ22-15-1.0, Vanne de zone 2 voies , DN15, KVS 1
Schneider Electric | Schneider Electric | 01022021 |  | Schneider Electric |  | BM | 7210722000 |  |  | 48.78 |  | 1 |  | 1 | VZ22, 2W-zoneventiel , DN15, KVS 1.6 | VZ22, Vanne zone 2V , DN15, KVS 1.6 |  | Valve 2Way Zone VZ22/15/1.6 | [18 empty] | 1 | 4019837066505 | 0 |  | 203.6 | 9 | 7.5 | 4.2 | 283.5 | [23 empty] | 2 | Y | [12 empty] | FL2 | PK | 8481109990 | [14 empty] | VZ22-15-1.6, Tweeweg zoneventiel , DN15, KVS 1.6 | VZ22-15-1.6, Vanne de zone 2 voies , DN15, KVS 1.6
Schneider Electric | Schneider Electric | 01022021 |  | Schneider Electric |  | BM | 7210726000 |  |  | 76.57 |  | 1 |  | 1 | VZ22, 2W-zoneventiel , DN20, KVS 2.5 | VZ22, Vanne zone 2V , DN20, KVS 2.5 |  | Valve 2Way Zone VZ22/20/2.5 | [18 empty] | 1 | 4019837066512 | 0 |  | 300.2 | 9 | 7.5 | 4.2 | 283.5 | [23 empty] | 4 | N | [12 empty] | FL2 | PK | 8481109990 | [14 empty] | VZ22-20-2.5, Tweeweg zoneventiel , DN20, KVS 2.5 | VZ22-20-2.5, Vanne de zone 2 voies , DN20, KVS 2.5
Schneider Electric | Schneider Electric | 01022021 |  | Schneider Electric |  | BM | 7210730000 |  |  | 76.57 |  | 1 |  | 1 | VZ22, 2W-zoneventiel , DN20, KVS 4 | VZ22, Vanne zone 2V , DN20, KVS 4 |  | Valve 2Way Zone VZ22/20/4 | [18 empty] | 1 | 4019837066529 | 0 |  | 298.6 | 9 | 7.4 | 4.2 | 279.72 | [23 empty] | 4 | N | [12 empty] | FL2 | PK | 8481109990 | [14 empty] | VZ22-20-4, Tweeweg zoneventiel , DN20, KVS 4 | VZ22-20-4, Vanne de zone 2 voies , DN20, KVS 4
Schneider Electric | Schneider Electric | 01022021 |  | Schneider Electric |  | BM | 7211116000 |  |  | 259.46 |  | 1 |  | 1 | V211-15-1.6, 2W-kraan DN15, KVS 1.6 | V211-15-1.6, Vanne 2V DN15, KVS 1.6 |  | Valve 2Way Flange V211/15/1.6 | [18 empty] | 1 | 3606481819635 | 0 |  | 2050 | 19.1 | 13.3 | 9.5 | 2413.285 | [23 empty] | 4 | N | [12 empty] | FL1 | N8 | 8481109990 | [14 empty] | V211-15-1.6, Tweewegkraan, flensaansluiting, PN16, DN15, KVS 1.6 | V211-15-1.6, Vanne 2 voies en acier à bride, PM16, DN15, KVS 1.6
Schneider Electric | Schneider Electric | 01022021 |  | Schneider Electric |  | BM | 7211120000 |  |  | 259.46 |  | 1 |  | 1 | V211-15-2.5, 2W-kraan DN15, KVS 2.5 | V211-15-2.5, Vanne 2V DN15, KVS 2.5 |  | Valve 2Way Flange V211/15/2.5 | [18 empty] | 1 | 3606481819642 | 0 |  | 2050 | 19.1 | 13.3 | 9.5 | 2413.285 | [23 empty] | 4 | N | [12 empty] | FL1 | N8 | 8481109990 | [14 empty] | V211-15-2.5, Tweewegkraan, flensaansluiting, PN16, DN15, KVS 2.5 | V211-15-2.5 , Vanne 2 voies en acier à bride, PM16, DN15, KVS 2.5
Schneider Electric | Schneider Electric | 01022021 |  | Schneider Electric |  | BM | 7211124000 |  |  | 259.46 |  | 1 |  | 1 | V211-15-4, 2W-kraan DN15, KVS 4 | V211-15-4, Vanne 2V DN15, KVS 4 |  | Valve 2Way Flange V211/15/4 | [18 empty] | 1 | 3606489658151 | 0 |  | 2050 | 18.9 | 13.3 | 9.5 | 2388.015 | [23 empty] | 4 | N | [12 empty] | FL1 | N8 | 8481109990 | [14 empty] | V211-15-4, Tweewegkraan, flensaansluiting, PN16, DN15, KVS 4 | V211-15-4, Vanne 2 voies en acier à bride, PM16, DN15, KVS 4
Schneider Electric | Schneider Electric | 01022021 |  | Schneider Electric |  | BM | 7211128000 |  |  | 303.64 |  | 1 |  | 1 | V211-20-6.3, 2W-kraan DN20, KVS 6.3 | V211-20-6.3, Vanne 2V DN20, KVS 6.3 |  | Valve 2Way Flange V211/20/6.3 | [18 empty] | 1 | 3606489658168 | 0 |  | 2600 | 19.8 | 15.4 | 10.5 | 3201.66 | [23 empty] | 4 | N | [12 empty] | FL1 | N8 | 8481109990 | [14 empty] | V211-20-6.3, Tweewegkraan, flensaansluiting, PN16, DN20, KVS 6.3 | V211-20-6.3, Vanne 2 voies en acier à bride, PM16, DN20, KVS 6.3
Schneider Electric | Schneider Electric | 01022021 |  | Schneider Electric |  | BM | 7211132000 |  |  | 346.7 |  | 1 |  | 1 | V211-25-10, 2W-kraan DN25, KVS 10 | V211-25-10, Vanne 2V DN25, KVS 10 |  | Valve 2Way Flange V211/25/10 | [18 empty] | 1 | 3606489658175 | 0 |  | 3150 | 20.8 | 16.1 | 11.5 | 3851.12 | [23 empty] | 4 | N | [12 empty] | FL1 | N8 | 8481109990 | [14 empty] | V211-25-10, Tweewegkraan, flensaansluiting, PN16, DN25, KVS 10 | V211-25-10, Vanne 2 voies en acier à bride, PM16, DN25, KVS 10
Schneider Electric | Schneider Electric | 01022021 |  | Schneider Electric |  | BM | 7211136000 |  |  | 389.75 |  | 1 |  | 1 | V211-32-16, 2W-kraan DN32, KVS 16 | V211-32-16, Vanne 2V DN32, KVS 16 |  | Valve 2Way Flange V211/32/16 | [18 empty] | 1 | 3606489658182 | 0 |  | 4600 | 23.2 | 18.1 | 14.1 | 5920.872 | [23 empty] | 4 | N | [12 empty] | FL1 | N8 | 8481109990 | [14 empty] | V211-32-16, Tweewegkraan, flensaansluiting, PN16, DN32, KVS 16 | V211-32-16, Vanne 2 voies en acier à bride, PM16, DN32, KVS 16
Schneider Electric | Schneider Electric | 01022021 |  | Schneider Electric |  | BM | 7211140000 |  |  | 432.81 |  | 1 |  | 1 | V211-40-25, 2W-kraan DN40, KVS 25 | V211-40-25, Vanne 2V DN40, KVS 25 |  | Valve 2Way Flange V211/40/25 | [18 empty] | 1 | 3606489658199 | 0 |  | 5850 | 24.2 | 20.3 | 15.1 | 7418.026 | [23 empty] | 4 | N | [12 empty] | FL1 | N8 | 8481109990 | [14 empty] | v211-40-25, Tweewegkraan, flensaansluiting, PN16, DN40, KVS 25 | V211-40-25, Vanne 2 voies en acier à bride, PM16, DN40, KVS 25
Schneider Electric | Schneider Electric | 01022021 |  | Schneider Electric |  | BM | 7211144000 |  |  | 504.19 |  | 1 |  | 1 | V211-50-38, 2W-kraan DN50, KVS 38 | V211-50-38, Vanne 2V DN50, KVS 38 |  | Valve 2Way Flange V211/50/38 | [18 empty] | 1 | 3606489658205 | 0 |  | 7900 | 26.3 | 23.1 | 16.6 | 10084.998 | [23 empty] | 4 | N | [12 empty] | FL1 | N8 | 8481109990 | [14 empty] | V211-50-38, Tweewegkraan, flensaansluiting, PN16, DN50, KVS 38 | V211-50-38, Vanne 2 voies en acier à bride, PM16, DN50, KVS 38
Schneider Electric | Schneider Electric | 01022021 |  | Schneider Electric |  | BM | 7211236000 |  |  | 667.39 |  | 1 |  | 1 | V212-32-16, 2W-kraan DN32, KVS 16 | V212-32-16, Vanne 2V DN32, KVS 16 |  | Valve 2Way Flange V212/32/16 | [18 empty] | 1 | 3606489658229 | 0 |  | 4900 | 25.1 | 18.3 | 14 | 6430.62 | [23 empty] | 4 | N | [12 empty] | FL1 | N8 | 8481109990 | [14 empty] | V212-32-16, Tweewegkraan, flensaansluiting, PN16, DN32, KVS 16 | V212-32-16, Vanne 2 voies en acier à bride, PM16, DN32, KVS 16
Schneider Electric | Schneider Electric | 01022021 |  | Schneider Electric |  | BM | 7211240000 |  |  | 745.14 |  | 1 |  | 1 | V212-40-25, 2W-kraan DN40, KVS 25 | V212-40-25, Vanne 2V DN40, KVS 25 |  | Valve 2Way Flange V212/40/25 | [18 empty] | 1 | 3606481819659 | 0 |  | 6200 | 24.9 | 20.2 | 15 | 7544.7 | [23 empty] | 4 | N | [12 empty] | FL1 | N8 | 8481109990 | [14 empty] | V212-40-25, Tweewegkraan, flensaansluiting, PN16, DN40, KVS 25 | V212-40-25, Vanne 2 voies en acier à bride, PM16, DN40, KVS 25
Schneider Electric | Schneider Electric | 01022021 |  | Schneider Electric |  | BM | 7211244000 |  |  | 815.31 |  | 1 |  | 1 | V212-50-38, 2W-kraan DN50, KVS 38 | V212-50-38, Vanne 2V DN50, KVS 38 |  | Valve 2Way Flange V212/50/38 | [18 empty] | 1 | 3606481819666 | 0 |  | 8400 | 26.6 | 23.2 | 16.5 | 10182.48 | [23 empty] | 4 | N | [12 empty] | FL1 | N8 | 8481109990 | [14 empty] | V212-50-38, Tweewegkraan, flensaansluiting, PN16, DN50, KVS 38 | V212-50-38, Vanne 2 voies en acier à bride, PM16, DN50, KVS 38
Schneider Electric | Schneider Electric | 01022021 |  | Schneider Electric |  | BM | 7211716000 |  |  | 158.62 |  | 1 |  | 1 | V211T-15-1.6, 2W-kraan, DN15, KVS 1.6 | V211T-15-1.6, Vanne 2 V, DN15, KVS 1.6 |  | Valve 2Way Thread V211T/15/1.6 | [18 empty] | 1 | 3606481819673 | 0 |  | 878.8 | 16.5 | 8.5 | 5 | 701.25 | [23 empty] | 4 | N | [12 empty] | FL1 | N8 | 8481109990 | [14 empty] | V211T-15-1.6, Tweewegkraan, draadaansluiting, PN16, DN15, KVS 1.6 | V211T-15-1.6, Vanne 2 voies en acier, raccordement taraudé, PN16, DN15, KVS 1.6
Schneider Electric | Schneider Electric | 01022021 |  | Schneider Electric |  | BM | 7211720000 |  |  | 158.62 |  | 1 |  | 1 | V211T-15-2.5, 2W-kraan, T, DN15, KVS 2.5 | V211T-15-2.5, Vanne 2V, T, DN15, KVS 2.5 |  | Valve 2Way Thread V211T/15/2.5 | [18 empty] | 1 | 3606481819680 | 0 |  | 880.4 | 16.6 | 8.4 | 5 | 697.2 | [23 empty] | 4 | N | [12 empty] | FL1 | N8 | 8481109990 | [14 empty] | V211T-15-2.5, Tweewegkraan, draadaansluiting, PN16, DN15, KVS 2.5 | V211T-15-2.5, Vanne 2 voies en acier, raccordement taraudé, PN16, DN15, KVS 2.5
Schneider Electric | Schneider Electric | 01022021 |  | Schneider Electric |  | BM | 7211724000 |  |  | 158.62 |  | 1 |  | 1 | V211T-15-4, 2W-kraan, T, DN15, KVS 4 | V211T-15-4, Vanne 2V, T, DN15, KVS 4 |  | Valve 2Way Thread V211T/15/4 | [18 empty] | 1 | 3606489658236 | 0 |  | 873.8 | 16.7 | 8.6 | 5.1 | 732.462 | [23 empty] | 4 | N | [12 empty] | FL1 | N8 | 8481109990 | [14 empty] | V211T-15-4, Tweewegkraan, draadaansluiting, PN16, DN15, KVS 4 | V211T-15-4, Vanne 2 voies en acier, raccordement taraudé, PN16, DN15, KVS 4
Schneider Electric | Schneider Electric | 01022021 |  | Schneider Electric |  | BM | 7211728000 |  |  | 173.35 |  | 1 |  | 1 | V211T-20-6.3, 2W-kraan, T, DN20, KVS 6.3 | V211T-20-6.3, Vanne 2V, T, DN20, KVS 6.3 |  | Valve 2Way Thread V211T/20/6.3 | [18 empty] | 1 | 3606489658243 | 0 |  | 1088.2 | 1 | 1.8 | 0.6 | 1.08 | [23 empty] | 4 | N | [12 empty] | FL1 | N8 | 8481109990 | [14 empty] | V211T-20-6.3, Tweewegkraan, draadaansluiting, PN16, DN20, KVS 6.3 | V211T-20-6.3, Vanne 2 voies en acier, raccordement taraudé, PN16, DN20, KVS 6.3
Schneider Electric | Schneider Electric | 01022021 |  | Schneider Electric |  | BM | 7211732000 |  |  | 194.88 |  | 1 |  | 1 | V211T-25-10, 2W-kraan, T, DN25, KVS 10 | V211T-25-10, Vanne 2V, T, DN25, KVS 10 |  | Valve 2Way Thread V211T/25/10 | [18 empty] | 1 | 3606489658250 | 0 |  | 1330.2 | 17.9 | 11.4 | 6 | 1224.36 | [23 empty] | 4 | N | [12 empty] | FL1 | N8 | 8481109990 | [14 empty] | V211T-25-10, Tweewegkraan, draadaansluiting, PN16, DN25, KVS 10 | V211T-25-10, Vanne 2 voies en acier, raccordement taraudé, PN16, DN25, KVS 10
Schneider Electric | Schneider Electric | 01022021 |  | Schneider Electric |  | BM | 7211736000 |  |  | 223.2 |  | 1 |  | 1 | V211T-32-16, 2W-kraan, T, DN32, KVS 16 | V211T-32-16, Vanne 2V, T, DN32, KVS 16 |  | Valve 2Way Thread V211T/32/16 | [18 empty] | 1 | 3606489658267 | 0 |  | 1681 | 18.1 | 1.3 | 7 | 164.71 | [23 empty] | 4 | N | [12 empty] | FL1 | N8 | 8481109990 | [14 empty] | V211T-32-16, Tweewegkraan, draadaansluiting, PN16, DN32, KVS 16 | V211T-32-16, Vanne 2 voies en acier, raccordement taraudé, PN16, DN32, KVS 16
Schneider Electric | Schneider Electric | 01022021 |  | Schneider Electric |  | BM | 7211740000 |  |  | 267.39 |  | 1 |  | 1 | V211T-40-25, 2W-kraan, T, DN40, KVS 25 | V211T-40-25, Vanne 2V, T, DN40, KVS 25 |  | Valve 2Way Thread V211T/40/25 | [18 empty] | 1 | 3606489658274 | 0 |  | 2482.2 | 19.7 | 14.9 | 9 | 2641.77 | [23 empty] | 4 | N | [12 empty] | FL1 | N8 | 8481109990 | [14 empty] | V211T-40-25, Tweewegkraan, draadaansluiting, PN16, DN40, KVS 25 | V211T-40-25, Vanne 2 voies en acier, raccordement taraudé, PN16, DN40, KVS 25
Schneider Electric | Schneider Electric | 01022021 |  | Schneider Electric |  | BM | 7211744000 |  |  | 360.29 |  | 1 |  | 1 | V211T-50-38, 2W-kraan, T, DN50, KVS 38 | V211T-50-38, Vanne 2V, T, DN50, KVS 38 |  | Valve 2Way Thread V211T/50/38 | [18 empty] | 1 | 3606489658281 | 0 |  | 3950 | 21.7 | 18 | 11 | 4296.6 | [23 empty] | 4 | N | [12 empty] | FL1 | N8 | 8481109990 | [14 empty] | V211T-50-38, Tweewegkraan, draadaansluiting, PN16, DN50, KVS 38 | V211T-50-38, Vanne 2 voies en acier, raccordement taraudé, PN16, DN50, KVS 38
Schneider Electric | Schneider Electric | 01022021 |  | Schneider Electric |  | BM | 7211832000 |  |  | 513.33 |  | 1 |  | 1 | V212T-25-10, 2W-kraan, T, DN25, KVS 10 | V212T-25-10, Vanne 2V, T, DN25, KVS 10 |  | Valve 2Way Thread V212T/25/10 | [18 empty] | 1 | 3606481819697 | 0 |  | 1570.6 | 21.7 | 11.5 | 6 | 1497.3 | [23 empty] | 4 | N | [12 empty] | FL1 | N8 | 8481109990 | [14 empty] | V212T-25-10, Tweewegkraan, draadaansluiting, PN16, DN25, KVS 10 | V212T-25-10, Vanne 2 voies en acier, raccordement taraudé, PN16, DN25, KVS 10
Schneider Electric | Schneider Electric | 01022021 |  | Schneider Electric |  | BM | 7211836000 |  |  | 540.66 |  | 1 |  | 1 | V212T-32-16, 2W-kraan, T, DN32, KVS 16 | V212T-32-16, Vanne 2V, T, DN32, KVS 16 |  | Valve 2Way Thread V212T/32/16 | [18 empty] | 1 | 3606481819703 | 0 |  | 2000 | 22.4 | 12.9 | 7 | 2022.72 | [23 empty] | 4 | N | [12 empty] | FL1 | N8 | 8481109990 | [14 empty] | V212T-32-16Tweewegkraan, draadaansluiting, PN16, DN32, KVS 16 | V212T-32-16, Vanne 2 voies en acier, raccordement taraudé, PN16, DN32, KVS 16
Schneider Electric | Schneider Electric | 01022021 |  | Schneider Electric |  | BM | 7211840000 |  |  | 614.48 |  | 1 |  | 1 | V212T-40-25, 2W-kraan, T, DN40, KVS 25 | V212T-40-25, Vanne 2V, T, DN40, KVS 25 |  | Valve 2Way Thread V212T/40/25 | [18 empty] | 1 | 3606481819710 | 0 |  | 2782.6 | 22.8 | 15 | 9.1 | 3112.2 | [23 empty] | 4 | N | [12 empty] | FL1 | N8 | 8481109990 | [14 empty] | V212T-40-25, Tweewegkraan, draadaansluiting, PN16, DN40, KVS 25 | V212T-40-25, Vanne 2 voies en acier, raccordement taraudé, PN16, DN40, KVS 25
Schneider Electric | Schneider Electric | 01022021 |  | Schneider Electric |  | BM | 7211844000 |  |  | 678.05 |  | 1 |  | 1 | V212T-50-38, 2W-kraan, T, DN50, KVS 38 | V212T-50-38, Vanne 2V, T, DN50, KVS 38 |  | Valve 2Way Thread V212T/50/38 | [18 empty] | 1 | 3606489658298 | 0 |  | 4250 | 23.9 | 17.8 | 11 | 4679.62 | [23 empty] | 4 | N | [12 empty] | FL1 | N8 | 8481109990 | [14 empty] | V212T-50-38, Tweewegkraan, draadaansluiting, PN16, DN50, KVS 38 | V212T-50-38, Vanne 2 voies en acier, raccordement taraudé, PN16, DN50, KVS 38
Schneider Electric | Schneider Electric | 01022021 |  | Schneider Electric |  | BM | 7212254000 |  |  | 923.7 |  | 1 |  | 1 | V222-65-63, 2W-kraan, DN65, KVS 63 | V222-65-63, Vanne 2V, DN65, KVS 63 |  | Valve2WayFl.PN16 V222/65/63 | [18 empty] | 1 | 3606489658304 | 0 |  | 16600 | 34.2 | 29 | 18.5 | 18348.3 | [23 empty] | 4 | N | [12 empty] | FL1 | N8 | 8481109990 | [14 empty] | V222-65-63, Tweewegkraan, flensaansluiting, PN16, DN65, KVS 63 | V222-65-63, Vanne 2 voies en fonte à bride, PN16, DN65, KVS 63
Schneider Electric | Schneider Electric | 01022021 |  | Schneider Electric |  | BM | 7212258000 |  |  | 1173.15 |  | 1 |  | 1 | V222-80-85, 2W-kraan, DN80, KVS 85 | V222-80-85, Vanne 2V, DN80, KVS 85 |  | Valve2WayFl.PN16 V222/80/100 | [18 empty] | 1 | 3606489658311 | 0 |  | 22500 | 36.5 | 31 | 20.1 | 22743.15 | [23 empty] | 4 | N | [12 empty] | FL1 | N8 | 8481109990 | [14 empty] | V222-80-85, Tweewegkraan, flensaansluiting, PN16, DN80, KVS 85 | V222-80-85, Vanne 2 voies en fonte à bride, PN16, DN80, KVS 85
Schneider Electric | Schneider Electric | 01022021 |  | Schneider Electric |  | BM | 7212262000 |  |  | 1582.67 |  | 1 |  | 1 | V222-100-130, 2W-kraan, DN100, KVS 130 | V222-100-130, Vanne 2V, DN100, KVS 130 |  | Valve2WayFl.PN16 V222/100/160 | [18 empty] | 1 | 3606489658328 | 0 |  | 34750 | 40 | 35.2 | 22 | 30976 | [23 empty] | 4 | N | [12 empty] | FL1 | N8 | 8481109990 | [14 empty] | V222-100-130, Tweewegkraan, flensaansluiting, PN16, DN100, KVS 130 | V222-100-130, Vanne 2 voies en fonte à bride, PN16, DN100, KVS 130
Schneider Electric | Schneider Electric | 01022021 |  | Schneider Electric |  | BM | 7212266000 |  |  | 2046.96 |  | 1 |  | 1 | V222-125-250, 2W-kraan, DN125, KVS 250 | V222-125-250, Vanne 2V, DN125, KVS 250 |  | Valve2WayFl.PN16 V222/125/250 | [18 empty] | 1 | 3606489658335 | 0 |  | 57000 | 25.5 | 40 | 44.5 | 45390 | [23 empty] | 4 | N | [12 empty] | FL1 | N8 | 8481109990 | [14 empty] | V222-125-250, Tweewegkraan, flensaansluiting, PN16, DN125, KVS 250 | V222-125-250, Vanne 2 voies en fonte à bride, PN16, DN125, KVS 250
Schneider Electric | Schneider Electric | 01022021 |  | Schneider Electric |  | BM | 7212270000 |  |  | 2428.61 |  | 1 |  | 1 | V222-150-350, 2W-kraan, DN150, KVS 350 | V222-150-350, Vanne 2V, DN150, KVS 350 |  | Valve2WayFl.PN16 V222/150/400 | [18 empty] | 1 | 3606489658342 | 0 |  | 88000 | 28 | 47.5 | 60 | 79800 | [23 empty] | 4 | N | [12 empty] | FL1 | N8 | 8481109990 | [14 empty] | V222-150-350, Tweewegkraan, flensaansluiting, PN16, DN150, KVS 350 | V222-150-350, Vanne 2 voies en fonte à bride, PN16, DN150, KVS 350
Schneider Electric | Schneider Electric | 01022021 |  | Schneider Electric |  | BM | 7213106000 |  |  | 270.17 |  | 1 |  | 1 | V231-15-0.25, 2W-kraan, DN15, KVS 0.25 | V231-15-0.25, Vanne 2V, DN15, KVS 0.25 |  | Valve 2Way Flange V231/15/0.25 | [18 empty] | 1 | 3606489658359 | 0 |  | 3550 | 21.9 | 13.2 | 9.5 | 2746.26 | [23 empty] | 4 | N | [12 empty] | FL1 | N8 | 8481109990 | [14 empty] | V231-15-0.25, Tweewegkraan, flensaansluiting, PN25, DN15, KVS 0.25 | V231-15-0.25, Vanne 2 voies en acier à bride, PN25, DN15, KVS 0.25
Schneider Electric | Schneider Electric | 01022021 |  | Schneider Electric |  | BM | 7213110000 |  |  | 270.17 |  | 1 |  | 1 | V231-15-0.40, 2W-kraan, DN15, KVS 0.4 | V231-15-0.40, Vanne 2V, DN15, KVS 0.4 |  | Valve 2Way Flange V231/15/0.40 | [18 empty] | 1 | 3606489658366 | 0 |  | 3550 | 21.9 | 13.1 | 9.6 | 2754.144 | [23 empty] | 4 | N | [12 empty] | FL1 | N8 | 8481109990 | [14 empty] | V231-15-0.40, Tweewegkraan, flensaansluiting, PN25, DN15, KVS 0.4 | V231-15-0.40, Vanne 2 voies en acier à bride PN25, DN15, KVS 0.4
Schneider Electric | Schneider Electric | 01022021 |  | Schneider Electric |  | BM | 7213114000 |  |  | 270.17 |  | 1 |  | 1 | V231-15-0.63, 2W-kraan, DN15, KVS 0.63 | V231-15-0.63, Vanne 2V, DN15, KVS 0.63 |  | Valve 2Way Flange V231/15/0.63 | [18 empty] | 1 | 3606489658373 | 0 |  | 3600 | 13.1 | 9.6 | 22.3 | 2804.448 | [23 empty] | 4 | N | [12 empty] | FL1 | N8 | 8481109990 | [14 empty] | V231-15-0.63, Tweewegkraan, flensaansluiting, PN25, DN15, KVS 0.63 | V231-15-0.63, Vanne 2 voies en acier à bride, PN25, DN15, KVS 0.63
Schneider Electric | Schneider Electric | 01022021 |  | Schneider Electric |  | BM | 7213118000 |  |  | 270.17 |  | 1 |  | 1 | V231-15-1.0, 2W-kraan, DN15, KVS 1.0 | V231-15-1.0, Vanne 2V, DN15, KVS 1.0 |  | Valve 2Way Flange V231/15/1.0 | [18 empty] | 1 | 3606489658380 | 0 |  | 3550 | 13.2 | 9.6 | 22.1 | 2800.512 | [23 empty] | 4 | N | [12 empty] | FL1 | N8 | 8481109990 | [14 empty] | V231-15-1.0, Tweewegkraan, flensaansluiting, PN25, DN15, KVS 1.0 | V231-15-1.0, Vanne 2 voies en acier à bride PN25, DN15, KVS 1.0
Schneider Electric | Schneider Electric | 01022021 |  | Schneider Electric |  | BM | 7213122000 |  |  | 270.17 |  | 1 |  | 1 | V231-15-1.6, 2W-kraan, DN15, KVS 1.6 | V231-15-1.6, Vanne 2V, DN15, KVS 1.6 |  | Valve 2Way Flange V231/15/1.6 | [18 empty] | 1 | 3606481819727 | 0 |  | 3569 | 22 | 13.2 | 9.6 | 2787.84 | [23 empty] | 4 | N | [12 empty] | FL1 | N8 | 8481109990 | [14 empty] | V231-15-1.6, Tweewegkraan, flensaansluiting, PN25, DN15, KVS 1.6 | V231-15-1.6, Vanne 2 voies en acier à bride PN25, DN15, KVS 1.6
Schneider Electric | Schneider Electric | 01022021 |  | Schneider Electric |  | BM | 7213126000 |  |  | 292.31 |  | 1 |  | 1 | V231-15-2.5, 2W-kraan, DN15, KVS 2.5 | V231-15-2.5, Vanne 2V, DN15, KVS 2.5 |  | Valve 2Way Flange V231/15/2.5 | [18 empty] | 1 | 3606481819734 | 0 |  | 3578.2 | 2.2 | 12.9 | 9.6 | 272.448 | [23 empty] | 4 | N | [12 empty] | FL1 | N8 | 8481109990 | [14 empty] | V231-15-2.5, Tweewegkraan, flensaansluiting, PN25, DN15, KVS 2.5 | V231-15-2.5, Vanne 2 voies en acier à brique, PN25, DN15, KVS 2.5
Schneider Electric | Schneider Electric | 01022021 |  | Schneider Electric |  | BM | 7213130000 |  |  | 292.31 |  | 1 |  | 1 | V231-15-4.0, 2W-kraan, DN15, KVS 4.0 | V231-15-4.0, Vanne 2V, DN15, KVS 4.0 |  | Valve 2Way Flange V231/15/4.0 | [18 empty] | 1 | 3606481819741 | 0 |  | 3551.4 | 22 | 13.2 | 9.6 | 2787.84 | [23 empty] | 4 | N | [12 empty] | FL1 | N8 | 8481109990 | [14 empty] | V231-15-4.0, Tweewegkraan, flensaansluiting, PN25, DN15, KVS 4.0 | V231-15-4.0, Vanne 2 voies en acier à bride, PN25, DN15, KVS 4.0
Schneider Electric | Schneider Electric | 01022021 |  | Schneider Electric |  | BM | 7213134000 |  |  | 348.06 |  | 1 |  | 1 | V231-20-6.3, 2W-kraan, DN20, KVS 6.3 | V231-20-6.3, Vanne 2V, DN20, KVS 6.3 |  | Valve 2Way Flange V231/20/6.3 | [18 empty] | 1 | 3606481819758 | 0 |  | 4376.2 | 23.2 | 15 | 10.5 | 3654 | [23 empty] | 4 | N | [12 empty] | FL1 | N8 | 8481109990 | [14 empty] | V231-20-6.3, Tweewegkraan, flensaansluiting, PN25, DN20, KVS 6.3 | V231-20-6.3, Vanne 2 voies en acier à bride, PN25, DN20, KVS 6.3
Schneider Electric | Schneider Electric | 01022021 |  | Schneider Electric |  | BM | 7213138000 |  |  | 348.06 |  | 1 |  | 1 | V231-25-10, 2W-kraan, DN25, KVS 10 | V231-25-10, Vanne 2V, DN25, KVS 10 |  | Valve 2Way Flange V231/25/10 | [18 empty] | 1 | 3606481819765 | 0 |  | 5557.4 | 24 | 16.1 | 11.5 | 4443.6 | [23 empty] | 4 | N | [12 empty] | FL1 | N8 | 8481109990 | [14 empty] | V231-25-10, Tweewegkraan, flensaansluiting, PN25, DN25, KVS 10 | V231-25-10, Vanne 2 voies en acier à bride, PN25, DN25, KVS 10
Schneider Electric | Schneider Electric | 01022021 |  | Schneider Electric |  | BM | 7213142000 |  |  | 508.49 |  | 1 |  | 1 | V231-32-16, 2W-kraan, DN32, KVS 16 | V231-32-16, Vanne 2V, DN32, KVS 16 |  | Valve 2Way Flange V231/32/16 | [18 empty] | 1 | 3606481819772 | 0 |  | 7500 | 27 | 20.2 | 15 | 8181 | [23 empty] | 4 | N | [12 empty] | FL1 | N8 | 8481109990 | [14 empty] | V231-32-16, Tweewegkraan, flensaansluiting, PN25, DN32, KVS 16 | V231-32-16, Vanne 2 voies en acier à bride, PN25, DN32, KVS 16
Schneider Electric | Schneider Electric | 01022021 |  | Schneider Electric |  | BM | 7213146000 |  |  | 508.49 |  | 1 |  | 1 | V231-40-25, 2W-kraan, DN40, KVS 25 | V231-40-25, Vanne 2V, DN40, KVS 25 |  | Valve 2Way Flange V231/40/25 | [18 empty] | 1 | 3606481819789 | 0 |  | 8750 | 25.6 | 20.2 | 15.1 | 7808.512 | [23 empty] | 4 | N | [12 empty] | FL1 | N8 | 8481109990 | [14 empty] | V232-40-25, Tweewegkraan, flensaansluiting, PN25,DN40, KVS 25 | V231-40-25, Vanne 2 voies en acier à bride, PN25,DN40, KVS 25
Schneider Electric | Schneider Electric | 01022021 |  | Schneider Electric |  | BM | 7213150000 |  |  | 513.95 |  | 1 |  | 1 | V231-50-38, 2W-kraan, DN50, KVS 38 | V231-50-38, Vanne 2V, DN50, KVS 38 |  | Valve 2Way Flange V231/50/38 | [18 empty] | 1 | 3606489658397 | 0 |  | 12700 | 28.8 | 2.3 | 16.5 | 1092.96 | [23 empty] | 4 | N | [12 empty] | FL1 | N8 | 8481109990 | [14 empty] | V231-50-38, Tweewegkraan, flensaansluiting, PN25,DN50, KVS 38 | V231-50-38, Vanne 2 voies en acier à bride, PN25,DN50, KVS 38
Schneider Electric | Schneider Electric | 01022021 |  | Schneider Electric |  | BM | 7213238000 |  |  | 578.04 |  | 1 |  | 1 | V232-25-10, 2W-kraan, DN25, KVS 10 | V232-25-10, Vanne 2V, DN25, KVS 10 |  | Valve 2 Way Flange V232/25/10 | [18 empty] | 1 | 3606489658403 | 0 |  | 5800 | 24 | 16.2 | 11.5 | 4471.2 | [23 empty] | 4 | N | [12 empty] | FL1 | N8 | 8481109990 | [14 empty] | V232-25-10, Tweewegkraan, flensaansluiting, PN25, DN25, KVS 10 | V232-25-10, Vanne 2 voies en acier à bride, PN25, DN25, KVS 10
Schneider Electric | Schneider Electric | 01022021 |  | Schneider Electric |  | BM | 7213242000 |  |  | 655.95 |  | 1 |  | 1 | V232-32-16, 2W-kraan, DN32, KVS 16 | V232-32-16, Vanne 2V, DN32, KVS 16 |  | Valve 2 Way Flange V232/32/16 | [18 empty] | 1 | 3606489658410 | 0 |  | 8050 | 25.7 | 18.2 | 14 | 6548.36 | [23 empty] | 4 | N | [12 empty] | FL1 | N8 | 8481109990 | [14 empty] | V232-32-16, Tweewegkraan, flensaansluiting, PN25, DN32, KVS 16 | V232-32-16, Vanne 2 voies en acier à bride, PN25, DN32, KVS 16
Schneider Electric | Schneider Electric | 01022021 |  | Schneider Electric |  | BM | 7213246000 |  |  | 796.68 |  | 1 |  | 1 | V232-40-25, 2W-kraan, DN40, KVS 25 | V232-40-25, Vanne 2V, DN40, KVS 25 |  | Valve 2 Way Flange V232/40/25 | [18 empty] | 1 | 3606489658427 | 0 |  | 9150 | 2.5 | 20.1 | 15 | 753.75 | [23 empty] | 4 | N | [12 empty] | FL1 | N8 | 8481109990 | [14 empty] | V232-40-25, Tweewegkraan, flensaansluiting, PN25, DN40, KVS 25 | V232-40-25, Vanne 2 voies en acier à bride, PN25, DN40, KVS 25
Schneider Electric | Schneider Electric | 01022021 |  | Schneider Electric |  | BM | 7213250000 |  |  | 938.68 |  | 1 |  | 1 | V232-50-38, 2W-kraan, DN50, KVS 38 | V232-50-38, Vanne 2V, DN50, KVS 38 |  | Valve 2 Way Flange V232/50/38 | [18 empty] | 1 | 3606489658434 | 0 |  | 13550 | 28.8 | 23.2 | 16.5 | 11024.64 | [23 empty] | 4 | N | [12 empty] | FL1 | N8 | 8481109990 | [14 empty] | V232-50-38, Tweewegkraan, flensaansluiting, PN25, DN50, KVS 38 | V232-50-38, Vanne 2 voies en acier à bride, PN25, DN50, KVS 38
Schneider Electric | Schneider Electric | 01022021 |  | Schneider Electric |  | BM | 7214106000 |  |  | 2313.94 |  | 1 |  | 1 | V241-15-0.25, 2W-kraan, DN15, KVS 0.25 | V241-15-0.25, Vanne 2V, DN15, KVS 0.25 |  | Valve 2Way Thread V241/15/0.25 | [18 empty] | 1 | 3606489658441 | 0 |  | 979 | 16.5 | 10.4 | 5 | 858 | [23 empty] | 4 | N | [12 empty] | FL1 | N8 | 8481109990 | [14 empty] | V241-15-0.25, Tweewegkraan, draadaansluiting, PN16, DN15, KVS 0.25 | V241-15-0.25, Vanne 2 voies en bronze filetée, PN16, DN15, KVS 0.25
Schneider Electric | Schneider Electric | 01022021 |  | Schneider Electric |  | BM | 7214110000 |  |  | 335.55 |  | 1 |  | 1 | V241-15-0.4, 2W-kraan, DN15, KVS 0.4 | V241-15-0.4, Vanne 2V, DN15, KVS 0.4 |  | Valve 2Way Thread V241/15/0.40 | [18 empty] | 1 | 3606489658458 | 0 |  | 950 | 16.3 | 10.2 | 5 | 831.3 | [23 empty] | 4 | N | [12 empty] | FL1 | N8 | 8481109990 | [14 empty] | V241-15-0.4, Tweewegkraan, draadaansluiting, PN16, DN15, KVS 0.4 | V241-15-0.4, Vanne 2 voies en bronze filetée, PN16, DN15, KVS 0.4
Schneider Electric | Schneider Electric | 01022021 |  | Schneider Electric |  | BM | 7214114000 |  |  | 335.55 |  | 1 |  | 1 | V241-15-0.63, 2W-kraan, DN15, KVS 0.63 | V241-15-0.63, Vanne 2V, DN15, KVS 0.63 |  | Valve 2Way Thread V241/15/0.63 | [18 empty] | 1 | 3606489658465 | 0 |  | 990 | 16.3 | 10.2 | 5.1 | 847.926 | [23 empty] | 4 | N | [12 empty] | FL1 | N8 | 8481109990 | [14 empty] | V241-15-0.63, Tweewegkraan, draadaansluiting, PN16, DN15, KVS 0.63 | V241-15-0.63, Vanne 2 voies en bronze filetée, PN16, DN15, KVS 0.63
Schneider Electric | Schneider Electric | 01022021 |  | Schneider Electric |  | BM | 7214118000 |  |  | 191 |  | 1 |  | 1 | V241-15-1.0, 2W-kraan, DN15, KVS 1.0 | V241-15-1.0, Vanne 2V, DN15, KVS 1.0 |  | Valve 2Way Thread V241/15/1.0 | [18 empty] | 1 | 3606489658472 | 0 |  | 978.8 | 16.5 | 10.4 | 5.1 | 875.16 | [23 empty] | 4 | N | [12 empty] | FL1 | N8 | 8481109990 | [14 empty] | V241-15-1.0, Tweewegkraan, draadaansluiting, PN16, DN15, KVS 1.0 | V241-15-1.0, Vanne 2 voies en bronze filetée, PN16, DN15, KVS 1.0
Schneider Electric | Schneider Electric | 01022021 |  | Schneider Electric |  | BM | 7214122000 |  |  | 191 |  | 1 |  | 1 | V241-15-1.6, 2W-kraan, DN15, KVS 1.6 | V241-15-1.6, Vanne 2V, DN15, KVS 1.6 |  | Valve 2Way Thread V241/15/1.6 | [18 empty] | 1 | 3606489658489 | 0 |  | 994.6 | 16.4 | 10.5 | 5 | 861 | [23 empty] | 2 | Y | [12 empty] | FL1 | N8 | 8481109990 | [14 empty] | V241-15-1.6, Tweewegkraan, draadaansluiting, PN16, DN15, KVS 1.6 | V241-15-1.6, Vanne 2 voies en bronze filetée, PN16, DN15, KVS 1.6
Schneider Electric | Schneider Electric | 01022021 |  | Schneider Electric |  | BM | 7214126000 |  |  | 191 |  | 1 |  | 1 | V241-15-2.5, 2W-kraan, DN15, KVS 2.5 | V241-15-2.5, Vanne 2V, DN15, KVS 2.5 |  | Valve 2Way Thread V241/15/2.5 | [18 empty] | 1 | 3606489658496 | 0 |  | 997.8 | 16.5 | 10.5 | 5 | 866.25 | [23 empty] | 2 | Y | [12 empty] | FL1 | N8 | 8481109990 | [14 empty] | V241-15-2.5, Tweewegkraan, draadaansluiting, PN16, DN15, KVS 2.5 | V241-15-2.5, Vanne 2 voies en bronze filetée, PN16, DN15, KVS 2.5
Schneider Electric | Schneider Electric | 01022021 |  | Schneider Electric |  | BM | 7214130000 |  |  | 191 |  | 1 |  | 1 | V241-15-4.0, 2W-kraan, DN15, KVS 4.0 | V241-15-4.0, Vanne 2V, DN15, KVS 4.0 |  | Valve 2Way Thread V241/15/4.0 | [18 empty] | 1 | 3606489658502 | 0 |  | 980.2 | 17.2 | 10.5 | 6.1 | 1101.66 | [23 empty] | 2 | Y | [12 empty] | FL1 | N8 | 8481109990 | [14 empty] | V241-15-4.0, Tweewegkraan, draadaansluiting, PN16, DN15, KVS 4.0 | V241-15-4.0, Vanne 2 voies en bronze filetée, PN16, DN15, KVS 4.0
Schneider Electric | Schneider Electric | 01022021 |  | Schneider Electric |  | BM | 7214134000 |  |  | 216.14 |  | 1 |  | 1 | V241-20-6.3, 2W-kraan, DN20, KVS 6.3 | V241-20-6.3, Vanne 2V, DN20, KVS 6.3 |  | Valve 2Way Thread V241/20/6.3 | [18 empty] | 1 | 3606489658519 | 0 |  | 1268.8 | 17.2 | 10.5 | 6.1 | 1101.66 | [23 empty] | 2 | Y | [12 empty] | FL1 | N8 | 8481109990 | [14 empty] | V241-20-6.3, Tweewegkraan, draadaansluiting, PN16, DN20, KVS 6.3 | V241-20-6.3, Vanne 2 voies en bronze filetée, PN16, DN20, KVS 6.3 | [17 empty] | https://eref.se.com/be/nl/sis-tarif/product/7214134000 | https://eref.se.com/be/fr/sis-tarif/product/7214134000
Schneider Electric | Schneider Electric | 01022021 |  | Schneider Electric |  | BM | 7214138000 |  |  | 247.55 |  | 1 |  | 1 | V241-25-10, 2W-kraan, DN25, KVS 10 | V241-25-10, Vanne 2V, DN25, KVS 10 |  | Valve 2Way Thread V241/25/10 | [18 empty] | 1 | 3606489658526 | 0 |  | 1486.6 | 18 | 10.8 | 6 | 1166.4 | [23 empty] | 2 | Y | [12 empty] | FL1 | N8 | 8481109990 | [14 empty] | V241-25-10, Tweewegkraan, draadaansluiting, PN16, DN25, KVS 10 | V241-25-10, Vanne 2 voies en bronze filetée, PN16, DN25, KVS 10 | [17 empty] | https://eref.se.com/be/nl/sis-tarif/product/7214138000 | https://eref.se.com/be/fr/sis-tarif/product/7214138000
Schneider Electric | Schneider Electric | 01022021 |  | Schneider Electric |  | BM | 7214142000 |  |  | 299.07 |  | 1 |  | 1 | V241-32-16, 2W-kraan, DN15, KVS 16 | V241-32-16, Vanne 2V, DN15, KVS 16 |  | Valve 2Way Thread V241/32/16 | [18 empty] | 1 | 3606489658533 | 0 |  | 1848.6 | 11 | 7.5 | 18 | 1485 | [23 empty] | 2 | Y | [12 empty] | FL1 | N8 | 8481109990 | [14 empty] | V241-32-16, Tweewegkraan, draadaansluiting, PN16, DN15, KVS 16 | V241-32-16, Vanne 2 voies en bronze filetée, PN16, DN15, KVS 16 | [17 empty] | https://eref.se.com/be/nl/sis-tarif/product/7214142000 | https://eref.se.com/be/fr/sis-tarif/product/7214142000
Schneider Electric | Schneider Electric | 01022021 |  | Schneider Electric |  | BM | 7214146000 |  |  | 340.54 |  | 1 |  | 1 | V241-40-25, 2W-kraan, DN40, KVS 25 | V241-40-25, Vanne 2V, DN40, KVS 25 |  | Valve 2Way Thread V241/40/25 | [18 empty] | 1 | 3606489658540 | 0 |  | 2628.2 | 19.5 | 14 | 9.2 | 2511.6 | [23 empty] | 2 | Y | [12 empty] | FL1 | N8 | 8481109990 | [14 empty] | V241-40-25, Tweewegkraan, draadaansluiting, PN16, DN40, KVS 25 | V241-40-25, Vanne 2 voies en bronze filetée, PN16, DN40, KVS 25
Schneider Electric | Schneider Electric | 01022021 |  | Schneider Electric |  | BM | 7214150000 |  |  | 458.66 |  | 1 |  | 1 | V241-50-38, 2W-kraan, DN50, KVS 38 | V241-50-38, Vanne 2V, DN50, KVS 38 |  | Valve 2Way Thread V241/50/38 | [18 empty] | 1 | 3606489658557 | 0 |  | 4355.8 | 21.5 | 15.4 | 11 | 3642.1 | [23 empty] | 4 | N | [12 empty] | FL1 | N8 | 8481109990 | [14 empty] | V241-50-38, Tweewegkraan, draadaansluiting, PN16, DN50, KVS 38 | V241-50-38, Vanne 2 voies en bronze filetée, PN16, DN50, KVS 38 | [17 empty] | https://eref.se.com/be/nl/sis-tarif/product/7214150000 | https://eref.se.com/be/fr/sis-tarif/product/7214150000
Schneider Electric | Schneider Electric | 01022021 |  | Schneider Electric |  | BM | 7219254000 |  |  | 1884.63 |  | 1 |  | 1 | V292-65-63, 2W-kraan, DN65, KVS 63 | V292-65-63, Vanne 2V, DN65, KVS 63 |  | Valve2WayFl.PN25 V292/65/63 | [18 empty] | 1 | 3606489658564 | 0 |  | 17450 | 34.1 | 28.9 | 18.7 | 18428.663 | [23 empty] | 4 | N | [12 empty] | FL1 | N8 | 8481109990 | [14 empty] | V292-65-63, Tweewegkraan, flensaansluiting, PN25, DN65, KVS 63 | V292-65-63, Vanne 2 voies, PN25, DN65, KVS 63
Schneider Electric | Schneider Electric | 01022021 |  | Schneider Electric |  | BM | 7219258000 |  |  | 2322.72 |  | 1 |  | 1 | V292-80-85, 2W-kraan, DN80, KVS 85 | V292-80-85, Vanne 2V, DN80, KVS 85 |  | Valve2WayFl.PN25 V292/80/100 | [18 empty] | 1 | 3606481819796 | 0 |  | 24150 | 0.1 | 0.1 | 0.1 | 0.001 | [23 empty] | 12 | N | [12 empty] | FL1 | N8 | 8481109990 | [14 empty] | V292-80-85, Tweewegkraan, flensaansluiting, PN25, DN80, KVS 85 | V292-80-85, Vanne 2 voies, PN25, DN80, KVS 85
Schneider Electric | Schneider Electric | 01022021 |  | Schneider Electric |  | BM | 7219262000 |  |  | 2829.45 |  | 1 |  | 1 | V292-100-130, 2W-kraan, DN100, KVS 130 | V292-100-130, Vanne 2V, DN100, KVS 130 |  | Valve2WayFl.PN25 V292/100/160 | [18 empty] | 1 | 3606489658571 | 0 |  | 39600 | 23.5 | 34.5 | 41 | 33240.75 | [23 empty] | 12 | N | [12 empty] | FL1 | N8 | 8481109990 | [14 empty] | V292-100-130, Tweewegkraan, flensaansluiting, PN25, DN100, KVS 130 | V292-100-130, Vanne 2 voies, PN25, DN100, KVS 130
Schneider Electric | Schneider Electric | 01022021 |  | Schneider Electric |  | BM | 7219266000 |  |  | 3787.07 |  | 1 |  | 1 | V292-125-250, 2W-kraan, DN125, KVS 250 | V292-125-250, Vanne 2V, DN125, KVS 250 |  | Valve2WayFl.PN25 V292/125/250 | [18 empty] | 1 | 3606481819802 | 0 |  | 61850 | 0.1 | 0.1 | 0.1 | 0.001 | [23 empty] | 12 | N | [12 empty] | FL1 | N8 | 8481109990 | [14 empty] | V292-125-250, Tweewegkraan, flensaansluiting, PN25, DN125, KVS 250 | V292-125-250, Vanne 2 voies, PN25, DN125, KVS 250
Schneider Electric | Schneider Electric | 01022021 |  | Schneider Electric |  | BM | 7219270000 |  |  | 4241.63 |  | 1 |  | 1 | V292-150-350, 2W-kraan, DN150, KVS 350 | V292-150-350, Vanne 2V, DN150, KVS 350 |  | Valve2WayFl.PN25 V292/150/400 | [18 empty] | 1 | 3606489658588 | 0 |  | 90250 | 0.1 | 0.1 | 0.1 | 0.001 | [23 empty] | 12 | N | [12 empty] | FL1 | N8 | 8481109990 | [14 empty] | V292-150-350, Tweewegkraan, flensaansluiting, PN25, DN150, KVS 350 | V292-150-350, Vanne 2 voies, PN25, DN150, KVS 350
Schneider Electric | Schneider Electric | 01022021 |  | Schneider Electric |  | BM | 7310706000 |  |  | 75.91 |  | 1 |  | 1 | VZ32, 3W-zoneventiel , DN15, KVS 0.25 | VZ32, Vanne zone 3V , DN15, KVS 0.25 |  | Valve 3Way Zone VZ32/15/0.25 | [18 empty] | 1 | 4019837066536 | 0 |  | 269.2 | 8.9 | 7.5 | 4.2 | 280.35 | [23 empty] | 4 | N | [12 empty] | FL2 | PK | 8481109990 | [14 empty] | VZ32-15-0.25, Drieweg zoneventiel , DN15, KVS 0.25 | VZ32-15-0.25, Vanne de zone 3 voies , DN15, KVS 0.25
Schneider Electric | Schneider Electric | 01022021 |  | Schneider Electric |  | BM | 7310710000 |  |  | 75.91 |  | 1 |  | 1 | VZ32, 3W-zoneventiel , DN15, KVS 0.4 | VZ32, Vanne zone 3V , DN15, KVS 0.4 |  | Valve 3Way Zone VZ32/15/0.4 | [18 empty] | 1 | 4019837066550 | 0 |  | 272.4 | 8.9 | 7.5 | 4.3 | 287.025 | [23 empty] | 2 | Y | [12 empty] | FL2 | PK | 8481109990 | [14 empty] | VZ32-15-0.4, Drieweg zoneventiel , DN15, KVS 0.4 | VZ32-15-0.4, Vanne de zone 3 voies , DN15, KVS 0.4
Schneider Electric | Schneider Electric | 01022021 |  | Schneider Electric |  | BM | 7310714000 |  |  | 75.91 |  | 1 |  | 1 | VZ32, 3W-zoneventiel , DN15, KVS 0.63 | VZ32, Vanne zone 3V , DN15, KVS 0.63 |  | Valve 3Way Zone VZ32/15/0.63 | [18 empty] | 1 | 4019837066567 | 0 |  | 275 | 8.8 | 7.4 | 4.3 | 280.016 | [23 empty] | 2 | Y | [12 empty] | FL2 | PK | 8481109990 | [14 empty] | VZ32-15-0.63, Drieweg zoneventiel , DN15, KVS 0.63 | VZ32-15-0.63, Vanne de zone 3 voies , DN15, KVS 0.63
Schneider Electric | Schneider Electric | 01022021 |  | Schneider Electric |  | BM | 7310718000 |  |  | 75.91 |  | 1 |  | 1 | VZ32, 3W-zoneventiel , DN15, KVS 1 | VZ32, Vanne zone 3V , DN15, KVS 1 |  | Valve 3Way Zone VZ32/15/1 | [18 empty] | 1 | 4019837066574 | 0 |  | 274.4 | 8.9 | 7.4 | 4.2 | 276.612 | [23 empty] | 2 | Y | [12 empty] | FL2 | PK | 8481109990 | [14 empty] | VZ32-15-1.0, Drieweg zoneventiel , DN15, KVS 1 | VZ32-15-1.0, Vanne de zone 3 voies , DN15, KVS 1
Schneider Electric | Schneider Electric | 01022021 |  | Schneider Electric |  | BM | 7310722000 |  |  | 75.91 |  | 1 |  | 1 | VZ32, 3W-zoneventiel , DN15, KVS 1.6 | VZ32, Vanne zone 3V , DN15, KVS 1.6 |  | Valve 3Way Zone VZ32/15/1.6 | [18 empty] | 1 | 4019837066581 | 0 |  | 276 | 9 | 7.5 | 4.2 | 283.5 | [23 empty] | 4 | N | [12 empty] | FL2 | PK | 8481109990 | [14 empty] | VZ32-15-1.6, Drieweg zoneventiel , DN15, KVS 1.6 | VZ32-15-1.6, Vanne de zone 3 voies , DN15, KVS 1.6
Schneider Electric | Schneider Electric | 01022021 |  | Schneider Electric |  | BM | 7310726000 |  |  | 108.26 |  | 1 |  | 1 | VZ32, 3W-zoneventiel , DN20, KVS 2.5 | VZ32, Vanne zone 3V , DN20, KVS 2.5 |  | Valve 3Way Zone VZ32/20/2.5 | [18 empty] | 1 | 4019837066598 | 0 |  | 335 | 8.9 | 7.4 | 4.2 | 276.612 | [23 empty] | 2 | Y | [12 empty] | FL2 | PK | 8481109990 | [14 empty] | VZ32-20-2.5, Drieweg zoneventiel , DN20, KVS 2.5 | VZ32-20-2.5, Vanne de zone 3 voies , DN20, KVS 2.5
Schneider Electric | Schneider Electric | 01022021 |  | Schneider Electric |  | BM | 7310727000 |  |  | 124.44 |  | 1 |  | 1 | VZ32, 3W-zoneventiel CO , DN20, KVS 2.5 | VZ32, Vanne zone 3V CO , DN20, KVS 2.5 |  | Valve 3Way Zone CO VZ32/20/2.5 | [18 empty] | 1 | 4019837061760 | 0 |  | 331.4 | 9 | 7.3 | 4.2 | 275.94 | [23 empty] | 4 | N | [12 empty] | FL2 | PK | 8481109990 | [14 empty] | VZ32-20-2.5CO, Drieweg zoneventiel CO , DN20, KVS 2.5 | VZ32-20-2.5CO, Vanne de zone 3 voies CO , DN20, KVS 2.5
Schneider Electric | Schneider Electric | 01022021 |  | Schneider Electric |  | BM | 7310730000 |  |  | 99.41 |  | 1 |  | 1 | VZ32, 3W-zoneventiel , DN20, KVS 4 | VZ32, Vanne zone 3V , DN20, KVS 4 |  | Valve 3Way Zone VZ32/20/4 | [18 empty] | 1 | 4019837066604 | 0 |  | 327.4 | 9 | 7.3 | 4.2 | 275.94 | [23 empty] | 2 | Y | [12 empty] | FL2 | PK | 8481109990 | [14 empty] | VZ32-20-4, Drieweg zoneventiel , DN20, KVS 4 | VZ32-20-4, Vanne de zone 3 voies , DN20, KVS 4
Schneider Electric | Schneider Electric | 01022021 |  | Schneider Electric |  | BM | 7310731000 |  |  | 113.15 |  | 1 |  | 1 | VZ32, 3W-zoneventiel CO , DN20, KVS 4 | VZ32, Vanne zone 3V CO , DN20, KVS 4 |  | Valve 3Way Zone CO VZ32/20/4 | [18 empty] | 1 | 4019837061777 | 0 |  | 330 | 8.8 | 7.4 | 4.2 | 273.504 | [23 empty] | 4 | N | [12 empty] | FL2 | PK | 8481109990 | [14 empty] | VZ32-20-4CO, Drieweg zoneventiel CO , DN20, KVS 4 | VZ32-20-4CO, Vanne de zone 3 voies CO , DN20, KVS 4
Schneider Electric | Schneider Electric | 01022021 |  | Schneider Electric |  | BM | 7311117000 |  |  | 262.65 |  | 1 |  | 1 | V311-15-1.6, 3W-kraan, DN15, KVS 1.6 | V311-15-1.6, Vanne 3V, DN15, KVS 1.6 |  | Valve 3Way Flange V311/15/1.6 | [18 empty] | 1 | 3606489658601 | 0 |  | 2578.2 | 20.9 | 13.2 | 9.6 | 2648.448 | [23 empty] | 4 | N | [12 empty] | FL1 | N8 | 8481109990 | [14 empty] | V311-15-1.6, Driewegkraan, flensaansluiting, PN16, DN15, KVS 1.6 | V311-15-1.6, Vanne 3 voies en acier à bride, PN16, DN15, KVS 1.6
Schneider Electric | Schneider Electric | 01022021 |  | Schneider Electric |  | BM | 7311121000 |  |  | 262.65 |  | 1 |  | 1 | V311-15-2.5, 3W-kraan, DN15, KVS 2.5 | V311-15-2.5, Vanne 3V, DN15, KVS 2.5 |  | Valve 3Way Flange V311/15/2.5 | [18 empty] | 1 | 3606489658618 | 0 |  | 250 | 20.9 | 13.3 | 9.6 | 2668.512 | [23 empty] | 4 | N | [12 empty] | FL1 | N8 | 8481109990 | [14 empty] | V311-15-2.5, Driewegkraan, flensaansluiting, PN16, DN15, KVS 2.5 | V311-15-2.5, Vanne 3 voies en acier à bride, PN16, DN15, KVS 2.5
Schneider Electric | Schneider Electric | 01022021 |  | Schneider Electric |  | BM | 7311125000 |  |  | 262.65 |  | 1 |  | 1 | V311-15-4.0, 3W-kraan, DN15, KVS 4.0 | V311-15-4.0, Vanne 3V, DN15, KVS 4.0 |  | Valve 3Way Flange V311/15/4 | [18 empty] | 1 | 3606489658625 | 0 |  | 2500 | 20.8 | 12.8 | 9.5 | 2529.28 | [23 empty] | 4 | N | [12 empty] | FL1 | N8 | 8481109990 | [14 empty] | V311-15-4.0, Driewegkraan, flensaansluiting, PN16, DN15, KVS 4.0 | V311-15-4.0, Vanne 3 voies en acier à bride, PN16, DN15, KVS 4.0
Schneider Electric | Schneider Electric | 01022021 |  | Schneider Electric |  | BM | 7311129000 |  |  | 283.25 |  | 1 |  | 1 | V311-20-6.3, 3W-kraan, DN20, KVS 6.3 | V311-20-6.3, Vanne 3V, DN20, KVS 6.3 |  | Valve 3Way Flange V311/20/6.3 | [18 empty] | 1 | 3606489658632 | 0 |  | 3300 | 22.1 | 15.3 | 10.5 | 3550.365 | [23 empty] | 4 | N | [12 empty] | FL1 | N8 | 8481109990 | [14 empty] | V311-20-6.3, Driewegkraan, flensaansluiting, PN16, DN20, KVS 6.3 | V311-20-6.3, Vanne 3 voies en acier à bride, PN16, DN20, KVS 6.3
Schneider Electric | Schneider Electric | 01022021 |  | Schneider Electric |  | BM | 7311133000 |  |  | 314.15 |  | 1 |  | 1 | V311-25-10, 3W-kraan, DN25, KVS 10 | V311-25-10, Vanne 3V, DN25, KVS 10 |  | Valve 3Way Flange V311/25/10 | [18 empty] | 1 | 3606489658649 | 0 |  | 4000 | 23.2 | 16.1 | 11.5 | 4295.48 | [23 empty] | 4 | N | [12 empty] | FL1 | N8 | 8481109990 | [14 empty] | V311-25-10, Driewegkraan, flensaansluiting, PN16, DN25, KVS 10 | V311-25-10, Vanne 3 voies en acier à bride, PN16, DN25, KVS 10
Schneider Electric | Schneider Electric | 01022021 |  | Schneider Electric |  | BM | 7311137000 |  |  | 355.35 |  | 1 |  | 1 | V311-32-16, 3W-kraan, DN32, KVS 16 | V311-32-16, Vanne 3V, DN32, KVS 16 |  | Valve 3Way Flange V311/32/16 | [18 empty] | 1 | 3606489658656 | 0 |  | 5950 | 25.4 | 18.2 | 14.2 | 6564.376 | [23 empty] | 4 | N | [12 empty] | FL1 | N8 | 8481109990 | [14 empty] | V311-32-16, Driewegkraan, flensaansluiting, PN16, DN32, KVS 16 | V311-32-16, Vanne 3 voies en acier à bride, PN16, DN32, KVS 16
Schneider Electric | Schneider Electric | 01022021 |  | Schneider Electric |  | BM | 7311141000 |  |  | 427.45 |  | 1 |  | 1 | V311-40-25, 3W-kraan, DN40, KVS 25 | V311-40-25, Vanne 3V, DN40, KVS 25 |  | Valve 3Way Flange V311/40/25 | [18 empty] | 1 | 3606489658663 | 0 |  | 7500 | 26.6 | 20.1 | 15 | 8019.9 | [23 empty] | 4 | N | [12 empty] | FL1 | N8 | 8481109990 | [14 empty] | V311-40-25, Driewegkraan, flensaansluiting, PN16, DN40, KVS 25 | V311-40-25, Vanne 3 voies en acier à bride, PN16, DN40, KVS 25
Schneider Electric | Schneider Electric | 01022021 |  | Schneider Electric |  | BM | 7311145000 |  |  | 494.4 |  | 1 |  | 1 | V311-50-38, 3W-kraan, DN50, KVS 38 | V311-50-38, Vanne 3V, DN50, KVS 38 |  | Valve 3Way Flange V311/50/38 | [18 empty] | 1 | 3606489658670 | 0 |  | 10350 | 30.2 | 22.8 | 16.5 | 11361.24 | [23 empty] | 4 | N | [12 empty] | FL1 | N8 | 8481109990 | [14 empty] | V311-50-38, Driewegkraan, flensaansluiting, PN16, DN50, KVS 38 | V311-50-38, Vanne 3 voies en acier à bride, PN16, DN50, KVS 38 | [17 empty] | https://eref.se.com/be/nl/sis-tarif/product/7311145000 | https://eref.se.com/be/fr/sis-tarif/product/7311145000
Schneider Electric | Schneider Electric | 01022021 |  | Schneider Electric |  | BM | 7311717000 |  |  | 164.8 |  | 1 |  | 1 | V311T-15-1.6, 3W-kraan, T, DN15, KVS 1.6 | V311T-15-1.6, Vanne 3V, T, DN15, KVS 1.6 |  | Valve 3Way Thread V311T/15/1.6 | [18 empty] | 1 | 3606489658687 | 0 |  | 950 | 18.5 | 8.4 | 5.1 | 792.54 | [23 empty] | 4 | N | [12 empty] | FL1 | N8 | 8481109990 | [14 empty] | V311T-15-1.6, Driewegkraan, draadaansluiting, PN16, DN15, KVS 1.6 | V311T-15-1.6, Vanne 3 voies en acier taraudée, PN16, DN15, KVS 1.6
Schneider Electric | Schneider Electric | 01022021 |  | Schneider Electric |  | BM | 7311721000 |  |  | 164.8 |  | 1 |  | 1 | V311T-25-2.5, 3W-kraan, T, DN15, KVS 2.5 | V311T-25-2.5, Vanne 3V, T, DN15, KVS 2.5 |  | Valve 3Way Thread V311T/15/2.5 | [18 empty] | 1 | 3606489658694 | 0 |  | 950 | 18.5 | 8.5 | 5.1 | 801.975 | [23 empty] | 4 | N | [12 empty] | FL1 | N8 | 8481109990 | [14 empty] | V311T-15-2.5, Driewegkraan, draadaansluiting, PN16, DN15, KVS 2.5 | V311T-25-2.5, Vanne 3 voies en acier taraudée PN16, DN15, KVS 2.5
Schneider Electric | Schneider Electric | 01022021 |  | Schneider Electric |  | BM | 7311725000 |  |  | 164.8 |  | 1 |  | 1 | V311T-15-4.0, 3W-kraan, T, DN15, KVS 4.0 | V311T-15-4.0, Vanne 3V, T, DN15, KVS 4.0 |  | Valve 3Way Thread V311T/15/4 | [18 empty] | 1 | 3606489658700 | 0 |  | 950 | 18.5 | 8.5 | 5.1 | 801.975 | [23 empty] | 4 | N | [12 empty] | FL1 | N8 | 8481109990 | [14 empty] | V311T-15-4.0, Driewegkraan, draadaansluiting, PN16, DN15, KVS 4.0 | V311T-15-4.0, Vanne 3 voies en acier taraudée PN16, DN15, KVS 4.0
Schneider Electric | Schneider Electric | 01022021 |  | Schneider Electric |  | BM | 7311729000 |  |  | 180.25 |  | 1 |  | 1 | V311T-20-6.3, 3W-kraan, T, DN20, KVS 6.3 | V311T-20-6.3, Vanne 3V, T, DN20, KVS 6.3 |  | Valve 3Way Thread V311T/20/6.3 | [18 empty] | 1 | 3606489658717 | 0 |  | 1162.6 | 19.5 | 9.9 | 6 | 1158.3 | [23 empty] | 4 | N | [12 empty] | FL1 | N8 | 8481109990 | [14 empty] | V311T-20-6.3, Driewegkraan, draadaansluiting, PN16, DN20, KVS 6.3 | V311T-20-6.3, Vanne 3 voies en acier taraudée PN16, DN20, KVS 6.3
Schneider Electric | Schneider Electric | 01022021 |  | Schneider Electric |  | BM | 7311733000 |  |  | 200.85 |  | 1 |  | 1 | V311T-25-10, 3W-kraan, T, DN25, KVS 10 | V311T-25-10, Vanne 3V, T, DN25, KVS 10 |  | Valve 3Way Thread V311T/25/10 | [18 empty] | 1 | 3606489658724 | 0 |  | 1463.8 | 20.5 | 11.5 | 6.1 | 1438.075 | [23 empty] | 4 | N | [12 empty] | FL1 | N8 | 8481109990 | [14 empty] | V311T-25-10, Driewegkraan, draadaansluiting, PN16, DN25, KVS 10 | V311T-25-10, Vanne 3 voies en acier taraudée PN16, DN25, KVS 10
Schneider Electric | Schneider Electric | 01022021 |  | Schneider Electric |  | BM | 7311737000 |  |  | 226.6 |  | 1 |  | 1 | V311T-32-16, 3W-kraan, T, DN32, KVS 16 | V311T-32-16, Vanne 3V, T, DN32, KVS 16 |  | Valve 3Way Thread V311T/32/16 | [18 empty] | 1 | 3606489658731 | 0 |  | 1955.8 | 21 | 13 | 7.2 | 1965.6 | [23 empty] | 4 | N | [12 empty] | FL1 | N8 | 8481109990 | [14 empty] | V311T-32-16, Driewegkraan, draadaansluiting, PN16, DN32, KVS 16 | V311T-32-16, Vanne 3 voies en acier taraudée PN16, DN32, KVS 16
Schneider Electric | Schneider Electric | 01022021 |  | Schneider Electric |  | BM | 7311741000 |  |  | 267.8 |  | 1 |  | 1 | V311T-40-25, 3W-kraan, T, DN40, KVS 25 | V311T-40-25, Vanne 3V, T, DN40, KVS 25 |  | Valve 3Way Thread V311T/40/25 | [18 empty] | 1 | 3606489658748 | 0 |  | 3713.8 | 15 | 9.2 | 2.2 | 303.6 | [23 empty] | 4 | N | [12 empty] | FL1 | N8 | 8481109990 | [14 empty] | V311T-40-25, Regelkraan3 weg, draadaansluiting, PN16, DN40, KVS 25 | V311T-40-25, Vanne 3 voies en acier taraudée PN16, DN40, KVS 25
Schneider Electric | Schneider Electric | 01022021 |  | Schneider Electric |  | BM | 7311745000 |  |  | 371.06 |  | 1 |  | 1 | V311T-50-38, 3W-kraan, T, DN50, KVS 38 | V311T-50-38, Vanne 3V, T, DN50, KVS 38 |  | Valve 3Way Thread V311T/50/38 | [18 empty] | 1 | 3606489658755 | 0 |  | 4200 | 24.8 | 18 | 11.2 | 4999.68 | [23 empty] | 4 | N | [12 empty] | FL1 | N8 | 8481109990 | [14 empty] | V311T-50-38, Driewegkraan, draadaansluiting, PN16, DN50, KVS 38 | V311T-50-38, Vanne 3 voies en acier taraudée PN16, DN50, KVS 38
Schneider Electric | Schneider Electric | 01022021 |  | Schneider Electric |  | BM | 7312153010 |  |  | 938.37 |  | 1 |  | 1 | V321-65-63, 3W-kraan, DN65, KVS 63 | V321-65-63, Vanne 3V, DN65, KVS 63 |  | VALVE3WAYFL.PN16 V321/65/63 | [18 empty] | 1 | 3606489658762 | 0 |  | 18700 | 32.2 | 28.9 | 19 | 17681.02 | [23 empty] | 4 | N | [12 empty] | FL1 | N8 | 8481109990 | [14 empty] | V321-65-63, Driewegkraan, flensaansluiting, PN16, DN65, KVS 63 | V321-65-63, Vanne 3 voies en acier à bride PN16, DN65, KVS 63
Schneider Electric | Schneider Electric | 01022021 |  | Schneider Electric |  | BM | 7312157010 |  |  | 1078.38 |  | 1 |  | 1 | V321-80-85, 3W-kraan, DN80, KVS 85 | V321-80-85, Vanne 3V, DN80, KVS 85 |  | VALVE3WAYFL.PN16 V321/80/100 | [18 empty] | 1 | 3606489658779 | 0 |  | 23800 | 34.5 | 31.2 | 20.3 | 21850.92 | [23 empty] | 4 | N | [12 empty] | FL1 | N8 | 8481109990 | [14 empty] | V321-80-85, Driewegkraan, flensaansluiting, PN16, DN80, KVS 85 | V321-80-85, Vanne 3 voies en acier à bride PN16, DN80, KVS 85
Schneider Electric | Schneider Electric | 01022021 |  | Schneider Electric |  | BM | 7312161010 |  |  | 1450.24 |  | 1 |  | 1 | V321-100-160, 3W-kraan, DN100, KVS 160 | V321-100-160, Vanne 3V, DN100, KVS 160 |  | VALVE3WAYFL.PN16 V321/100-/160 | [18 empty] | 1 | 3606489658786 | 0 |  | 33200 | 38 | 35.5 | 22 | 29678 | [23 empty] | 4 | N | [12 empty] | FL1 | N8 | 8481109990 | [14 empty] | V321-100-160, Driewegkraan, flensaansluiting, PN16, DN100, KVS 160 | V321-100-160, Vanne 3 voies en acier à bride, PN16, DN100, KVS 160
Schneider Electric | Schneider Electric | 01022021 |  | Schneider Electric |  | BM | 7312165010 |  |  | 1519.25 |  | 1 |  | 1 | V321-125-250, 3W-kraan, DN125, KVS 250 | V321-125-250, Vanne 3V, DN125, KVS 250 |  | VALVE 3 WAY FLANGED PN16 V321/125/250 | [18 empty] | 1 | 3606489658793 | 0 |  | 55000 | 25 | 39 | 43 | 41925 | [23 empty] | 4 | N | [12 empty] | FL1 | N8 | 8481109990 | [14 empty] | V321-125-250, Driewegkraan, flensaansluiting, PN16, DN125, KVS 250 | V321-125-250, Vanne 3 voies en acier à bride, PN16, DN125, KVS 250
Schneider Electric | Schneider Electric | 01022021 |  | Schneider Electric |  | BM | 7312169010 |  |  | 2163 |  | 1 |  | 1 | V321-150-320, 3W-kraan, DN150, KVS 320 | V321-150-320, Vanne 3V, DN150, KVS 320 |  | VALVE 3 WAY FLANGED PN16 V321/150/320 | [18 empty] | 1 | 3606489658809 | 0 |  | 95550 | 29 | 47 | 46.5 | 63379.5 | [23 empty] | 4 | N | [12 empty] | FL1 | N8 | 8481109990 | [14 empty] | V321-150-320, Driewegkraan, flensaansluiting, PN16, DN150, KVS 320 | V321-150-320, Vanne 3 voies en acier à bride, PN16, DN150, KVS 320
Schneider Electric | Schneider Electric | 01022021 |  | Schneider Electric |  | BM | 7314121000 |  |  | 191.58 |  | 1 |  | 1 | V341-15-1.6, 3W-kraan, DN15, KVS 1.6 | V341-15-1.6, Vanne 3V, DN15, KVS 1.6 |  | Valve 3Way Thread V341/15/1.6 | [18 empty] | 1 | 3606489658816 | 0 |  | 1050 | 17.9 | 10.2 | 5 | 912.9 | [23 empty] | 2 | Y | [12 empty] | FL1 | N8 | 8481109990 | [14 empty] | V341-15-1.6, Driewegkraan, draadaansluiting, PN16, DN15, KVS 1.6 | V341-15-1.6, Vanne 3 voies en bronze filetée PN16, DN15, KVS 1.6
Schneider Electric | Schneider Electric | 01022021 |  | Schneider Electric |  | BM | 7314125000 |  |  | 191.58 |  | 1 |  | 1 | V341-15-2.5, 3W-kraan, DN15, KVS 2.5 | V341-15-2.5, Vanne 3V, DN15, KVS 2.5 |  | Valve 3Way Thread V341/15/2.5 | [18 empty] | 1 | 3606489658823 | 0 |  | 1070.6 | 18 | 10.5 | 5.1 | 963.9 | [23 empty] | 2 | Y | [12 empty] | FL1 | N8 | 8481109990 | [14 empty] | V341-15-2.5, Driewegkraan, draadaansluiting, PN16, DN15, KVS 2.5 | V341-15-2.5, Vanne 3 voies en bronze filetée PN16, DN15, KVS 2.5
Schneider Electric | Schneider Electric | 01022021 |  | Schneider Electric |  | BM | 7314129000 |  |  | 191.58 |  | 1 |  | 1 | V341-15-4.0, 3W-kraan, DN15, KVS 4.0 | V341-15-4.0, Vanne 3V, DN15, KVS 4.0 |  | Valve 3Way Thread V341/15/4.0 | [18 empty] | 1 | 3606489658830 | 0 |  | 1060.6 | 18 | 10.3 | 5.1 | 945.54 | [23 empty] | 2 | Y | [12 empty] | FL1 | N8 | 8481109990 | [14 empty] | V341-15-4.0, Driewegkraan, draadaansluiting, PN16, DN15, KVS 4.0 | V341-15-4.0, Vanne 3 voies en bronze filetée PN16, DN15, KVS 4.0
Schneider Electric | Schneider Electric | 01022021 |  | Schneider Electric |  | BM | 7314133000 |  |  | 216.3 |  | 1 |  | 1 | V341-20-6.3,3W-kraan, DN20, KVS 6.3 | V341-20-6.3,Vanne 3V, DN20, KVS 6.3 |  | Valve 3Way Thread V341/20/6.3 | [18 empty] | 1 | 3606489658847 | 0 |  | 1345.6 | 19 | 10.5 | 6.1 | 1216.95 | [23 empty] | 2 | Y | [12 empty] | FL1 | N8 | 8481109990 | [14 empty] | V341-20-6.3, Driewegkraan, draadaansluiting, PN16, DN20, KVS 6.3 | V341-20-6.3,Vanne 3 voies en bronze filetée PN16, DN20, KVS 6.3
Schneider Electric | Schneider Electric | 01022021 |  | Schneider Electric |  | BM | 7314137000 |  |  | 227.63 |  | 1 |  | 1 | V341-25-10, 3W-kraan, DN25, KVS 10 | V341-25-10, Vanne 3V, DN25, KVS 10 |  | Valve 3Way Thread V341/25/10 | [18 empty] | 1 | 3606489658854 | 0 |  | 1618.8 | 19.5 | 11 | 6 | 1287 | [23 empty] | 2 | Y | [12 empty] | FL1 | N8 | 8481109990 | [14 empty] | V341-25-10, Driewegkraan, draadaansluiting, PN16, DN25, KVS 10 | V341-25-10, Vanne 3 voies en bronze filetée PN16, DN25, KVS 10
Schneider Electric | Schneider Electric | 01022021 |  | Schneider Electric |  | BM | 7314141000 |  |  | 268.83 |  | 1 |  | 1 | V341-32-16, 3W-kraan, DN32, KVS 16 | V341-32-16, Vanne 3V, DN32, KVS 16 |  | Valve 3Way Thread V341/32/16 | [18 empty] | 1 | 3606489658861 | 0 |  | 2069.8 | 19.3 | 10.9 | 7.1 | 1493.627 | [23 empty] | 2 | Y | [12 empty] | FL1 | N8 | 8481109990 | [14 empty] | V341-32-16, Driewegkraan, draadaansluiting, PN16, DN32, KVS 16 | V341-32-16, Vanne 3 voies en bronze filetée PN16, DN32, KVS 16
Schneider Electric | Schneider Electric | 01022021 |  | Schneider Electric |  | BM | 7314145000 |  |  | 318.27 |  | 1 |  | 1 | V341-40-25, 3W-kraan, DN40, KVS 25 | V341-40-25, Vanne 3V, DN40, KVS 25 |  | Valve 3Way Thread V341/40/25 | [18 empty] | 1 | 3606489658878 | 0 |  | 2958.8 | 2.2 | 13.6 | 9.3 | 278.256 | [23 empty] | 2 | Y | [12 empty] | FL1 | N8 | 8481109990 | [14 empty] | V341-40-25, Driewegkraan, draadaansluiting, PN16, DN40, KVS 25 | V341-40-25, Vanne 3 voies en bronze filetée PN16, DN40, KVS 25
Schneider Electric | Schneider Electric | 01022021 |  | Schneider Electric |  | BM | 7314149000 |  |  | 406.85 |  | 1 |  | 1 | V341-50-38, 3W-kraan, DN50, KVS 38 | V341-50-38, Vanne 3V, DN50, KVS 38 |  | Valve 3Way Thread V341/50/38 | [18 empty] | 1 | 3606489658885 | 0 |  | 4746.2 | 23.5 | 15.3 | 11 | 3955.05 | [23 empty] | 2 | Y | [12 empty] | FL1 | N8 | 8481109990 | [14 empty] | V341-50-38, Driewegkraan, draadaansluiting, PN16, DN50, KVS 38 | V341-50-38, Vanne 3 voies en bronze filetée PN16, DN50, KVS 38
Schneider Electric | Schneider Electric | 01022021 |  | Schneider Electric |  | BM | 7317039000 |  |  | 213.62 |  | 1 |  | 1 | VTRE20, 3W-kraan flens, DN 20 | VTRE20, Vanne 3V bride, DN 20 |  | Valve 3Way Flan.VTRE-F DN 20 | [18 empty] | 1 | 3606489658892 | 0 |  | 3430 | 17 | 15.5 | 14 | 3689 | [23 empty] | 4 | N | [12 empty] | FL1 | N8 | 8481109990 | [14 empty] | VTRE20, Driewegkraan, flensaansluiting, PN6, DN 20, KVS 12 | VTRE20, Vanne 3 voies à bride, PN6, DN 20, KVS 12
Schneider Electric | Schneider Electric | 01022021 |  | Schneider Electric |  | BM | 7317041000 |  |  | 222.42 |  | 1 |  | 1 | VTRE25, 3W-kraan flens, DN 25 | VTRE25, Vanne 3V bride, DN 25 |  | Valve 3Way Flan.VTRE-F DN 25 | [18 empty] | 1 | 3606489658908 | 0 |  | 3910 | 17 | 15.5 | 15 | 3952.5 | [23 empty] | 4 | N | [12 empty] | FL1 | N8 | 8481109990 | [14 empty] | VTRE25, Driewegkraan, flensaansluiting, PN6, DN 25, KVS 18 | VTRE25, Vanne 3 voies à bride, PN6, DN 25, KVS 18
Schneider Electric | Schneider Electric | 01022021 |  | Schneider Electric |  | BM | 7317045000 |  |  | 283.99 |  | 1 |  | 1 | VTRE32, 3W-kraan flens, DN 32 | VTRE32, Vanne 3V bride, DN 32 |  | Valve 3Way Flan.VTRE-F DN 32 | [18 empty] | 1 | 3606489658915 | 0 |  | 5763 | 17 | 15.5 | 14.5 | 3820.75 | [23 empty] | 4 | N | [12 empty] | FL1 | N8 | 8481109990 | [14 empty] | VTRE32, Driewegkraan, flensaansluiting, PN6, DN 32, KVS 28 | VTRE32, Vanne 3 voies à bride, PN6, DN 32, KVS 28
Schneider Electric | Schneider Electric | 01022021 |  | Schneider Electric |  | BM | 7317049000 |  |  | 304.1 |  | 1 |  | 1 | VTRE40, 3W-kraan flens, DN 40 | VTRE40, Vanne 3V bride, DN 40 |  | Valve 3Way Flan.VTRE-F DN 40 | [18 empty] | 1 | 3606489658922 | 0 |  | 6750 | 22.5 | 17.5 | 16 | 6300 | [23 empty] | 4 | N | [12 empty] | FL1 | N8 | 8481109990 | [14 empty] | VTRE40, Driewegkraan, flensaansluiting, PN6, DN 40, KVS 44 | VTRE40, Vanne 3 voies à bride, PN6, DN 40, KVS 44
Schneider Electric | Schneider Electric | 01022021 |  | Schneider Electric |  | BM | 7317053000 |  |  | 390.8 |  | 1 |  | 1 | VTRE50, 3W-kraan flens, DN 50 | VTRE50, Vanne 3V bride, DN 50 |  | Valve 3Way Flan.VTRE-F DN 50 | [18 empty] | 1 | 3606489658939 | 0 |  | 9150 | 21 | 18.7 | 18.6 | 7304.22 | [23 empty] | 4 | N | [12 empty] | FL1 | N8 | 8481109990 | [14 empty] | VTRE50, Driewegkraan, flensaansluiting, PN6, DN 50, KVS 60 | VTRE50, Vanne 3 voies à bride, PN6, DN 50, KVS 60
Schneider Electric | Schneider Electric | 01022021 |  | Schneider Electric |  | BM | 7317057000 |  |  | 585.58 |  | 1 |  | 1 | VTRE65, 3W-kraan flens, DN 65 | VTRE65, Vanne 3V bride, DN 65 |  | Valve 3Way Flan.VTRE-F DN 65 | [18 empty] | 1 | 3606489658946 | 0 |  | 10600 | 21 | 19.1 | 18.8 | 7540.68 | [23 empty] | 4 | N | [12 empty] | FL1 | N8 | 8481109990 | [14 empty] | VTRE65, Driewegkraan, flensaansluiting, PN6, DN 65, KVS 90 | VTRE65, Vanne 3 voies à bride, PN6, DN 65, KVS 90
Schneider Electric | Schneider Electric | 01022021 |  | Schneider Electric |  | BM | 7317061000 |  |  | 672.28 |  | 1 |  | 1 | VTRE80, 3W-kraan flens, DN 80 | VTRE80, Vanne 3V bride, DN 80 |  | Valve 3Way Flan.VTRE-F DN 80 | [18 empty] | 1 | 3606481819819 | 0 |  | 15300 | 23.5 | 23 | 30 | 16215 | [23 empty] | 4 | N | [12 empty] | FL1 | N8 | 8481109990 | [14 empty] | VTRE80, Driewegkraan, flensaansluiting, PN6, DN 80, KVS 150 | VTRE80, Vanne 3 voies à bride, PN6, DN 80, KVS 150
Schneider Electric | Schneider Electric | 01022021 |  | Schneider Electric |  | BM | 7317065000 |  |  | 824.33 |  | 1 |  | 1 | VTRE100, 3W-kraan flens, DN 100 | VTRE100, Vanne 3V bride, DN 100 |  | Valve 3Way Flan.VTRE-F DN 100 | [18 empty] | 1 | 3606481819826 | 0 |  | 21200 | 24 | 23 | 30.3 | 16725.6 | [23 empty] | 4 | N | [12 empty] | FL1 | N8 | 8481109990 | [14 empty] | VTRE100, Driewegkraan, flensaansluiting, PN6, DN 100, KVS 225 | VTRE100, Vanne 3 voies à bride, PN6, DN 100, KVS 225
Schneider Electric | Schneider Electric | 01022021 |  | Schneider Electric |  | BM | 7317067000 |  |  | 1040.46 |  | 1 |  | 1 | VTRE125, 3W-kraan flens, DN 125 | VTRE125, Vanne 3V bride, DN 125 |  | Valve 3Way Flan.VTRE-F DN 125 | [18 empty] | 1 | 3606481819833 | 0 |  | 26250 | 30.5 | 31 | 25.5 | 24110.25 | [23 empty] | 4 | N | [12 empty] | FL1 | N8 | 8481109990 | [14 empty] | VTRE125, Driewegkraan, flensaansluiting, PN6, DN 125, KVS 280 | VTRE125, Vanne 3 voies à bride, PN6, DN 125, KVS 280
Schneider Electric | Schneider Electric | 01022021 |  | Schneider Electric |  | BM | 7317069000 |  |  | 1300.58 |  | 1 |  | 1 | VTRE150, 3W-kraan flens, DN 150 | VTRE150, Vanne 3V bride, DN 150 |  | Valve 3Way Flan.VTRE-F DN 150 | [18 empty] | 1 | 3606489658953 | 0 |  | 36350 | 37 | 32 | 29 | 34336 | [23 empty] | 15 | N | [12 empty] | FL1 | N8 | 8481109990 | [14 empty] | VTRE150, Driewegkraan, flensaansluiting, PN6, DN 150, KVS 400 | VTRE150, Vanne 3 voies à bride, PN6, DN 150, KVS 400
Schneider Electric | Schneider Electric | 01022021 |  | Schneider Electric |  | BM | 7410706000 |  |  | 75.91 |  | 1 |  | 1 | VZ42, 4W-zoneventiel , DN15, KVS 0.25 | VZ42, Vanne zone 4V , DN15, KVS 0.25 |  | Valve 4Way Zone VZ42/15/0.25 | [18 empty] | 1 |  | 0 |  | 334 | 11.1 | 7.1 | 5.1 | 401.931 | [23 empty] | 4 | N | [12 empty] | FL2 | PK | 8481109990 | [14 empty] | VZ42-15-0.25, Vierweg zoneventiel , DN15, KVS 0.25 | VZ42-15-0.25, Vanne de zone 4 voies , DN15, KVS 0.25
Schneider Electric | Schneider Electric | 01022021 |  | Schneider Electric |  | BM | 7410710000 |  |  | 78.4 |  | 1 |  | 1 | VZ42, 4W-zoneventiel , DN15, KVS 0.4 | VZ42, Vanne zone 4V , DN15, KVS 0.4 |  | Valve 4Way Zone VZ42/15/0.4 | [18 empty] | 1 | 3606489658960 | 0 |  | 334.2 | 11.1 | 7.1 | 5.1 | 401.931 | [23 empty] | 4 | N | [12 empty] | FL2 | PK | 8481109990 | [14 empty] | VZ42-15-0.4, Vierweg zoneventiel , DN15, KVS 0.4 | VZ42-15-0.4, Vanne de zone 4 voies , DN15, KVS 0.4
Schneider Electric | Schneider Electric | 01022021 |  | Schneider Electric |  | BM | 7410714000 |  |  | 78.4 |  | 1 |  | 1 | VZ42, 4W-zoneventiel , DN15, KVS 0.63 | VZ42, Vanne zone 4V , DN15, KVS 0.63 |  | Valve 4Way Zone VZ42/15/0.63 | [18 empty] | 1 | 3606489658977 | 0 |  | 377 | 7 | 5.2 | 11 | 400.4 | [23 empty] | 2 | Y | [12 empty] | FL2 | PK | 8481109990 | [14 empty] | VZ42-15-0.63, Vierweg zoneventiel , DN15, KVS 0.63 | VZ42-15-0.63, Vanne de zone 4 voies , DN15, KVS 0.63
Schneider Electric | Schneider Electric | 01022021 |  | Schneider Electric |  | BM | 7410718000 |  |  | 78.4 |  | 1 |  | 1 | VZ42, 4W-zoneventiel , DN15, KVS 1 | VZ42, Vanne zone 4V , DN15, KVS 1 |  | Valve 4Way Zone VZ42/15/1 | [18 empty] | 1 |  | 0 |  | 344.2 | 11.1 | 7 | 5.2 | 404.04 | [23 empty] | 4 | N | [12 empty] | FL2 | PK | 8481109990 | [14 empty] | VZ42-15-1, Vierweg zoneventiel , DN15, KVS 1 | VZ42-15-1, Vanne de zone 4 voies , DN15, KVS 1
Schneider Electric | Schneider Electric | 01022021 |  | Schneider Electric |  | BM | 7410722000 |  |  | 78.4 |  | 1 |  | 1 | VZ42, 4W-zoneventiel , DN15, KVS 1.6 | VZ42, Vanne zone 4V , DN15, KVS 1.6 |  | Valve 4Way Zone VZ42/15/1.6 | [18 empty] | 1 | 4019837066659 | 0 |  | 346 | 11.4 | 7 | 5 | 399 | [23 empty] | 4 | N | [12 empty] | FL2 | PK | 8481109990 | [14 empty] | VZ42-15-1.6, Vierweg zoneventiel , DN15, KVS 1.6 | VZ42-15-1.6, Vanne de zone 4 voies , DN15, KVS 1.6
Schneider Electric | Schneider Electric | 01022021 |  | Schneider Electric |  | BM | 7410726000 |  |  | 119.46 |  | 1 |  | 1 | VZ42, 4W-zoneventiel , DN20, KVS 2.5 | VZ42, Vanne zone 4V , DN20, KVS 2.5 |  | Valve 4Way Zone VZ42/20/2.5 | [18 empty] | 1 | 3606489658984 | 0 |  | 433.4 | 11 | 7 | 5.1 | 392.7 | [23 empty] | 4 | N | [12 empty] | FL2 | PK | 8481109990 | [14 empty] | VZ42-20-2.5, Vierweg zoneventiel , DN20, KVS 2.5 | VZ42-20-2.5, Vanne de zone 4 voies , DN20, KVS 2.5
Schneider Electric | Schneider Electric | 01022021 |  | Schneider Electric |  | BM | 7410730000 |  |  | 119.46 |  | 1 |  | 1 | VZ42, 4W-zoneventiel , DN20, KVS 4 | VZ42, Vanne zone 4V , DN20, KVS 4 |  | Valve 4Way Zone VZ42/20/4 | [18 empty] | 1 | 4019837066673 | 0 |  | 431 | 11.2 | 7 | 5.1 | 399.84 | [23 empty] | 4 | N | [12 empty] | FL2 | PK | 8481109990 | [14 empty] | VZ42-20-4, Vierweg zoneventiel , DN20, KVS 4 | VZ42-20-4, Vanne de zone 4 voies , DN20, KVS 4
Schneider Electric | Schneider Electric | 01022021 |  | Schneider Electric |  | BM | 8455001000 |  |  | 100.03 |  | 1 |  | 1 | MZ20B-24, Servo 24V 3PTS, VZx19 | MZ20B-24, Servo 24V 3PTS, VZx19 |  | Actuator Zone MZ20B-24 5,5mm | [18 empty] | 1 | 3606489659035 | 0 |  | 261.1 | 11.7 | 9.4 | 8.1 | 890.838 | [23 empty] | 2 | Y | [12 empty] | FL2 | PK | 8501109190 | [14 empty] | MZ20B-24, Servomotor voor VZ219/319/419, 24V, sturing 3-punts | MZ20B-24, Servomoteur pour vanne VZ219-319-419, commande 24v, 3 points
Schneider Electric | Schneider Electric | 01022021 |  | Schneider Electric |  | BM | 8455003000 |  |  | 135.7 |  | 1 |  | 1 | MZ20B-230, Servo 230V 3PTS, VZx19 | MZ20B-230, Servo 230V 3PTS, VZx19 |  | ACTUATOR ZONE MZ20B-230 5,5MM | [18 empty] | 1 | 3606489618667 | 0 |  | 318 | 11.9 | 9.4 | 8 | 894.88 | [23 empty] | 15 | N | [12 empty] | FL2 | PK | 8501109190 | [14 empty] | MZ20B-230, Servomotor voor VZ219/319/419, 230V, sturing 3-punts | MZ20B-230, Servomoteur pour vanne VZ219-319-419, commande 230v, 3 points
Schneider Electric | Schneider Electric | 01022021 |  | Schneider Electric |  | BM | 8455051000 |  |  | 226.63 |  | 1 |  | 1 | MZ20A, Servo 24V 0.10V, VZx19 | MZ20A, Servo 24V 0.10V, VZx19 |  | Actuator Zone MZ20A 5,5mm | [18 empty] | 1 | 3606489659042 | 0 |  | 261.4 | 11.9 | 9.2 | 8.3 | 908.684 | [23 empty] | 2 | Y | [12 empty] | FL2 | PK | 8501109190 | [14 empty] | MZ20A, Servomotor voor VZ219/319/419, 24V, selecteerbaar bedieningsignaal | MZ20A, Servomoteur pour vanne VZ219-319-419, signal de commande selectionnable
Schneider Electric | Schneider Electric | 01022021 |  | Schneider Electric |  | BM | 8455052000 |  |  | 207.05 |  | 1 |  | 1 | MZ20A-R, Servo 24V 0.10V, VZx19 | MZ20A-R, Servo 24V 0.10V, VZx19 |  | Actuator Zone MZ20A-R 5,5mm | [18 empty] | 1 | 3606489659059 | 0 |  | 265 | 11.7 | 9.4 | 8.4 | 923.832 | [23 empty] | 4 | N | [12 empty] | FL2 | PK | 8501109190 | [14 empty] | MZ20A-R, Servomotor voor VZ219/319/419, 24V, sturing 0-10V | MZ20A-R, Servomoteur pour vanne VZ219-319-419, commande 0 - 10V | [17 empty] | https://eref.se.com/be/nl/sis-tarif/product/8455052000 | https://eref.se.com/be/fr/sis-tarif/product/8455052000
Schneider Electric | Schneider Electric | 01022021 |  | Schneider Electric |  | BM | 8455100000 |  |  | 264.06 |  | 1 |  | 1 | MZ18A-24, Servo 24V 0.10V, VZx2 | MZ18A-24, Servo 24V 0.10V, VZx2 |  | Actuator Zone MZ 18A 6,5mm | [18 empty] | 1 | 4024627043703 | 0 |  | 239.8 | 11.1 | 11.1 | 7.8 | 961.038 | [23 empty] | 2 | Y | [12 empty] | FL2 | PK | 8501109190 | [14 empty] | MZ18A-24, Servomotor voor VZ22/32/42, 24V, sturing 0-10V | MZ18A-24, Servomoteur pour vanne VZ22/32/42, commande 0 - 10V
Schneider Electric | Schneider Electric | 01022021 |  | Schneider Electric |  | BM | 8455101000 |  |  | 114.37 |  | 1 |  | 1 | MZ18B, Servo 24V 3Pts, VZx2 | MZ18B, Servo 24V 3Pts, VZx2 |  | Actuator Zone MZ 18B 6,5mm | [18 empty] | 1 | 4024627043697 | 0 |  | 222.6 | 11 | 11.1 | 7.6 | 927.96 | [23 empty] | 2 | Y | [12 empty] | FL2 | PK | 8501109190 | [14 empty] | MZ18B, Servomotor voor VZ22/32/42, 24V, stuirng 3-punts | MZ18B, Servomoteur pour vanne VZ22/32/42, 3 points
Schneider Electric | Schneider Electric | 01022021 |  | Schneider Electric |  | BM | 8455111000 |  |  | 110.53 |  | 1 |  | 1 | MZ09B, Servo, 2.5 mm 3Pts LON | MZ09B, Servo, 2.5 mm 3Pts LON |  | Actuator Zone MZ 09B 2,5mm | [18 empty] | 1 | 3606489659066 | 0 |  | 202 | 11.1 | 10.9 | 7.7 | 931.623 | [23 empty] | 4 | N | [12 empty] | FL2 | PK | 8501109190 | [14 empty] | MZ09B, Servomoteur voor radiatorkraan, 24V, sturing 3-punts | MZ09B, Servomoteur, 2.5 mm, 3 points pour vanne radiateur
Schneider Electric | Schneider Electric | 01022021 |  | Schneider Electric |  | BM | 8455112000 |  |  | 348.72 |  | 1 |  | 1 | MZ09L, Servo, 2.5 mm 3Pts | MZ09L, Servo, 2.5 mm 3Pts |  | Actuator Zone MZ 09L(LON)2,5mm | [18 empty] | 1 | 3606489659073 | 0 |  | 280 | 13.5 | 11.3 | 10.4 | 1586.52 | [23 empty] | 4 | N | [12 empty] | FL2 | PK | 8501109190 | [14 empty] | MZ09L, Servomotor voor radiatorkraan, 24V, sturing LON | MZ09L, Servomoteur, 2.5 mm, LON pour vanne radiateur
Schneider Electric | Schneider Electric | 01022021 |  | Schneider Electric |  | BM | 8531320000 |  |  | 478.4 |  | 1 |  | 1 | MC52B-230, Servo V354, 3 Pts | MC52B-230, Servo V354, 3 Pts |  | MC 52B-230 ACT. + V354 ADAP. | [18 empty] | 1 | 3606489659080 | 0 |  | 332 | 9.7 | 9.7 | 9.7 | 912.673 | [23 empty] | 15 | N | [12 empty] | FL3 | N7 | 8501109190 | [14 empty] | MC52B-230, Servomotor + adapt. voor V354, 230V, sturing 3-punts | MC52B-230, Servomoteur + Adaptateur pour vanne V354, 230V, 3 Pts
Schneider Electric | Schneider Electric | 01022021 |  | Schneider Electric |  | BM | 8532221010 |  |  | 627.59 |  | 1 |  | 1 | MC52A-24, Servo V354, mod. | MC52A-24, Servo V354, mod |  | MC52 A ACTUATOR + V354 ADAPTOR | [18 empty] | 1 | 3606489659097 | 0 |  | 280.2 | 11.9 | 9.3 | 8.3 | 918.561 | [23 empty] | 2 | Y | [12 empty] | FL3 | N7 | 8501109190 | [14 empty] | MC52A-24, Servomotor + adapt. voor V354, 24V, sturing 0-10V | MC52A-24, Servomoteur + Adaptateur pour vanne V354, 24V, modulant
Schneider Electric | Schneider Electric | 01022021 |  | Schneider Electric |  | BM | 8532320000 |  |  | 450.92 |  | 1 |  | 1 | MC52B-24, Servo V354, 3 Pts | MC52B-24, Servo V354, 3 Pts |  | MC52B-24 ACTUATOR + V354 ADAPT. | [18 empty] | 1 | 3606489659103 | 0 |  | 277.8 | 11.9 | 9.3 | 8.3 | 918.561 | [23 empty] | 4 | N | [12 empty] | FL3 | N7 | 8501109190 | [14 empty] | MC52B-24, Servomotor + adapt. voor V354, 24V, sturing 3-punts | MC52B-24, Servomoteur + Adaptateur pour vanne V354, 24V, 3 Pts
Schneider Electric | Schneider Electric | 01022021 |  | Schneider Electric |  | BM | 8600990000 |  |  | 96.63 |  | 1 |  | 1 | EM9VTRA, Linkage VTRA | EM9VTRA, Kit de couplage VTRA |  | Mounting kit EM9-VTRA | [18 empty] | 1 | 3606489659110 | 0 |  | 279.2 | 13 | 8.5 | 6.5 | 718.25 | [23 empty] | 4 | N | [12 empty] | FL3 | N7 | 8481109990 | [14 empty] | EM9VTRB, Koppelingskit M9/EM9 voor VTRA | EM9VTRA, Kit de couplage M9/EM9 pour vanne 3V VTRA
Schneider Electric | Schneider Electric | 01022021 |  | Schneider Electric |  | BM | 8600991000 |  |  | 101.17 |  | 1 |  | 1 | EM9TRV, Linkage TRV | EM9TRV, Kit de couplage TRV |  | Mounting kit EM9-TRV | [18 empty] | 1 | 3606489659127 | 0 |  | 269.4 | 13.5 | 7.5 | 6.3 | 637.875 | [23 empty] | 4 | N | [12 empty] | FL3 | N7 | 8481109990 | [14 empty] | EM9TRV, Koppelingskit M9/EM9 voor TRV | EM9TRV, Kit de couplage M9/EM9 pour vanne 3V TRV
Schneider Electric | Schneider Electric | 01022021 |  | Schneider Electric |  | BM | 8601010000 |  |  | 308.07 |  | 1 |  | 1 | M9B-24, servo VTRE, 3 Pts | M9B-24, servo VTRE, 3 Pts |  | Actuator valve M9B/24 | [18 empty] | 1 | 3606489659134 | 0 |  | 847.4 | 16.2 | 14.3 | 8.8 | 2038.608 | [23 empty] | 4 | N | [12 empty] | FL3 | N7 | 8501109190 | [14 empty] | M9B-24, servomotor voor VTRE/TRV, 24V, 3 Pts | M9B-24, servomoteur pour Vanne VTRE/TRV, 24V, 3 Pts
Schneider Electric | Schneider Electric | 01022021 |  | Schneider Electric |  | BM | 8601020000 |  |  | 308.07 |  | 1 |  | 1 | M9B-230, servo VTRE, 3 Pts | M9B-230, servo VTRE, 3 Pts |  | Actuator valve M9B/230 | [18 empty] | 1 | 3606489659141 | 0 |  | 837 | 15.2 | 14.2 | 8.9 | 1920.976 | [23 empty] | 4 | N | [12 empty] | FL3 | N7 | 8501109190 | [14 empty] | M9B-24, servomotor voor VTRE/TRV, 230V, 3 Pts | M9B-24, servomoteur pour Vanne VTRE/TRV, 230V, 3 Pts
Schneider Electric | Schneider Electric | 01022021 |  | Schneider Electric |  | BM | 8601100000 |  |  | 561.64 |  | 1 |  | 1 | EM9/90, Servo mod, 90° | EM9/90, Servo mod, 90° |  | Actuator valve EM9/90 | [18 empty] | 1 | 3606489659158 | 0 |  | 956.6 | 16.2 | 14.2 | 9 | 2070.36 | [23 empty] | 4 | N | [12 empty] | FL3 | N7 | 8501109190 | [14 empty] | EM9/90, Servomotor voor VTRE, 24V, sturing 0-10V, 90° | EM9/90, Servomoteur pour vanne EM9, Modulante, 90°, 24v
Schneider Electric | Schneider Electric | 01022021 |  | Schneider Electric |  | BM | 8601110000 |  |  | 547.4 |  | 1 |  | 1 | EM9/180, Servo mod, 180° | EM9/180, Servo mod, 180° |  | Actuator valve EM9/180 | [18 empty] | 1 | 3606481819840 | 0 |  | 956 | 9 | 7.4 | 5.1 | 339.66 | [23 empty] | 4 | N | [12 empty] | FL3 | N7 | 8501109190 | [14 empty] | EM9/180, Servomotor voor VTRE, 24V, sturing 0-10V, 180° | EM9/180, Servomoteur pour vanne EM9, Modulante, 180°, 24v
Schneider Electric | Schneider Electric | 01022021 |  | Schneider Electric |  | BM | 8740003000 |  |  | 191.97 |  | 1 |  | 1 | LF24, Servo regist. 24V, On/Off | LF24, Servo regist. 24V, On/Off |  | Actuator Damper LF24 | [18 empty] | 1 | 3606489659165 | 0 |  | 1528.2 | 28.7 | 12.5 | 10.5 | 3766.875 | [23 empty] | 4 | N | [12 empty] | FL3 | N7 | 8501109190 | [14 empty] | LF24, Servomotor luchtklep, 4Nm, 24V, sturing O/D, veer | LF24, Servomoteur pour Registre, 4Nm, 24V, On/Off
Schneider Electric | Schneider Electric | 01022021 |  | Schneider Electric |  | BM | 8750003000 |  |  | 269.63 |  | 1 |  | 1 | LF230, Servo regist. 230V, On/Off | LF230, Servo regist. 230V, On/Off |  | Actuator Damper LF230 | [18 empty] | 1 | 3606489659189 | 0 |  | 1694 | 28.7 | 12.6 | 10.6 | 3833.172 | [23 empty] | 4 | N | [12 empty] | FL3 | N7 | 8501109190 | [14 empty] | LF230, Servomotor luchtklep, 4Nm, 230V, sturing O/D, veer | LF230, Servomoteur pour Registre, 4Nm, 230V, On/Off
Schneider Electric | Schneider Electric | 01022021 |  | Schneider Electric |  | BM | 8751001000 |  |  | 109.55 |  | 1 |  | 1 | MD5B-230, Servo regist. 230V, On/Off | MD5B-230, Servo regist. 230V, On/Off |  | Actuator Damper MD5B-230 | [18 empty] | 1 | 3606489659196 | 0 |  | 507 | 18.9 | 11.5 | 7 | 1521.45 | [23 empty] | 4 | N | [12 empty] | FL3 | N7 | 8501109190 | [14 empty] | MD5B-230, Servomotor luchtklep, 5Nm, 230V, sturing O/D | MD5B-230, Servomoteur pour Registre, 5Nm, 230V, On/Off
Schneider Electric | Schneider Electric | 01022021 |  | Schneider Electric |  | BM | 8751003000 |  |  | 124.81 |  | 1 |  | 1 | MD5B-230S, Servo regist.230V, On/Off, FC | MD5B-230S, Servo regist.230V, On/Off, FC |  | Actuator Damper MD5B-230-S | [18 empty] | 1 | 3606489659202 | 0 |  | 592 | 19 | 11.5 | 6.9 | 1507.65 | [23 empty] | 4 | N | [12 empty] | FL3 | N7 | 8501109190 | [14 empty] | MD5B-230S, Servomotor luchtklep, 5Nm, 230V, sturing O/D, eindeloopcontact | MD5B-230S, Servomoteur pour Registre, 5Nm, 230V, On/Off, fin de course
Schneider Electric | Schneider Electric | 01022021 |  | Schneider Electric |  | BM | 8751005000 |  |  | 112.94 |  | 1 |  | 1 | MD5B-24, Servo regist. 24V, On/Off | MD5B-24, Servo regist. 24V, On/Off |  | Actuator Damper MD5B-24 | [18 empty] | 1 | 3606489659219 | 0 |  | 501 | 18.8 | 11.5 | 7 | 1513.4 | [23 empty] | 4 | N | [12 empty] | FL3 | N7 | 8501109190 | [14 empty] | MD5B-24, Servomotor luchtklep, 5Nm, 24V, sturing O/D | MD5B-24, Servomoteur pour Registre, 5Nm, 24V, On/Off
Schneider Electric | Schneider Electric | 01022021 |  | Schneider Electric |  | BM | 8751007000 |  |  | 143.37 |  | 1 |  | 1 | MD5B-24S, Servo regist.24V, On/Off, FC | MD5B-24S, Servo regist.24V, On/Off, FC |  | Actuator Damper MD5B-24-S | [18 empty] | 1 | 3606489659226 | 0 |  | 580.6 | 18.8 | 11.4 | 6.8 | 1457.376 | [23 empty] | 4 | N | [12 empty] | FL3 | N7 | 8501109190 | [14 empty] | MD5B-24S, Servomotor luchtklep, 5Nm, 24V, sturing O/D, eindeloopcontact | MD5B-24S, Servomoteur pour Registre, 5Nm, 24V, On/Off, fin de course
Schneider Electric | Schneider Electric | 01022021 |  | Schneider Electric |  | BM | 8751009000 |  |  | 180.44 |  | 1 |  | 1 | MD5A-24, Servo regist. 24V | MD5A-24, Servo regist. 24V |  | Actuator Damper MD5A-24 | [18 empty] | 1 | 3606489659233 | 0 |  | 513.2 | 18.8 | 11.5 | 6.9 | 1491.78 | [23 empty] | 4 | N | [12 empty] | FL3 | N7 | 8501109190 | [14 empty] | MD5A-24, Servomotor luchtklep, 5Nm, 24V, sturing 0-10V | MD5A-24, Servomoteur pour Registre,5Nm, 24V, 2-10V modulant
Schneider Electric | Schneider Electric | 01022021 |  | Schneider Electric |  | BM | 8751011000 |  |  | 139.74 |  | 1 |  | 1 | MD10B-230, Servo regist.230V, On/Off | MD10B-230, Servo regist.230V, On/Off |  | Actuator Damper MD10B-230 | [18 empty] | 1 | 3606489659240 | 0 |  | 827.2 | 26.7 | 12.4 | 7.9 | 2615.532 | [23 empty] | 4 | N | [12 empty] | FL3 | N7 | 8501109190 | [14 empty] | MD10B-230, Servomotor luchtklep, 10Nm, 230V, sturing O/D | MD10B-230, Servomoteur pour Registre, 10Nm, 230V,On/Off
Schneider Electric | Schneider Electric | 01022021 |  | Schneider Electric |  | BM | 8751015000 |  |  | 139.74 |  | 1 |  | 1 | MD10B-24, Servo regist. 24V, On/Off | MD10B-24, Servo regist. 24V, On/Off |  | Actuator Damper MD10B-24 | [18 empty] | 1 | 3606489659257 | 0 |  | 827.4 | 26.7 | 12.9 | 7.9 | 2720.997 | [23 empty] | 4 | N | [12 empty] | FL3 | N7 | 8501109190 | [14 empty] | MD10B-24, Servomotor luchtklep, 10Nm, 24V, sturing O/D | MD10B-24, Servomoteur pour Registre, 10Nm, 24V,On/Off
Schneider Electric | Schneider Electric | 01022021 |  | Schneider Electric |  | BM | 8751019000 |  |  | 223.92 |  | 1 |  | 1 | MD10A-24, Servo regist. 24V mod. | MD10A-24, Servo regist. 24V mod. |  | Actuator Damper MD10A-24 | [18 empty] | 1 | 3606489659264 | 0 |  | 839.8 | 26.7 | 12.7 | 8 | 2712.72 | [23 empty] | 4 | N | [12 empty] | FL3 | N7 | 8501109190 | [14 empty] | MD10A-24, Servomotor luchtklep, 10Nm, 24V, sturing 0-10V | MD10A-24, Servomoteur pour Registre, 10Nm, 24V, 2-10V modulant
Schneider Electric | Schneider Electric | 01022021 |  | Schneider Electric |  | BM | 8751021000 |  |  | 212.06 |  | 1 |  | 1 | MD20B-230, Servo regist. 230V, On/Off | MD20B-230, Servo regist. 230V, On/Off |  | Actuator Damper MD20B-230 | [18 empty] | 1 | 3606489659271 | 0 |  | 1044.6 | 26.6 | 13 | 8 | 2766.4 | [23 empty] | 2 | Y | [12 empty] | FL3 | N7 | 8501109190 | [14 empty] | MD20B-230, Servomotor luchtklep, 20Nm, 230V, sturing O/D | MD20B-230, Servomoteur pour Registre, 20Nm, 230V,On/Off
Schneider Electric | Schneider Electric | 01022021 |  | Schneider Electric |  | BM | 8751025000 |  |  | 174.67 |  | 1 |  | 1 | MD20B-24, Servo regist. 24V, On/Off | MD20B-24, Servo regist. 24V, On/Off |  | Actuator Damper MD20B-24 | [18 empty] | 1 | 3606481739797 | 0 |  | 1037.6 | 26.7 | 12.7 | 7.9 | 2678.811 | [23 empty] | 4 | N | [12 empty] | FL3 | N7 | 8501109190 | [14 empty] | MD20B-24, Servomotor luchtklep, 20Nm, 24V, sturing O/D | MD20B-24, Servomoteur pour Registre, 20Nm, 24V,On/Off
Schneider Electric | Schneider Electric | 01022021 |  | Schneider Electric |  | BM | 8751029000 |  |  | 245.93 |  | 1 |  | 1 | MD20A-24, Servo regist. 24V mod. | MD20A-24, Servo regist. 24V mod. |  | Actuator Damper MD20A-24 | [18 empty] | 1 | 3606489659288 | 0 |  | 1051.2 | 26.9 | 12.7 | 7.7 | 2630.551 | [23 empty] | 4 | N | [12 empty] | FL3 | N7 | 8501109190 | [14 empty] | MD20A-24, Servomotor luchtklep, 20Nm, 24V, sturing 0-10V | MD20A-24, Servomoteur pour Registre, 20Nm, 24V, 2-10V modulant
Schneider Electric | Schneider Electric | 01022021 |  | Schneider Electric |  | BM | 8751035000 |  |  | 308.8 |  | 1 |  | 1 | MD40B-24, Servo regist. 24V, On/Off | MD40B-24, Servo regist. 24V, On/Off |  | Actuator Damper MD40B-24 | [18 empty] | 1 | 3606489659295 | 0 |  | 1788.8 | 27.5 | 16.2 | 8.3 | 3697.65 | [23 empty] | 4 | N | [12 empty] | FL3 | N7 | 8501109190 | [14 empty] | MD40B-24, Servomotor luchtklep, 40Nm, 24V, sturing O/D | MD40B-24, Servomoteur pour Registre, 40Nm, 24V,On/Off
Schneider Electric | Schneider Electric | 01022021 |  | Schneider Electric |  | BM | 8751039000 |  |  | 359.46 |  | 1 |  | 1 | MD40A-24, Servo regist. 24V mod. | MD40A-24, Servo regist. 24V mod. |  | Actuator Damper MD40A-24 | [18 empty] | 1 | 3606489659301 | 0 |  | 1794 | 27.7 | 16.2 | 8.2 | 3679.668 | [23 empty] | 4 | N | [12 empty] | FL3 | N7 | 8501109190 | [14 empty] | MD40A-24, Servomotor luchtklep, 40Nm, 24V, sturing 0-10V | MD40A-24, Servomoteur pour Registre, 40Nm, 24V, 2-10V modulant
Schneider Electric | Schneider Electric | 01022021 |  | Schneider Electric |  | BM | 8770003000 |  |  | 278.42 |  | 1 |  | 1 | LF24SR, Servo regist.24V RP | LF24SR, Servo regist.24V RP |  | Actuator Damper LF24-SR | [18 empty] | 1 | 3606489659318 | 0 |  | 1516.4 | 28.7 | 12.5 | 10.7 | 3838.625 | [23 empty] | 4 | N | [12 empty] | FL3 | N7 | 8501109190 | [14 empty] | LF24SR, Servomotor luchtklep, 4Nm, 24V, sturing O/D, veer | LF24SR, Servomoteur pour Registre, 4Nm, 24V, modulant, ress. Rapp.
Schneider Electric | Schneider Electric | 01022021 |  | Schneider Electric |  | BM | 8800104000 |  |  | 148.11 |  | 1 |  | 1 | S2-FORTA, Eindloopcontact | S2-FORTA, contacts aux. Fin de Course |  | S2-Forta | [18 empty] | 1 | 7332552005015 | 0 |  | 100 | 0.1 | 0.1 | 0.1 | 0.001 | [23 empty] | 6 | N | [12 empty] | FL1 | N8 | 8501109190 | [14 empty] | S2-FORTA, Eindloopcontact | S2-FORTA, Contact auxiliaire de fin de course
Schneider Electric | Schneider Electric | 01022021 |  | Schneider Electric |  | BM | 8800109000 |  |  | 156.55 |  | 1 |  | 1 | ACC, Heater voor MG900 | ACC, Heater pour MG900 |  | FYH050 - FORTA YOKE HEATER | [18 empty] | 1 | 3606481819857 | 0 |  | 197.8 | 18.4 | 10.1 | 6 | 1115.04 | [23 empty] | 2 | Y | [12 empty] | FL1 | N8 | 8501109190 | [14 empty] | Spindelverwarming voor servomotor MG900 | Accessoire, Réchauffeur pour actionneur MG900 | [17 empty] | https://eref.se.com/be/nl/sis-tarif/product/8800109000 | https://eref.se.com/be/fr/sis-tarif/product/8800109000
Schneider Electric | Schneider Electric | 01022021 |  | Schneider Electric |  | BM | 8800110000 |  |  | 1183.17 |  | 1 |  | 1 | ACC, Heater voor V321 DN125-150 | ACC, Rechauf. tige V321 DN125-150 |  | STEM HEATER - V321 DN65-100 | [18 empty] | 1 | 3606481520449 | 0 |  | 1500 | 0.1 | 0.1 | 0.1 | 0.001 | [23 empty] | 15 | N | [12 empty] | FL3 | N7 | 8481109990 | [14 empty] | Spindelverwarming voor V321, van DN65 tot DN100 | Accessoire, Réchauffeur de tige pour V321, de DN65 à DN100
Schneider Electric | Schneider Electric | 01022021 |  | Schneider Electric |  | BM | 8800111000 |  |  | 1183.17 |  | 1 |  | 1 | ACC, Heater voor V321 DN65-100 | ACC, Rechauf. tige V321 DN65-100 |  | STEM HEATER - V321 DN125-150 | [18 empty] | 1 | 3606481520456 | 0 |  | 1500 | 0.1 | 0.1 | 0.1 | 0.001 | [23 empty] | 15 | N | [12 empty] | FL3 | N7 | 8481109990 | [14 empty] | Spindelverwarming voor V321, van DN125 tot DN150 | Accessoire, Réchauffeur de tige pour V321, de DN125 à DN150
Schneider Electric | Schneider Electric | 01022021 |  | Schneider Electric |  | BM | 8800113000 |  |  | 1471.85 |  | 1 |  | 1 | ACC, Heater voor V222/292 DN125-150 | ACC, Rechaf. Tige V222/292 DN125-150 |  | STEM HEATER V222/V292DN125-150 | [18 empty] | 1 | 3606489861506 | 0 |  | 1500 | 0.1 | 0.1 | 0.1 | 0.001 | [23 empty] | 15 | N | [12 empty] | FL3 | N7 | 8481109990 | [14 empty] | Spindelverwarming voor V222 en V292, van DN125 tot DN150 | Accessoire, Réchauffeur de tige pour V222 et V292, de DN125 à DN150
Schneider Electric | Schneider Electric | 01022021 |  | Schneider Electric |  | BM | 8800116000 |  |  | 124.16 |  | 1 |  | 1 | ACC, Linkage M800-HONEYWELL | ACC, Adapt. M800-HONEYWELL |  | FORTA-HONEYW ADAPTOR M6 & 1/4" | [18 empty] | 1 | 3606489779153 | 0 |  | 535 | 18.3 | 9.9 | 7 | 1268.19 | [23 empty] | 4 | N | [12 empty] | FL3 | N7 | 8481109990 | [14 empty] | Adapter Forta-Honeywell M6 en 6.25mm | Accessoire, Adaptateur FORTA-HONEYWELL M6 et 6.25mm
Schneider Electric | Schneider Electric | 01022021 |  | Schneider Electric |  | BM | 8800118000 |  |  | 70.81 |  | 1 |  | 1 | ACC, Linkage M800-LANDIS&GYR | ACC, Adapt. M800-LANDIS&GYR |  | Forta M800-Landis&Gyr adapter | [18 empty] | 1 | 3606489659325 | 0 |  | 88.4 | 8 | 2.8 | 2.8 | 62.72 | [23 empty] | 4 | N | [12 empty] | FL3 | N7 | 8481109990 | [14 empty] | Adapter Forta-Siemens | Accessoire, Adaptateur FORTA SIEMENS
Schneider Electric | Schneider Electric | 01022021 |  | Schneider Electric |  | BM | 8800124000 |  |  | 250.47 |  | 1 |  | 1 | ACC, Linkage: FORTA-SATCH L2SV | ACC, Linkage: FORTA-SATCH L2SV |  | LKFORTAL2SV LINKAGE2 FORTA-SATCHWELL L2S | [18 empty] | 1 | 3606489659332 | 0 |  | 1115.4 | 13.5 | 5 | 5 | 337.5 | [23 empty] | 2 | Y | [12 empty] | FL1 | N8 | 8481109990 | [14 empty] | Koppelingskit MG900 aan VZ- en MZ-ventielen | Accessoire, Couplage MG900 vers vannes L2SV
Schneider Electric | Schneider Electric | 01022021 |  | Schneider Electric |  | BM | 8800125000 |  |  | 129.6 |  | 1 |  | 1 | ACC, Linkage M800-DANFOSS | ACC, Adapt. M800-DANFOSS |  | Forta M800-Danfoss adapter | [18 empty] | 1 | 3606489659349 | 0 |  | 548.4 | 18.4 | 9.8 | 7.2 | 1298.304 | [23 empty] | 4 | N | [12 empty] | FL3 | N7 | 8481109990 | [14 empty] | Adapter Forta M800-Danfoss | Accessoire, Adaptateur FORTA M800-DANFOSS
Schneider Electric | Schneider Electric | 01022021 |  | Schneider Electric |  | BM | 8800126000 |  |  | 434.91 |  | 1 |  | 1 | ACC, Linkage M700-SATCH L7SV | ACC, Linkage M700-SATCH L7SV |  | LKM700L7SV LINKAGE M700-SATCHWELL L7SV | [18 empty] | 1 | 3606489659356 | 0 |  | 1135 | 14.5 | 5 | 5 | 362.5 | [23 empty] | 4 | N | [12 empty] | FL1 | N8 | 8481109990 | [14 empty] | Koppeling M700-Satchwell L7SV | Accessoire, Couplage M700-SATCHWELL L7SV
Schneider Electric | Schneider Electric | 01022021 |  | Schneider Electric |  | BM | 8800128000 |  |  | 54.99 |  | 1 |  | 1 | ACC, Linkage M400 - VSB, VMB, VSB | ACC, Linkage M400 - VSB, VMB, VSB |  | AG51 LINKAGEinkage - VSS, VBS, VBAA | [18 empty] | 1 | 3606481819864 | 0 |  | 528 | 0.1 | 0.1 | 0.1 | 0.001 | [23 empty] | 15 | N | [12 empty] | FL1 | N8 | 9032900090 | [14 empty] | Servo/M40 ventielkoppeling | Accessoire, Couplage M310/400/800/1500 vers vanne VSG/VMB16
Schneider Electric | Schneider Electric | 01022021 |  | Schneider Electric |  | BM | 8800129000 |  |  | 59.81 |  | 1 |  | 1 | ACC, Linkage AG52 - VSB, VMB, VSB | ACC, Linkage AG52 - VSB, VMB, VSB |  | AG52 linkage - VSB, VMB, VSB_F | [18 empty] | 1 | 3606489659363 | 0 |  | 63 | 17 | 13 | 2.5 | 552.5 | [23 empty] | 4 | N | [12 empty] | FL1 | N8 | 9032900090 | [14 empty] | Koppeling M30 x 1,5, DN15…100 | Accessoire, Couplage AG52 vers vanne VSG/VMB16
Schneider Electric | Schneider Electric | 01022021 |  | Schneider Electric |  | BM | 8800130000 |  |  | 124.09 |  | 1 |  | 1 | ACC, Linkage V321 DN65-100 | ACC, Adapt. V321 DN65-100 |  | ADAP.M16 FORTA,V321 DN65-100 | [18 empty] | 1 |  | 0 |  | 1000 | 0.1 | 0.1 | 0.1 | 0.001 | [23 empty] | 11 | N | [12 empty] | FL3 | N7 | 8481805100 | [14 empty] | Adapter V321 DN65…DN100 - Forta (servo M16 servomotor) | Accessoire, Adaptateur V321 DN65…DN100 - FORTA (convertit actionneur M16)
Schneider Electric | Schneider Electric | 01022021 |  | Schneider Electric |  | BM | 8800133000 |  |  | 114.22 |  | 1 |  | 1 | ACC, Linkage M10/M8 | ACC, Adapt. M10/M8 |  | M10 TO M8 FORTA ADAPTER | [18 empty] | 1 |  | 0 |  | 600 | 0.1 | 0.1 | 0.1 | 0.001 | [23 empty] | 15 | N | [12 empty] | FL3 | N7 | 8481109990 | [14 empty] | Adapter M10 naar M8 Forta | Accessoire, Adaptateur M10 VERS M8 FORTA
Schneider Electric | Schneider Electric | 01022021 |  | Schneider Electric |  | BM | 8800134000 |  |  | 111.99 |  | 1 |  | 1 | ACC, Linkage M16 HEX BUSH | ACC, Adapt. M16 HEX BUSH |  | M16 HEX BUSH | [18 empty] | 1 |  | 0 |  | 600 | 0.1 | 0.1 | 0.1 | 0.001 | [23 empty] | 15 | N | [12 empty] | FL3 | N7 | 8481109990 | [14 empty] | Adapter M16 Hex Bush | Accessoire, Adaptateur M16 HEX BUSH
Schneider Electric | Schneider Electric | 01022021 |  | Schneider Electric |  | BM | 8800135000 |  |  | 165.64 |  | 1 |  | 1 | ACC, Linkage OAB/TA | ACC, Adapt. OAB/TA |  | ADAP.OAB/TA+STEEM ADAPT UNF3/8 | [18 empty] | 1 |  | 0 |  | 350 | 0.1 | 0.1 | 0.1 | 0.001 | [23 empty] | 15 | N | [12 empty] | FL3 | N7 | 8481109990 | [14 empty] | Adapter OAB/TA + Adapter de tige UNF 3/8 | Accessoire, Adaptateur OAB/TA + Adaptateur de tige UNF 3/8
Schneider Electric | Schneider Electric | 01022021 |  | Schneider Electric |  | BM | 8800210030 |  |  | 483.29 |  | 1 |  | 1 | M310, Servo FORTA | M310, Servo FORTA |  | Actuator valve M310 | [18 empty] | 1 | 7332552013157 | 0 |  | 1897.4 | 25.5 | 18 | 13.2 | 6058.8 | [23 empty] | 4 | N | [12 empty] | FL1 | N8 | 8501109190 | [14 empty] | M310, Servomotor Forta, 24V, 3-punts/0-10V | M310, Servomotor Forta, 24V, 3-points/modulant
Schneider Electric | Schneider Electric | 01022021 |  | Schneider Electric |  | BM | 8800211030 |  |  | 541.08 |  | 1 |  | 1 | M310-S2, Servo FORTA, LS | M310-S2, Servo FORTA, FC |  | Actuator valve M310 S2 | [18 empty] | 1 | 7332552013164 | 0 |  | 1988 | 25.2 | 18.1 | 13.3 | 6066.396 | [23 empty] | 4 | N | [12 empty] | FL1 | N8 | 8501109190 | [14 empty] | M310-S2, Servomotor Forta, 24V, 3-punts/0-10V | M310-S2, Servomotor Forta, 24V, 3-punts/modulant
Schneider Electric | Schneider Electric | 01022021 |  | Schneider Electric |  | BM | 8800230030 |  |  | 335.12 |  | 1 |  | 1 | M400, Servo FORTA | M400, Servo FORTA |  | Actuator valve M400 | [18 empty] | 1 | 7332552013171 | 0 |  | 1893.4 | 25.6 | 18 | 13.6 | 6266.88 | [23 empty] | 2 | Y | [12 empty] | FL1 | N8 | 8501109190 | [14 empty] | M400, Servomotor Forta, 24V, 3-punts/0-10V | M400, Servomotor Forta, 24V, 3-punts/modulant
Schneider Electric | Schneider Electric | 01022021 |  | Schneider Electric |  | BM | 8800231030 |  |  | 411.84 |  | 1 |  | 1 | M400-S2, Servo FORTA, LS | M400-S2, Servo FORTA, FC |  | Actuator valve M400 S2 | [18 empty] | 1 | 7332552013188 | 0 |  | 1928.8 | 25.5 | 17.8 | 13 | 5900.7 | [23 empty] | 2 | Y | [12 empty] | FL1 | N8 | 8501109190 | [14 empty] | M400-S2, Servomotor Forta, 24V, 3-punts/0-10V, eindeloopcontact | M400-S2, Servomotor Forta, 24V, 3-punts/modulant, contacts fin de course
Schneider Electric | Schneider Electric | 01022021 |  | Schneider Electric |  | BM | 8800252000 |  |  | 16.34 |  | 1 |  | 1 | ACC, Linkage DN15-V298 | ACC, Adapt. DN15-V298 |  | Adapter DN15-V298 | [18 empty] | 1 | 3606480935527 | 0 |  | 28.8 | 11 | 7.4 | 1.3 | 105.82 | [23 empty] | 4 | N | [12 empty] | FL3 | N7 | 8481109990 | [14 empty] | Adapter voor ventiel V298, DN15 | Accessoire, Adaptateur pour vanne V298, DN15
Schneider Electric | Schneider Electric | 01022021 |  | Schneider Electric |  | BM | 8800253000 |  |  | 48.65 |  | 1 |  | 1 | ACC, Linkage DN15-V2XX/V3XX | ACC, Adapt.DN15-V2XX/V3XX |  | Adapter DN15-V2XX/V3XX | [18 empty] | 1 | 3606480935534 | 0 |  | 132 | 7 | 5.5 | 2.5 | 96.25 | [23 empty] | 4 | N | [12 empty] | FL3 | N7 | 8481109990 | [14 empty] | Adapter voor ventiel V282/294/384/386/394, DN15 | Accessoire, Adaptateur pour vanne TAC DN15-V282/294/384/386/394
Schneider Electric | Schneider Electric | 01022021 |  | Schneider Electric |  | BM | 8800310030 |  |  | 492.95 |  | 1 |  | 1 | M800, Servo FORTA | M800, Servo FORTA |  | Actuator valve M800 | [18 empty] | 1 | 7332552013195 | 0 |  | 1890.6 | 25.5 | 17.8 | 13.2 | 5991.48 | [23 empty] | 2 | Y | [12 empty] | FL1 | N8 | 8501109190 | [14 empty] | M800, Servomotor Forta, 24V, 3-punts/0-10V | M800, Servomotor Forta
Schneider Electric | Schneider Electric | 01022021 |  | Schneider Electric |  | BM | 8800311030 |  |  | 553.13 |  | 1 |  | 1 | M800-S2, Servo FORTA, LS | M800-S2, Servo FORTA, FC |  | Actuator valve M800 S2 | [18 empty] | 1 | 7332552013201 | 0 |  | 1921.8 | 25.5 | 17.8 | 13.1 | 5946.09 | [23 empty] | 2 | Y | [12 empty] | FL1 | N8 | 8501109190 | [14 empty] | M800-S2, Servomotor Forta, 24V, 3-punts/0-10V, eindeloopcontact | M800-S2, Servomotor Forta, 24V, 3 points/modultant, contacts fin de course
Schneider Electric | Schneider Electric | 01022021 |  | Schneider Electric |  | BM | 8800430000 |  |  | 689.66 |  | 1 |  | 1 | M700-SRSU, Servo FORTA | M700-SRSU, Servo FORTA |  | Actuator valve M700-SRSU | [18 empty] | 1 | 3606489659370 | 0 |  | 4890.8 | 30.1 | 22.5 | 21.9 | 14831.775 | [23 empty] | 4 | N | [12 empty] | FL1 | N8 | 8501109190 | [14 empty] | M700-SRSU, Servomotor Forta, 24V, 3-punts/0-10V, veer omhoog | M700-SRSU, Servomotor Forta, 24V, 3 Pts/modulant, ress. Rappel haut
Schneider Electric | Schneider Electric | 01022021 |  | Schneider Electric |  | BM | 8800431000 |  |  | 750.2 |  | 1 |  | 1 | M700-S2-SRSU, Servo FORTA, LS | M700-S2-SRSU, Servo FORTA, FC |  | Actuator valve M700-S2-SRSU | [18 empty] | 1 | 3606489659387 | 0 |  | 4900 | 31.5 | 22.3 | 23 | 16156.35 | [23 empty] | 4 | N | [12 empty] | FL1 | N8 | 8501109190 | [14 empty] | M700-S2-SRSU, Servomotor Forta, 24V, 3 Pts/0-10V, veer omhoog, eind. contact | M700-S2-SRSU, Servomoteur FORTA, 24V, 3 Pts/mod., ress. Rapp. haut, FC
Schneider Electric | Schneider Electric | 01022021 |  | Schneider Electric |  | BM | 8800440000 |  |  | 680.77 |  | 1 |  | 1 | M700-SRSD, Servo FORTA | M700-SRSD, Servo FORTA |  | Actuator valve M700-SRSD | [18 empty] | 1 | 3606489659394 | 0 |  | 4903 | 31 | 22.5 | 22.5 | 15693.75 | [23 empty] | 4 | N | [12 empty] | FL1 | N8 | 8501109190 | [14 empty] | M700-SRSD, Servomotor Forta, 24V, 3-putns/0-10V, veer omlaag | M700-SRSD, Servomotor Forta, 24V, 3 Pts/mod., ress. Rapp. Bas
Schneider Electric | Schneider Electric | 01022021 |  | Schneider Electric |  | BM | 8800441000 |  |  | 751.2 |  | 1 |  | 1 | M700-S2-SRSD, Servo FORTA, LS | M700-S2-SRSD, Servo FORTA, FC |  | Actuator valve M700-S2-SRSD | [18 empty] | 1 | 3606489659400 | 0 |  | 4938.8 | 31.5 | 23 | 21.7 | 15721.65 | [23 empty] | 4 | N | [12 empty] | FL1 | N8 | 8501109190 | [14 empty] | M700-S2-SRSD, Servomotor Forta, 24V, 3 Pts/0-10V, veer omlaag, eind. contact | M700-S2-SRSD, Servomotor Forta, 24V, 3 Pts/0-10V, ress. Rapp. bas, FC
Schneider Electric | Schneider Electric | 01022021 |  | Schneider Electric |  | BM | 8800450000 |  |  | 663.53 |  | 1 |  | 1 | M1500,Servo FORTA | M1500,Servo FORTA |  | ACTUATOR VALVE M1500 | [18 empty] | 1 | 7332552013218 | 0 |  | 1895.2 | 25.5 | 18 | 13.1 | 6012.9 | [23 empty] | 4 | N | [12 empty] | FL1 | N8 | 8501109190 | [14 empty] | M1500, Servomotor Forta, 24V, 3-punts/0-10V | M1500, Servomotor Forta, 24V, 3 Pts/ modulant | [17 empty] | https://eref.se.com/be/nl/sis-tarif/product/8800450000 | https://eref.se.com/be/fr/sis-tarif/product/8800450000
Schneider Electric | Schneider Electric | 01022021 |  | Schneider Electric |  | BM | 8800451000 |  |  | 732.17 |  | 1 |  | 1 | M1500-S2, Servo FORTA, LS | M1500-S2, Servo FORTA, FC |  | M1500S2 ACTUATOR VALVE M1500-S2 | [18 empty] | 1 | 7332552013225 | 0 |  | 1923.4 | 25.5 | 17.8 | 13.4 | 6082.26 | [23 empty] | 4 | N | [12 empty] | FL1 | N8 | 8501109190 | [14 empty] | M1500-S2, Servomotor Forta, 24V, 3-punts/0-10V, eindeloopcontact | M1500-S2, Servomotor Forta, 24V, 3 Pts/modulant, FC
Schneider Electric | Schneider Electric | 01022021 |  | Schneider Electric |  | BM | 8800460000 |  |  | 798.96 |  | 1 |  | 1 | MV15B-230, Servo FORTA , 3 Pts | MV15B-230, Servo FORTA , 3 Pts |  | Actuator valve MV15B-230 | [18 empty] | 1 | 3606489659417 | 0 |  | 3846 | 30.7 | 22.6 | 22.7 | 15749.714 | [23 empty] | 4 | N | [12 empty] | FL1 | N8 | 8481109990 | [14 empty] | MV15B-230, Servomotor Forta, 1500N, 230V, sturing 3-punts | MV15B-230, Servomoteur pour vanne, 230V, 3 Pts
Schneider Electric | Schneider Electric | 01022021 |  | Schneider Electric |  | BM | 8800462000 |  |  | 778.72 |  | 1 |  | 1 | MV15B-24, Servo FORTA, 3 Pts | MV15B-24, Servo FORTA, 3 Pts |  | MV15B24 ACTUATOR VALVE MV15B-24 | [18 empty] | 1 | 3606489659424 | 0 |  | 3838.4 | 31.2 | 22.5 | 22.8 | 16005.6 | [23 empty] | 4 | N | [12 empty] | FL1 | N8 | 8481109990 | [14 empty] | MV15B-24, Servomotor Forta, 1500N, 24V, sturing 3-punts | MV15B-24, Servomoteur pour vanne, 24V, 3 Pts
Schneider Electric | Schneider Electric | 01022021 |  | Schneider Electric |  | BM | 8800469000 |  |  | 124.84 |  | 1 |  | 1 | S2-MV15B, contacts aux. | S2-MV15B, contacts aux. |  | SWITCHS2MV15B SWITCH S2-MV15B | [18 empty] | 1 | 3606489659431 | 0 |  | 158.4 | 18.4 | 9.9 | 7.1 | 1293.336 | [23 empty] | 4 | N | [12 empty] | FL1 | N8 | 8481109990 | [14 empty] | S2-MV15B, Eindeloopcontacten voor servomotor MV15B | S2-MV15B, Contacts auxilliaires S2 pour servomoteur MV15B
Schneider Electric | Schneider Electric | 01022021 |  | Schneider Electric |  | BM | 8800500000 |  |  | 1253.18 |  | 1 |  | 1 | M3000, Servo FORTA | M3000, Servo FORTA |  | M3000 FORTA ACTUATOR | [18 empty] | 1 | 3606489659448 | 0 |  | 3741.1 | 31 | 22.5 | 22.5 | 15693.75 | [23 empty] | 4 | N | [12 empty] | FL1 | N8 | 8501109190 | [14 empty] | M3000, Servomotor Forta, 24V, 3-punts/0-10V | M3000, Servomotor Forta, 24V, 3 Pts/modulant
Schneider Electric | Schneider Electric | 01022021 |  | Schneider Electric |  | BM | 8800510000 |  |  | 1346.59 |  | 1 |  | 1 | M3000-S2, Servo FORTA, LS | M3000-S2, Servo FORTA, FC |  | M3000-S2 FORTA ACTUATOR | [18 empty] | 1 | 3606489659455 | 0 |  | 3788.4 | 31.5 | 22.7 | 22.7 | 16231.635 | [23 empty] | 4 | N | [12 empty] | FL1 | N8 | 8501109190 | [14 empty] | M3000-S2, Servomotor Forta, 24V, 3-punts/0-10V, eindeloopcontact | M3000-S2, Servomotor Forta, 24V, 3 Pts/modulant, contacts fin de course
Schneider Electric | Schneider Electric | 01022021 |  | Schneider Electric |  | BM | 8800650000 |  |  | 540.9 |  | 1 |  | 1 | M800-L2SV, Servo Forta+adapt. | M800-L2SV, Servo Forta+adapt |  | ActuatorSatch.valve M800+L2SV | [18 empty] | 1 | 7332552013270 | 0 |  | 3007.8 | 25.5 | 17.8 | 13.2 | 5991.48 | [23 empty] | 5 | N | [12 empty] | FL1 | N8 | 8501109190 | [14 empty] | M800-L2SV, Servo Forta+adapt., 24V, 3-punts/0-10V | M800-L2SV, Servo Forta+adapt, 24V, 3 Pts/modulant
Schneider Electric | Schneider Electric | 01022021 |  | Schneider Electric |  | BM | 8900104000 |  |  | 1823.01 |  | 1 |  | 1 | M22A-24V, Servo V222/292/321,mod. | M22A-24V, Servo V222/292/321,mod. |  | Actuator valve M22A-24V | [18 empty] | 1 | 3606480935541 | 0 |  | 7750 | 60 | 40.5 | 21 | 51030 | [23 empty] | 4 | N | [12 empty] | FL3 | N7 | 8501109190 | [14 empty] | M22A-24V, Servomotor voor V222/292/321, 2200N, 24V, sturing 0-10V | M22A-24V, Servomoteur pour vanne V222/292/321, 2200N, 24V, modulant
Schneider Electric | Schneider Electric | 01022021 |  | Schneider Electric |  | BM | 8900106000 |  |  | 1312.47 |  | 1 |  | 1 | M22B-24V, Servo V222/292/321, 3 Pts | M22B-24V, Servo V222/292/321, 3 Pts |  | Actuator valve M22B-24V | [18 empty] | 1 | 3606480935558 | 0 |  | 7350 | 0.1 | 0.1 | 0.1 | 0.001 | [23 empty] | 14 | N | [12 empty] | FL3 | N7 | 8501109190 | [14 empty] | M22B-24V, Servomotor voor V222/292/321, 2200N, 24V, sturing 3-punts | M22B-24V, Servomoteur pour vanne V222/292/321, 2200N, 24V, 3 Pts
Schneider Electric | Schneider Electric | 01022021 |  | Schneider Electric |  | BM | 8900108000 |  |  | 1416.65 |  | 1 |  | 1 | M22B-24V-S2, Servo V222/292/321, 3 Pts | M22B-24V-S2, Servo V222/292/321, 3 Pts |  | Actuator valve M22B-24V-S2 | [18 empty] | 1 |  | 0 |  | 5400 | 0.1 | 0.1 | 0.1 | 0.001 | [23 empty] | 14 | N | [12 empty] | FL3 | N7 | 8501109190 | [14 empty] | M22B-24V-S2, Servomotor voor V222/292/321, 2200N, 24V, 3 Pts, eindeloopcontact | M22B-24V-S2, Servomoteur pour vanne V222/292/321, 2200N, 24V , 3 Pts, FC
Schneider Electric | Schneider Electric | 01022021 |  | Schneider Electric |  | BM | 8900110000 |  |  | 1114.88 |  | 1 |  | 1 | M22B-230V, Servo V222/292/321, 3 Pts | M22B-230V, Servo V222/292/321, 3 Pts |  | Actuator valve M22B-230V | [18 empty] | 1 | 3606480935572 | 0 |  | 7780 | 60.5 | 41 | 22 | 54571 | [23 empty] | 4 | N | [12 empty] | FL3 | N7 | 8501109190 | [14 empty] | M22B-230V, Servomotor voor V222/292/321, 2200N, 230V, sturing 3-punts | M22B-230V-S2, Servomoteur pour vanne V222/292/321, 2200N, 230V , 3 Pts
Schneider Electric | Schneider Electric | 01022021 |  | Schneider Electric |  | BM | 8900112000 |  |  | 1219.08 |  | 1 |  | 1 | M22B-230V-S2, Servo V222/292/321, 3 Pts | M22B-230V-S2, Servo V222/292/321, 3 Pts |  | Actuator valve M22B-230V-S2 | [18 empty] | 1 | 3606480935589 | 0 |  | 6750 | 0.1 | 0.1 | 0.1 | 0.001 | [23 empty] | 14 | N | [12 empty] | FL3 | N7 | 8501109190 | [14 empty] | M22B-230V-S2, Servomotor voor V222/292/321, 2200N, 230V, 3 Pts, eindeloopcontact | M22B-230V-S2, Servomoteur pour vanne V222/292/321, 2200N, 230V , 3 Pts, FC
Schneider Electric | Schneider Electric | 01022021 |  | Schneider Electric |  | BM | 8900204000 |  |  | 2874.81 |  | 1 |  | 1 | M50A-24V, servo V222/292/321, mod. | M50A-24V, servo V222/292/321, mod. |  | Actuator valve M50A-24V | [18 empty] | 1 |  | 0 |  | 8035 | 60 | 40.5 | 21 | 51030 | [23 empty] | 4 | N | [12 empty] | FL3 | N7 | 8501109190 | [14 empty] | M50A-24V, Servomotor voor V222/292/321, 5000N, 24V, sturing 0-10V | M50A-24V, Servomoteur pour vanne V222/292/321, 5000N, 24V, modulant
Schneider Electric | Schneider Electric | 01022021 |  | Schneider Electric |  | BM | 8900206000 |  |  | 2364.25 |  | 1 |  | 1 | M50B-24V, Servo V222/292/321, 3 Pts | M50B-24V, Servo V222/292/321, 3 Pts |  | Actuator valve M50B-24V | [18 empty] | 1 | 3606480935602 | 0 |  | 8850 | 0.1 | 0.1 | 0.1 | 0.001 | [23 empty] | 14 | N | [12 empty] | FL3 | N7 | 8501109190 | [14 empty] | M50B-24V, Servomotor voor V222/292/321, 5000N, 24V, sturing 3-punts | M50B-24V, Servomoteur pour vanne V222/292/321, 5000N, 24V, 3 Pts
Schneider Electric | Schneider Electric | 01022021 |  | Schneider Electric |  | BM | 8900208000 |  |  | 2533.06 |  | 1 |  | 1 | M50B-24V-S2, Servo V222/292/321, 3 Pts | M50B-24V-S2, Servo V222/292/321, 3 Pts |  | Actuator valve M50B-24V-S2 | [18 empty] | 1 |  | 0 |  | 6000 | 0.1 | 0.1 | 0.1 | 0.001 | [23 empty] | 14 | N | [12 empty] | FL3 | N7 | 8501109190 | [14 empty] | M50B-24V-S2, Servomotor voor V222/292/321, 5000N, 24V, sturing 3-punts, LS | M50B-24V-S2, Servomoteur pour vanne V222/292/321, 5000N, 24V, 3 Pts, FC
Schneider Electric | Schneider Electric | 01022021 |  | Schneider Electric |  | BM | 8900210000 |  |  | 1902.35 |  | 1 |  | 1 | M50B-230V, Servo V222/292/321, 3 Pts | M50B-230V, Servo V222/292/321, 3 Pts |  | Actuator valve M50B-230V | [18 empty] | 1 | 3606480935626 | 0 |  | 7500 | 0.1 | 0.1 | 0.1 | 0.001 | [23 empty] | 14 | N | [12 empty] | FL3 | N7 | 8501109190 | [14 empty] | M50B-230V, Servomotor voor V222/292/321, 5000N, 230V, sturing 3-punts | M50B-230V, Servomoteur pour vanne V222/292/321, 5000N, 230V, 3 Pts
Schneider Electric | Schneider Electric | 01022021 |  | Schneider Electric |  | BM | 9112070000 |  |  | 91.78 |  | 1 |  | 1 | ACC, Linkage Servo/VZX1 | ACC, Adapt. Servo/VZX1 |  | Adapter kit MZ Act.-VZx1Valve | [18 empty] | 1 | 7332552005060 | 0 |  | 140 | 18 | 11.3 | 4 | 813.6 | [23 empty] | 4 | N | [12 empty] | FL3 | N7 | 8481109990 | [14 empty] | Aanpassingskit Servomotor / ventiel VZX1 | Accessoire, Kit d'adaptation Servomoteur pour / vanne VZX1
Schneider Electric | Schneider Electric | 01022021 |  | Schneider Electric |  | BM | 9112072000 |  |  | 64.4 |  | 1 |  | 1 | ACC, Linkage MZ09-MARKARYD | ACC, Adapt. MZ09-MARKARYD |  | Adapter kit MZ09-Markaryd MMA | [18 empty] | 1 |  | 0 |  | 55 | 3.2 | 3.2 | 3.5 | 35.84 | [23 empty] | 4 | N | [12 empty] | FL3 | N7 | 8481109990 | [14 empty] | Aanpassingskit MZ09-MARKARYD MMA | Accessoire, Kit d'adaptation MZ09-MARKARYD MMA
Schneider Electric | Schneider Electric | 01022021 |  | Schneider Electric |  | BM | 9112074000 |  |  | 10.72 |  | 1 |  | 1 | ACC, Linkage MZ09L/09B-DANFOSS | ACC, Adapt. MZ09L/09B-DANFOSS |  | Adapter kit MZ09-Danfoss RAVL | [18 empty] | 1 | 3606481515520 | 0 |  | 10 | 10 | 8 | 1 | 80 | [23 empty] | 4 | N | [12 empty] | FL3 | N7 | 8481109990 | [14 empty] | Koppelingskit voor ventiel DANFOSS RAVL MZ09L ET MZ09B | Accessoire, Kit d'accouplement pour vanne DANFOSS RAVL MZ09L ET MZ09B
Schneider Electric | Schneider Electric | 01022021 |  | Schneider Electric |  | BM | 9112075000 |  |  | 11.13 |  | 1 |  | 1 | ACC, Linkage MZ09L/09B-DANFOSS | ACC, Adapt. MZ09L/09B-DANFOSS |  | Adapter kit MZ09-Danfoss RA | [18 empty] | 1 | 4029289033321 | 0 |  | 28.2 | 3 | 3 | 2.5 | 22.5 | [23 empty] | 4 | N | [12 empty] | FL3 | N7 | 8481109990 | [14 empty] | Koppelingskit voor ventiel DANFOSS MOT. MZ09L - MZ09B | Accessoire, Kit d'accouplement pour vanne DANFOSS MOT. MZ09L - MZ09B
Schneider Electric | Schneider Electric | 01022021 |  | Schneider Electric |  | BM | 9112076000 |  |  | 13.15 |  | 1 |  | 1 | ACC, Solderkop. VZX2 DN15 | ACC, Con. à souder VZX2 DN15 |  | Connection solder VZx2 DN15 | [18 empty] | 1 | 4019837020347 | 0 |  | 38.8 | 4 | 2.5 | 1.8 | 18 | [23 empty] | 2 | Y | [12 empty] | FL1 | N8 | 8481109990 | [14 empty] | Soldeerkoppeling VZX2 DN15 | Accessoire, Connection à souder VZX2 DN15
Schneider Electric | Schneider Electric | 01022021 |  | Schneider Electric |  | BM | 9112077000 |  |  | 12.82 |  | 1 |  | 1 | ACC, Solderkop. VZX2 DN20 | ACC, Con. à Souder VZX2 DN20 |  | Connection solder VZx2 DN20 | [18 empty] | 1 | 3606489659615 | 0 |  | 65.8 | 5.5 | 3.5 | 2.5 | 48.125 | [23 empty] | 4 | N | [12 empty] | FL1 | N8 | 8481109990 | [14 empty] | Soldeerkoppeling VZX2 DN20 | Accessoire, Connection à souder VZX2 DN20
Schneider Electric | Schneider Electric | 01022021 |  | Schneider Electric |  | BM | 9112078000 |  |  | 13.15 |  | 1 |  | 1 | ACC, Draadkop. VZ DN15 | ACC, Racc. Fil. VZ DN15 |  | Connection thread VZx2 DN15 | [18 empty] | 1 | 4019837061807 | 0 |  | 44.2 | 2.7 | 2.5 | 2.3 | 15.525 | [23 empty] | 4 | N | [12 empty] | FL1 | N8 | 8481109990 | [14 empty] | Draadkoppeling VZ22/32 DN15 | Accessoire, Raccordement filleté pour vanne VZ22/32 DN15
Schneider Electric | Schneider Electric | 01022021 |  | Schneider Electric |  | BM | 9112078010 |  |  | 82.93 |  | 1 |  | 1 | ACC, Adapt. G1/2 R3/8 (10PC) | ACC, Con. G1/2 R3/8 (10PC) |  | CONN. G1/2 TO R3/8 10 PC PACK | [18 empty] | 1 | 3606481980410 | 0 |  | 443.2 | 12 | 9.5 | 8.1 | 923.4 | [23 empty] | 4 | N | [12 empty] | FL1 | N8 | 3917400099 | [14 empty] | Adapter G 1/2 - R 3/8 (10stuks) | Accessoire, Adaptateur G 1/2 - R 3/8 (10PC)
Schneider Electric | Schneider Electric | 01022021 |  | Schneider Electric |  | BM | 9112079000 |  |  | 12.82 |  | 1 |  | 1 | ACC, Draadkop. VZ DN20 | ACC, Racc. Fil. VZ DN20 |  | Connection thread VZx2 DN20 | [18 empty] | 1 | 4019837061814 | 0 |  | 75.6 | 6.2 | 3 | 2.4 | 44.64 | [23 empty] | 4 | N | [12 empty] | FL1 | N8 | 8481109990 | [14 empty] | Draadkoppeling VZ22/32, DN20 | Accessoire, Raccordement filleté pour vanne VZ22/32, DN20
Schneider Electric | Schneider Electric | 01022021 |  | Schneider Electric |  | BM | 9112079010 |  |  | 89.7 |  | 1 |  | 1 | ACC, Adapt. G3/4 R3/8 (10PC) | ACC, Con. G3/4 R3/8 (10PC) |  | CONN. G3/4 TO R1/2 10 PC PACK | [18 empty] | 1 | 3606489659622 | 0 |  | 719.2 | 11.9 | 9.2 | 8.3 | 908.684 | [23 empty] | 4 | N | [12 empty] | FL1 | N8 | 3917400099 | [14 empty] | Adapter G 3/4 - R 3/8 (10stuks) | Accessoire, Adaptateur G 3/4 - R 3/8 (10PC)
Schneider Electric | Schneider Electric | 01022021 |  | Schneider Electric |  | BM | 9112080000 |  |  | 20.93 |  | 1 |  | 1 | ACC, Adapt. Flat-Conex VZ-DN15 | ACC, Adapt. Flat-Conex VZ-DN15 |  | VALVE ADAPTER FLAT-CONEX VZ-DN15 | [18 empty] | 1 | 3606489659639 | 0 |  | 60 | 2.6 | 2.6 | 3.5 | 23.66 | [23 empty] | 4 | N | [12 empty] | FL1 | N8 | 8481109990 | [14 empty] | Adapter FLAT-CONEX, VZ-DN15 | Accessoire, Adaptateur FLAT-CONEX, VZ-DN15
Schneider Electric | Schneider Electric | 01022021 |  | Schneider Electric |  | BM | 9112081000 |  |  | 25.65 |  | 1 |  | 1 | ACC, Adapt. Flat-Conex VZ-DN20 | ACC, Adapt. Flat-Conex VZ-DN20 |  | VALVE ADAPTER FLAT-CONEX VZ-DN20 | [18 empty] | 1 | 3606489659646 | 0 |  | 174.8 | 3.6 | 3.7 | 4.5 | 59.94 | [23 empty] | 4 | N | [12 empty] | FL1 | N8 | 8481109990 | [14 empty] | Adapter FLAT-CONEX, VZ-DN20 | Accessoire, Adaptateur FLAT-CONEX, VZ-DN20
Schneider Electric | Schneider Electric | 01022021 |  | Schneider Electric |  | BM | 9112082000 |  |  | 35.97 |  | 1 |  | 1 | ACC, 15mm knelkoppeling (10st) | ACC, 15mm Écrou et Bague (10PC) |  | 15MM NUT AND OLIVE 10PC PACK | [18 empty] | 1 | 3606489659653 | 0 |  | 275 | 12 | 9.5 | 8 | 912 | [23 empty] | 4 | N | [12 empty] | FL1 | N8 | 3917400099 | [14 empty] | Knelkoppeling, diameter 15 mm (per 10 st.) | Accessoire, Ecrou et bague, diamètre 15 mm (par 10 pièces)
Schneider Electric | Schneider Electric | 01022021 |  | Schneider Electric |  | BM | 9112083000 |  |  | 51.19 |  | 1 |  | 1 | ACC, 22mm knelkoppeling (10st) | ACC, 22mm Écrou et Bague (10PC) |  | 22MM NUT AND OLIVE 10PC PACK | [18 empty] | 1 | 3606489659660 | 0 |  | 485 | 12 | 9.5 | 8 | 912 | [23 empty] | 15 | N | [12 empty] | FL1 | N8 | 3917400099 | [14 empty] | Knelkoppeling, diameter 20 mm (per 10 st.) | Accessoire, Ecrou et bague, diamètre 20 mm (par 10 pièces)
Schneider Electric | Schneider Electric | 01022021 |  | Schneider Electric |  | BM | 9112100015 |  |  | 18.22 |  | 1 |  | 1 | Sdt shroefver. voor kraan DN15 | Racc. Sdt visser pour vanne DN15 |  | Connection std.set thread DN15 | [18 empty] | 1 | 7332552005084 | 0 |  | 128.4 | 4.5 | 3.8 | 3 | 51.3 | [23 empty] | 2 | Y | [12 empty] | FL1 | N8 | 8481109990 | [14 empty] | Draadkoppeling voor V241/341, DN15 | Raccord standard à visser pour vanne V241-V341, DN15
Schneider Electric | Schneider Electric | 01022021 |  | Schneider Electric |  | BM | 9112100020 |  |  | 19.47 |  | 1 |  | 1 | Sdt shroefver. voor kraan DN20 | Racc. Sdt visser pour vanne DN20 |  | Connection std.set thread DN20 | [18 empty] | 1 | 7332552005091 | 0 |  | 176.2 | 5 | 4.7 | 2.4 | 56.4 | [23 empty] | 2 | Y | [12 empty] | FL1 | N8 | 8481109990 | [14 empty] | Draadkoppeling voor V241/341, DN20 | Raccord standard à visser pour vanne V241-V341, DN20
Schneider Electric | Schneider Electric | 01022021 |  | Schneider Electric |  | BM | 9112100025 |  |  | 21.19 |  | 1 |  | 1 | Sdt shroefver. voor kraan DN25 | Racc. Sdt visser pour vanne DN25 |  | Connection std.set thread DN25 | [18 empty] | 1 | 7332552005107 | 0 |  | 248 | 6 | 5.5 | 2.8 | 92.4 | [23 empty] | 2 | Y | [12 empty] | FL1 | N8 | 8481109990 | [14 empty] | Draadkoppeling voor V241/341, DN25 | Raccord standard à visser pour vanne V241-V341, DN25
Schneider Electric | Schneider Electric | 01022021 |  | Schneider Electric |  | BM | 9112100032 |  |  | 28.13 |  | 1 |  | 1 | Sdt shroefver. voor kraan DN32 | Racc. Sdt visser pour vanne DN32 |  | Connection std.set thread DN32 | [18 empty] | 1 | 7332552005114 | 0 |  | 404.4 | 7.4 | 6.8 | 3.3 | 166.056 | [23 empty] | 2 | Y | [12 empty] | FL1 | N8 | 8481109990 | [14 empty] | Draadkoppeling voor V241/341, DN32 | Raccord standard à visser pour vanne V241-V341, DN32
Schneider Electric | Schneider Electric | 01022021 |  | Schneider Electric |  | BM | 9112100040 |  |  | 34.59 |  | 1 |  | 1 | Sdt shroefver. voor kraan DN40 | Racc. Sdt visser pour vanne DN40 |  | Connection std.set thread DN40 | [18 empty] | 1 | 7332552005121 | 0 |  | 524 | 8.7 | 8.5 | 4.5 | 332.775 | [23 empty] | 2 | Y | [12 empty] | FL1 | N8 | 8481109990 | [14 empty] | Draadkoppeling voor V241/341, DN40 | Raccord standard à visser pour vanne V241-V341, DN40
Schneider Electric | Schneider Electric | 01022021 |  | Schneider Electric |  | BM | 9112100050 |  |  | 46.64 |  | 1 |  | 1 | Sdt shroefver. voor kraan DN50 | Racc. Sdt visser pour vanne DN50 |  | Connection std.set thread DN50 | [18 empty] | 1 | 7332552005138 | 0 |  | 737.2 | 12 | 9 | 3.8 | 410.4 | [23 empty] | 2 | Y | [12 empty] | FL1 | N8 | 8481109990 | [14 empty] | Draadkoppeling voorV241/341, DN50 | Raccord standard à visser pour vanne V241-V341, DN50
Schneider Electric | Schneider Electric | 01022021 |  | Schneider Electric |  | BM | 9112101015 |  |  | 26.08 |  | 1 |  | 1 | Sdt sold. verb. voor V241/341 DN15 | Racc. Sdt souder pour V241/341 DN15 |  | Connection std.set solder DN15 | [18 empty] | 1 | 7332552005145 | 0 |  | 135.4 | 9.5 | 4.4 | 4.4 | 183.92 | [23 empty] | 4 | N | [12 empty] | FL1 | N8 | 8481109990 | [14 empty] | Soldeerkoppeling voor V241/341, DN15 | Raccord standard à souder pour vanne V241-V341, DN15
Schneider Electric | Schneider Electric | 01022021 |  | Schneider Electric |  | BM | 9112101020 |  |  | 30.7 |  | 1 |  | 1 | Sdt sold. verb. voor kraan DN20 | Racc. Sdt souder pour Vanne DN20 |  | Connection std.set solder DN20 | [18 empty] | 1 | 7332552005152 | 0 |  | 174 | 11 | 6.5 | 3.2 | 228.8 | [23 empty] | 2 | Y | [12 empty] | FL1 | N8 | 8481109990 | [14 empty] | Soldeerkoppeling voor V241/341, DN20 | Raccord standard à souder pour vanne V241-V341, DN20
Schneider Electric | Schneider Electric | 01022021 |  | Schneider Electric |  | BM | 9112101025 |  |  | 34.9 |  | 1 |  | 1 | Sdt sold. verb. voor kraan DN25 | Racc. Sdt souder pour Vanne DN25 |  | Connection std.set solder DN25 | [18 empty] | 1 | 7332552005169 | 0 |  | 260.4 | 6 | 5.8 | 3 | 104.4 | [23 empty] | 4 | N | [12 empty] | FL1 | N8 | 8481109990 | [14 empty] | Soldeerkoppeling voor V241/341, DN25 | Raccord standard à souder pour vanne V241-V341, DN25
Schneider Electric | Schneider Electric | 01022021 |  | Schneider Electric |  | BM | 9112101032 |  |  | 54.22 |  | 1 |  | 1 | Sdt sold. verb. voor kraan DN32 | Racc. Sdt souder pour Vanne DN32 |  | Connection std.set solder DN32 | [18 empty] | 1 | 7332552005176 | 0 |  | 437.4 | 7.5 | 6.7 | 3.3 | 165.825 | [23 empty] | 4 | N | [12 empty] | FL1 | N8 | 8481109990 | [14 empty] | Soldeerkoppeling voor V241/341, DN32 | Raccord standard à souder pour vanne V241-V341, DN32
Schneider Electric | Schneider Electric | 01022021 |  | Schneider Electric |  | BM | 9112101040 |  |  | 73.08 |  | 1 |  | 1 | Sdt sold. verb. voor kraan DN40 | Racc. Sdt souder pour Vanne DN40 |  | Connection std.set solder DN40 | [18 empty] | 1 | 7332552005183 | 0 |  | 527 | 8.5 | 8.5 | 4.5 | 325.125 | [23 empty] | 4 | N | [12 empty] | FL1 | N8 | 8481109990 | [14 empty] | Soldeerkoppeling voor V241/341, DN40 | Raccord standard à souder pour vanne V241-V341, DN40
Schneider Electric | Schneider Electric | 01022021 |  | Schneider Electric |  | BM | 9112101050 |  |  | 109.05 |  | 1 |  | 1 | Sdt sold. verb. voor kraan DN50 | Racc. Sdt souder pour Vanne DN50 |  | Connection std.set solder DN50 | [18 empty] | 1 | 7332552005190 | 0 |  | 851 | 13 | 9.5 | 7.2 | 889.2 | [23 empty] | 4 | N | [12 empty] | FL1 | N8 | 8481109990 | [14 empty] | Soldeerkoppeling voor V241/341, DN50 | Raccord standard à souder pour vanne V241-V341, DN50
Schneider Electric | Schneider Electric | 01022021 |  | Schneider Electric |  | BM | 9112102015 |  |  | 20.18 |  | 1 |  | 1 | Sdt sold. verb. voor V241/341 DN15 | Racc. Sdt souder pour V241/341 DN15 |  | Connection std.set weld DN15 | [18 empty] | 1 | 7332552005206 | 0 |  | 168.8 | 4.3 | 4 | 4.5 | 77.4 | [23 empty] | 4 | N | [12 empty] | FL1 | N8 | 8481109990 | [14 empty] | Soldeerkoppeling voor V241/341, DN15 | Raccord standard à souder pour vanne V241-V341, DN15
Schneider Electric | Schneider Electric | 01022021 |  | Schneider Electric |  | BM | 9112102020 |  |  | 24.15 |  | 1 |  | 1 | Sdt sold. verb. voor V241/341 DN20 | Racc. Sdt souder pour V241/341 DN20 |  | Connection std.set weld DN20 | [18 empty] | 1 | 7332552005213 | 0 |  | 206.6 | 5.1 | 4.7 | 4 | 95.88 | [23 empty] | 4 | N | [12 empty] | FL1 | N8 | 8481109990 | [14 empty] | Soldeerkoppeling voor V241/341, DN20 | Raccord standard à souder pour vanne V241-V341, DN20
Schneider Electric | Schneider Electric | 01022021 |  | Schneider Electric |  | BM | 9112102025 |  |  | 28.9 |  | 1 |  | 1 | Sdt sold. verb. voor V241/341 DN25 | Racc. Sdt souder pour V241/341 DN25 |  | Connection std.set weld DN25 | [18 empty] | 1 | 7332552005220 | 0 |  | 328.6 | 8.5 | 8.5 | 4.5 | 325.125 | [23 empty] | 4 | N | [12 empty] | FL1 | N8 | 8481109990 | [14 empty] | Soldeerkoppeling voor V241/341, DN25 | Raccord standard à souder pour vanne V241-V341, DN25
Schneider Electric | Schneider Electric | 01022021 |  | Schneider Electric |  | BM | 9112102032 |  |  | 36.23 |  | 1 |  | 1 | Sdt sold. verb. voor V241/341 DN32 | Racc. Sdt souder pour V241/341 DN32 |  | Connection std.set weld DN32 | [18 empty] | 1 | 7332552005237 | 0 |  | 514 | 13.3 | 6.6 | 6.3 | 553.014 | [23 empty] | 2 | Y | [12 empty] | FL1 | N8 | 8481109990 | [14 empty] | Soldeerkoppeling voor V241/341, DN32 | Raccord standard à souder pour vanne V241-V341, DN32
Schneider Electric | Schneider Electric | 01022021 |  | Schneider Electric |  | BM | 9112102040 |  |  | 47.87 |  | 1 |  | 1 | Sdt sold. verb. voor V241/341 DN40 | Racc. Sdt souder pour V241/341 DN40 |  | Connection std.set weld DN40 | [18 empty] | 1 | 7332552005244 | 0 |  | 621.4 | 12.9 | 6.7 | 6.4 | 553.152 | [23 empty] | 4 | N | [12 empty] | FL1 | N8 | 8481109990 | [14 empty] | Soldeerkoppeling voor V241/341, DN40 | Raccord standard à souder pour vanne V241-V341, DN40
Schneider Electric | Schneider Electric | 01022021 |  | Schneider Electric |  | BM | 9112102050 |  |  | 64.42 |  | 1 |  | 1 | Sdt sold. verb. voor V241/341 DN50 | Racc. Sdt souder pour V241/341 DN50 |  | Connection std.set weld DN50 | [18 empty] | 1 | 7332552005251 | 0 |  | 920.8 | 13 | 9.5 | 7.1 | 876.85 | [23 empty] | 4 | N | [12 empty] | FL1 | N8 | 8481109990 | [14 empty] | Soldeerkoppeling voor V241/341, DN50 | Raccord standard à souder pour vanne V241-V341, DN50
Schneider Electric | Schneider Electric | 01022021 |  | Schneider Electric |  | BM | 9112103015 |  |  | 25.67 |  | 1 |  | 1 | Sdt schroefv. voor kraan DN15 | Racc. Sdt à visser pour DN15 |  | Connection spec.set threadDN15 | [18 empty] | 1 | 7332552005268 | 0 |  | 130.2 | 4.3 | 4.1 | 2.8 | 49.364 | [23 empty] | 4 | N | [12 empty] | FL1 | N8 | 8481109990 | [14 empty] | Draadkoppeling voor V241/341, DN15 | Raccord standard à visser V214-V341, DN15
Schneider Electric | Schneider Electric | 01022021 |  | Schneider Electric |  | BM | 9112103020 |  |  | 29.38 |  | 1 |  | 1 | Sdt schroefv. voor kraan DN20 | Racc. Sdt à visser pour DN20 |  | Connection spec.set threadDN20 | [18 empty] | 1 | 7332552005275 | 0 |  | 175.8 | 5.5 | 4.8 | 2.8 | 73.92 | [23 empty] | 4 | N | [12 empty] | FL1 | N8 | 8481109990 | [14 empty] | Draadkoppeling voor V241/341, DN20 | Raccord standard à visser V214-V341, DN20
Schneider Electric | Schneider Electric | 01022021 |  | Schneider Electric |  | BM | 9112103025 |  |  | 32.23 |  | 1 |  | 1 | Sdt schroefv. voor kraan DN25 | Racc. Sdt à visser pour DN25 |  | Connection spec.set threadDN25 | [18 empty] | 1 | 7332552005282 | 0 |  | 243.6 | 6 | 5.5 | 3.3 | 108.9 | [23 empty] | 4 | N | [12 empty] | FL1 | N8 | 8481109990 | [14 empty] | Draadkoppeling voor V241/341, DN25 | Raccord standard à visser V214-V341, DN25
Schneider Electric | Schneider Electric | 01022021 |  | Schneider Electric |  | BM | 9112103032 |  |  | 42.51 |  | 1 |  | 1 | Sdt schroefv. voor kraan DN32 | Racc. Sdt à visser pour DN32 |  | Connection spec.set threadDN32 | [18 empty] | 1 | 7332552005299 | 0 |  | 416.4 | 12 | 9 | 3.7 | 399.6 | [23 empty] | 4 | N | [12 empty] | FL1 | N8 | 8481109990 | [14 empty] | Draadkoppeling voor V241/341 ,DN32 | Raccord standard à visser V214-V341 ,DN32
Schneider Electric | Schneider Electric | 01022021 |  | Schneider Electric |  | BM | 9112103040 |  |  | 52.31 |  | 1 |  | 1 | Sdt schroefv. voor kraan DN40 | Racc. Sdt à visser pour DN40 |  | Connection spec.set threadDN40 | [18 empty] | 1 | 7332552005305 | 0 |  | 525.6 | 8.6 | 8.6 | 4.5 | 332.82 | [23 empty] | 4 | N | [12 empty] | FL1 | N8 | 8481109990 | [14 empty] | Draadkoppeling voor V241/341, DN40 | Raccord standard à visser V214-V341, DN40
Schneider Electric | Schneider Electric | 01022021 |  | Schneider Electric |  | BM | 9112103050 |  |  | 72.55 |  | 1 |  | 1 | Sdt schroefv. voor kraan DN50 | Racc. Sdt à visser pour DN50 |  | Connection spec.set threadDN50 | [18 empty] | 1 | 7332552005312 | 0 |  | 744.2 | 12 | 9 | 3.8 | 410.4 | [23 empty] | 4 | N | [12 empty] | FL1 | N8 | 8481109990 | [14 empty] | Draadkoppeling voor V241/341, DN50 | Raccord standard à visser V214-V341, DN50
Schneider Electric | Schneider Electric | 01022021 |  | Schneider Electric |  | BM | 9112104015 |  |  | 38.54 |  | 1 |  | 1 | Specifiek sold. verb. voor V241/341 DN15 | Racc. Spec à souder pour V241/341 DN15 |  | Connection spec.set solderDN15 | [18 empty] | 1 | 7332552005329 | 0 |  | 136.6 | 4.5 | 4 | 2.5 | 45 | [23 empty] | 4 | N | [12 empty] | FL1 | N8 | 8481109990 | [14 empty] | Specifieke soldeerkoppeling V241-V341, DN15 | Raccord spécial à souder pour vanne V241-V341, DN15
Schneider Electric | Schneider Electric | 01022021 |  | Schneider Electric |  | BM | 9112104020 |  |  | 43.02 |  | 1 |  | 1 | Specifiek sold. verb. voor V241/341 DN20 | Racc. Spec à souder pour V241/341 DN20 |  | Connection spec.set solderDN20 | [18 empty] | 1 | 7332552005336 | 0 |  | 174.2 | 5.4 | 5 | 3.5 | 94.5 | [23 empty] | 2 | Y | [12 empty] | FL1 | N8 | 8481109990 | [14 empty] | Specifieke soldeerkoppeling V241-V341, DN20 | Raccord spécial à souder pour vanne V241-V341, DN20
Schneider Electric | Schneider Electric | 01022021 |  | Schneider Electric |  | BM | 9112104025 |  |  | 49.62 |  | 1 |  | 1 | Specifiek sold. verb. voor V241/341 DN25 | Racc. Spec à souder pour V241/341 DN25 |  | Connection spec.set solderDN25 | [18 empty] | 1 | 7332552005343 | 0 |  | 260 | 11.5 | 6.5 | 3 | 224.25 | [23 empty] | 2 | Y | [12 empty] | FL1 | N8 | 8481109990 | [14 empty] | Specifieke soldeerkoppeling V241-V341, DN25 | Raccord spécial à souder pour vanne V241-V341, DN25
Schneider Electric | Schneider Electric | 01022021 |  | Schneider Electric |  | BM | 9112104032 |  |  | 70.99 |  | 1 |  | 1 | Specifiek sold. verb. voor V241/341 DN32 | Racc. Spec à souder pour V241/341 DN32 |  | Connection spec.set solderDN32 | [18 empty] | 1 | 7332552005350 | 0 |  | 430.4 | 6.6 | 6.6 | 3.7 | 161.172 | [23 empty] | 4 | N | [12 empty] | FL1 | N8 | 8481109990 | [14 empty] | Specifieke soldeerkoppeling V241-V341, DN32 | Raccord spécial à souder pour vanne V241-V341, DN32
Schneider Electric | Schneider Electric | 01022021 |  | Schneider Electric |  | BM | 9112104040 |  |  | 93.2 |  | 1 |  | 1 | Specifiek sold. verb. voor V241/341 DN40 | Racc. Spec à souder pour V241/341 DN40 |  | Connection spec.set solderDN40 | [18 empty] | 1 | 7332552005367 | 0 |  | 527 | 8.6 | 8.5 | 4.5 | 328.95 | [23 empty] | 4 | N | [12 empty] | FL1 | N8 | 8481109990 | [14 empty] | Specifieke soldeerkoppeling V241-V341, DN40 | Raccord spécial à souder pour vanne V241-V341, DN40
Schneider Electric | Schneider Electric | 01022021 |  | Schneider Electric |  | BM | 9112104050 |  |  | 133.15 |  | 1 |  | 1 | Specifiek sold. verb. voor V241/341 DN50 | Racc. Spec à souder pour V241/341 DN50 |  | Connection spec.set solderDN50 | [18 empty] | 1 | 7332552005374 | 0 |  | 854 | 13 | 9.5 | 7.2 | 889.2 | [23 empty] | 4 | N | [12 empty] | FL1 | N8 | 8481109990 | [14 empty] | Specifieke soldeerkoppeling V241-V341, DN50 | Raccord spécial à souder pour vanne V241-V341, DN50
Schneider Electric | Schneider Electric | 01022021 |  | Schneider Electric |  | BM | 9112105015 |  |  | 31.37 |  | 1 |  | 1 | Specifiek sold. verb. voor V241/341 DN15 | Racc. Spec à souder pour V241/341 DN15 |  | Connection spec.set weld DN15 | [18 empty] | 1 | 7332552005381 | 0 |  | 153.8 | 4.1 | 3.8 | 4.2 | 65.436 | [23 empty] | 4 | N | [12 empty] | FL1 | N8 | 8481109990 | [14 empty] | Specifieke soldeerkoppeling V241-V341, DN15 | Raccord spécial à souder pour vanne V241-V341, DN15
Schneider Electric | Schneider Electric | 01022021 |  | Schneider Electric |  | BM | 9112105020 |  |  | 45.43 |  | 1 |  | 1 | Specifiek sold. verb. voor V241/341 DN20 | Racc. Spec à souder pour V241/341 DN20 |  | Connection spec.set weld DN20 | [18 empty] | 1 | 7332552005398 | 0 |  | 271.4 | 5.5 | 5 | 4 | 110 | [23 empty] | 4 | N | [12 empty] | FL1 | N8 | 8481109990 | [14 empty] | Specifieke soldeerkoppeling V241-V341, DN20 | Raccord spécial à souder pour vanne V241-V341, DN20
Schneider Electric | Schneider Electric | 01022021 |  | Schneider Electric |  | BM | 9112105025 |  |  | 54.48 |  | 1 |  | 1 | Specifiek sold. verb. voor V241/341 DN25 | Racc. Spec à souder pour V241/341 DN25 |  | Connection spec.set weld DN25 | [18 empty] | 1 | 7332552005404 | 0 |  | 347.4 | 8.6 | 8.5 | 4.5 | 328.95 | [23 empty] | 2 | Y | [12 empty] | FL1 | N8 | 8481109990 | [14 empty] | Specifieke soldeerkoppeling V241-V341, DN25 | Raccord spécial à souder pour vanne V241-V341, DN25
Schneider Electric | Schneider Electric | 01022021 |  | Schneider Electric |  | BM | 9112105032 |  |  | 67.19 |  | 1 |  | 1 | Specifiek sold. verb. voor V241/341 DN32 | Racc. Spec à souder pour V241/341 DN32 |  | Connection spec.set weld DN32 | [18 empty] | 1 | 7332552005411 | 0 |  | 559.2 | 13 | 6.8 | 6.4 | 565.76 | [23 empty] | 4 | N | [12 empty] | FL1 | N8 | 8481109990 | [14 empty] | Specifieke soldeerkoppeling V241-V341, DN32 | Raccord spécial à souder pour vanne V241-V341, DN32
Schneider Electric | Schneider Electric | 01022021 |  | Schneider Electric |  | BM | 9112105040 |  |  | 65.58 |  | 1 |  | 1 | Specifiek sold. verb. voor V241/341 DN40 | Racc. Spec à souder pour V241/341 DN40 |  | Connection spec.set weld DN40 | [18 empty] | 1 | 7332552005428 | 0 |  | 611.8 | 13 | 6.7 | 6.2 | 540.02 | [23 empty] | 4 | N | [12 empty] | FL1 | N8 | 8481109990 | [14 empty] | Specifieke soldeerkoppeling V241-V341, DN40 | Raccord spécial à souder pour vanne V241-V341, DN40
Schneider Electric | Schneider Electric | 01022021 |  | Schneider Electric |  | BM | 9112105050 |  |  | 91.8 |  | 1 |  | 1 | Specifiek sold. verb. voor V241/341 DN50 | Racc. Spec à souder pour V241/341 DN50 |  | Connection spec.set weld DN50 | [18 empty] | 1 | 7332552005435 | 0 |  | 910.2 | 12.8 | 9.5 | 7.2 | 875.52 | [23 empty] | 4 | N | [12 empty] | FL1 | N8 | 8481109990 | [14 empty] | Specifieke soldeerkoppeling V241-V341, DN50 | Raccord spécial à souder pour vanne V241-V341, DN50
Schneider Electric | Schneider Electric | 01022021 |  | Schneider Electric |  | BM | 9112111010 |  |  | 13.89 |  | 1 |  | 1 | VRW ver V228/229/220 E,DN10,G1.5-Rp1/2 | Rac.fem V228/229/220 E,DN10,G1.5-Rp1/2 |  | 2XDN10 CONN. G1/2-G1/2FEMALE | [18 empty] | 1 | 7332552015465 | 0 |  | 103.8 | 2.2 | 2.4 | 5.7 | 30.096 | [23 empty] | 4 | N | [12 empty] | FL3 | N7 | 8481900090 | [14 empty] | Vrouwelijke koppeling V228E-229E-220E,DN10,G1.5-Rp1/2 | Raccord femelle pour vanne V228E-229E-220E,DN10,G1.5-Rp1/2 | [17 empty] | https://eref.se.com/be/nl/sis-tarif/product/9112111010 | https://eref.se.com/be/fr/sis-tarif/product/9112111010
Schneider Electric | Schneider Electric | 01022021 |  | Schneider Electric |  | BM | 9112111015 |  |  | 16.67 |  | 1 |  | 1 | VRW ver V228/229/220 E,DN15,G3/4/Rp1/2 | Rac.fem V228/229/220 E,DN15,G3/4/Rp1/2 |  | 2XDN15 CONN. G3/4-G1/2FEMALE | [18 empty] | 1 | 7332552015472 | 0 |  | 145.6 | 6.1 | 3.4 | 3 | 62.22 | [23 empty] | 4 | N | [12 empty] | FL3 | N7 | 8481900090 | [14 empty] | Vrouwelijke koppeling V228E-229E-220E,DN15,G3/4/Rp1/2 | Raccord femelle pour vanne V228E-229E-220E,DN15,G3/4/Rp1/2 | [17 empty] | https://eref.se.com/be/nl/sis-tarif/product/9112111015 | https://eref.se.com/be/fr/sis-tarif/product/9112111015
Schneider Electric | Schneider Electric | 01022021 |  | Schneider Electric |  | BM | 9112111020 |  |  | 19.44 |  | 1 |  | 1 | VRW ver V228/229/220 E,DN20,G1-Rp1/2 | Rac.fem V228/229/220 E,DN20,G1-Rp1/2 |  | 2XDN20 CONN. G1 - G1/2 FEMALE | [18 empty] | 1 | 7332552015489 | 0 |  | 175.8 | 3.8 | 4.1 | 4.5 | 70.11 | [23 empty] | 4 | N | [12 empty] | FL3 | N7 | 8481900090 | [14 empty] | Vrouwelijke koppeling V228E-229E-220E,DN20,G1-Rp1/2 | Raccord femelle pour vanne V228E-229E-220E,DN20,G1-Rp1/2 | [17 empty] | https://eref.se.com/be/nl/sis-tarif/product/9112111020 | https://eref.se.com/be/fr/sis-tarif/product/9112111020
Schneider Electric | Schneider Electric | 01022021 |  | Schneider Electric |  | BM | 9112111025 |  |  | 38.89 |  | 1 |  | 1 | VRW ver V228/229/220 E,DN25,G1.25-Rp3/4 | Rac.fem V228/229/220 E,DN25,G1.25-Rp3/4 |  | 2XDN25 CONN.G1.1/4-G3/4 FEMALE | [18 empty] | 1 | 7332552015496 | 0 |  | 273 | 4.7 | 5.1 | 5.9 | 141.423 | [23 empty] | 4 | N | [12 empty] | FL3 | N7 | 8481900090 | [14 empty] | Vrouwelijke koppeling V228E-229E-220E,DN25,G1.25-Rp3/4 | Raccord femelle pour vanne V228E-229E-220E,DN25,G1.25-Rp3/4 | [17 empty] | https://eref.se.com/be/nl/sis-tarif/product/9112111025 | https://eref.se.com/be/fr/sis-tarif/product/9112111025
Schneider Electric | Schneider Electric | 01022021 |  | Schneider Electric |  | BM | 9112111032 |  |  | 52.78 |  | 1 |  | 1 | VRW ver V228/229/220 E,DN32,G1.5-Rp1 | Rac.fem V228/229/220 E,DN32,G1.5-Rp1 |  | 2XDN32 CONN. G1.1/2- G1 FEMALE | [18 empty] | 1 | 7332552015502 | 0 |  | 406.8 | 5.3 | 5.7 | 5.5 | 166.155 | [23 empty] | 4 | N | [12 empty] | FL3 | N7 | 8481900090 | [14 empty] | Vrouwelijke koppeling V228E-229E-220E,DN32,G1.5-Rp1 | Raccord femelle pour vanne V228E-229E-220E,DN32,G1.5-Rp1
Schneider Electric | Schneider Electric | 01022021 |  | Schneider Electric |  | BM | 9112111040 |  |  | 116.67 |  | 1 |  | 1 | VRW ver V228/229/220 E,DN40,G2-Rp1.1/4 | Rac.fem V228/229/220 E,DN40,G2-Rp1.1/4 |  | 2XDN40 CONN. G2- G1.1/4 FEMALE | [18 empty] | 1 | 7332552015519 | 0 |  | 587.6 | 6.5 | 7 | 6.2 | 282.1 | [23 empty] | 4 | N | [12 empty] | FL3 | N7 | 8481900090 | [14 empty] | Vrouwelijke koppeling V228E-229E-220E,DN40,G2-Rp1.1/4 | Raccord femelle pour vanne V228E-229E-220E,DN40,G2-Rp1.1/4
Schneider Electric | Schneider Electric | 01022021 |  | Schneider Electric |  | BM | 9112111050 |  |  | 175 |  | 1 |  | 1 | VRW ver V228/229/220 E,DN50,G2.5-Rp1.1/2 | Rac.fem V228/229/220 E,DN50,G2.5-Rp1.1/2 |  | 2XDN50 CONN. G2.1/2- G1.1/2 F. | [18 empty] | 1 | 7332552015526 | 0 |  | 1233.8 | 8.4 | 9.4 | 6.8 | 536.928 | [23 empty] | 4 | N | [12 empty] | FL3 | N7 | 8481900090 | [14 empty] | Vrouwelijke koppeling V228E-229E-220E,DN50,G2.5-Rp1.1/2 | Raccord femelle pour vanne V228E-229E-220E,DN50,G2.5-Rp1.1/2
Schneider Electric | Schneider Electric | 01022021 |  | Schneider Electric |  | BM | 9112112010 |  |  | 11.11 |  | 1 |  | 1 | MAN ver V228/229/220 E,DN10,G1/2-R3/8 | Rac.mal V228/229/220 E,DN10,G1/2-R3/8 |  | 2XDN10 CONN. G1/2 - R3/8 MALE | [18 empty] | 1 | 7332552015533 | 0 |  | 91 | 2.6 | 5.3 | 2.5 | 34.45 | [23 empty] | 4 | N | [12 empty] | FL3 | N7 | 8481900090 | [14 empty] | Mannelijke koppeling V228E-229E-220E,DN10,G1/2-R3/8 | Raccord mâle pour vanne V228E-229E-220E,DN10,G1/2-R3/8
Schneider Electric | Schneider Electric | 01022021 |  | Schneider Electric |  | BM | 9112112015 |  |  | 11.11 |  | 1 |  | 1 | MAN ver V228/229/220 E,DN15,G3/4-R1/2 | Rac.mal V228/229/220 E,DN15,G3/4-R1/2 |  | 2XDN15 CONN. G3/4 - R1/2 MALE | [18 empty] | 1 | 7332552015540 | 0 |  | 131.6 | 3.1 | 6.3 | 2.5 | 48.825 | [23 empty] | 4 | N | [12 empty] | FL3 | N7 | 8481900090 | [14 empty] | Mannelijke koppeling V228E-229E-220E,DN15,G3/4-R1/2 | Raccord mâle pour vanne V228E-229E-220E,DN15,G3/4-R1/2
Schneider Electric | Schneider Electric | 01022021 |  | Schneider Electric |  | BM | 9112112020 |  |  | 13.89 |  | 1 |  | 1 | MAN ver V228/229/220 E,DN20,G1-R3/4 | Rac.mal V228/229/220 E,DN20,G1-R3/4 |  | 2xDN20 Conn. G1 - R3/4 Male | [18 empty] | 1 | 7332552015045 | 0 |  | 193.4 | 3.8 | 4.2 | 6 | 95.76 | [23 empty] | 4 | N | [12 empty] | FL3 | N7 | 8481900090 | [14 empty] | Mannelijke koppeling V228E-229E-220E,DN20,G1-R3/4 | Raccord mâle pour vanne V228E-229E-220E,DN20,G1-R3/4
Schneider Electric | Schneider Electric | 01022021 |  | Schneider Electric |  | BM | 9112112025 |  |  | 30.56 |  | 1 |  | 1 | MAN ver V228/229/220 E,DN25,G1.1/4-R1 | Rac.mal V228/229/220 E,DN25,G1.1/4-R1 |  | 2XDN25 CONN. G1.1/4 - R1 MALE | [18 empty] | 1 | 7332552015052 | 0 |  | 332.8 | 9.4 | 4.2 | 3.7 | 146.076 | [23 empty] | 4 | N | [12 empty] | FL3 | N7 | 8481900090 | [14 empty] | Mannelijke koppeling V228E-229E-220E,DN25,G1.1/4-R1 | Raccord mâle pour vanne V228E-229E-220E,DN25,G1.1/4-R1
Schneider Electric | Schneider Electric | 01022021 |  | Schneider Electric |  | BM | 9112112032 |  |  | 38.89 |  | 1 |  | 1 | MAN ver V228/229/220E,DN32,G1.1/2-R1.1/4 | Rac.mal V228/229/220E,DN32,G1.1/2-R1.1/4 |  | 2XDN32 CONN.G1.1/2-R1.1/4 MALE | [18 empty] | 1 | 7332552015120 | 0 |  | 462 | 5.4 | 10.9 | 4 | 235.44 | [23 empty] | 4 | N | [12 empty] | FL3 | N7 | 8481900090 | [14 empty] | Mannelijke koppeling V228E-229E-220E,DN32,G1.1/2-R1.1/4 | Raccord mâle pour vanne V228E-229E-220E,DN32,G1.1/2-R1.1/4
Schneider Electric | Schneider Electric | 01022021 |  | Schneider Electric |  | BM | 9112112040 |  |  | 86.11 |  | 1 |  | 1 | MAN ver V228/229/220 E,DN40,G2-R1.1/2 | Rac.mal V228/229/220 E,DN40,G2-R1.1/2 |  | 2xDN40 Conn. G2 - R1.1/2 Male | [18 empty] | 1 | 7332552015076 | 0 |  | 763 | 13 | 6.6 | 4.5 | 386.1 | [23 empty] | 4 | N | [12 empty] | FL3 | N7 | 8481900090 | [14 empty] | Mannelijke koppeling V228E-229E-220E,DN40,G2-R1.1/2 | Raccord mâle pour vanne V228E-229E-220E,DN40,G2-R1.1/2
Schneider Electric | Schneider Electric | 01022021 |  | Schneider Electric |  | BM | 9112112050 |  |  | 130.56 |  | 1 |  | 1 | MAN ver V228/229/220 E,DN50,G2.1/2-R2 | Rac.mal V228/229/220 E,DN50,G2.1/2-R2 |  | 2XDN50 CONN. G2.1/2 TO R2 MALE | [18 empty] | 1 | 7332552015083 | 0 |  | 1624.4 | 8.2 | 9.5 | 11.5 | 895.85 | [23 empty] | 4 | N | [12 empty] | FL3 | N7 | 8481900090 | [14 empty] | Mannelijke koppeling V228E-229E-220E,DN50,G2.1/2-R2 | Raccord mâle pour vanne V228E-229E-220E,DN50,G2.1/2-R2
Schneider Electric | Schneider Electric | 01022021 |  | Schneider Electric |  | BM | 9112113010 |  |  | 16.67 |  | 1 |  | 1 | Soldver V228/229/220 E,DN10,G1/2,15mm | Rac.soud V228/229/220 E,DN10,G1/2,15mm |  | 2XDN10 CONN. G1/2- 15MM SOLDER | [18 empty] | 1 | 7332552015557 | 0 |  | 104.2 | 2.2 | 5.4 | 2.7 | 32.076 | [23 empty] | 4 | N | [12 empty] | FL3 | N7 | 8481900090 | [14 empty] | Soldeerkoppeling V228E-229E-220E,DN10,G1/2,15mm | Raccord à souder pour vanne V228E-229E-220E,DN10,G1/2,15mm
Schneider Electric | Schneider Electric | 01022021 |  | Schneider Electric |  | BM | 9112113015 |  |  | 19.44 |  | 1 |  | 1 | Soldver V228/229/220 E,DN15,G3/4,15mm | Rac.soud V228/229/220 E,DN15,G3/4,15mm |  | 2XDN15 CONN. G3/4- 15MM SOLDER | [18 empty] | 1 | 7332552015090 | 0 |  | 130.8 | 3.4 | 6 | 2.2 | 44.88 | [23 empty] | 4 | N | [12 empty] | FL3 | N7 | 8481900090 | [14 empty] | Soldeerkoppeling V228E-229E-220E,DN15,G3/4,15mm | Raccord à souder pour vanne V228E-229E-220E,DN15,G3/4,15mm
Schneider Electric | Schneider Electric | 01022021 |  | Schneider Electric |  | BM | 9112113020 |  |  | 22.22 |  | 1 |  | 1 | Soldver V228/229/220 E,DN20,G1,15mm | Rac.soud V228/229/220 E,DN20,G1,15mm |  | 2xDN20 Conn. G1 - 15mm Solder | [18 empty] | 1 | 7332552015571 | 0 |  | 197 | 3.8 | 7.6 | 4.6 | 132.848 | [23 empty] | 4 | N | [12 empty] | FL3 | N7 | 8481900090 | [14 empty] | Soldeerkoppeling V228E-229E-220E,DN20,G1,15mm | Raccord à souder pour vanne V228E-229E-220E,DN20,G1,15mm
Schneider Electric | Schneider Electric | 01022021 |  | Schneider Electric |  | BM | 9112113025 |  |  | 44.44 |  | 1 |  | 1 | Soldver V228/229/220 E,DN25,G1.25,28mm | Rac.soud V228/229/220 E,DN25,G1.25,28mm |  | 2XDN25 CONN.G1.1/4-28MM SOLDER | [18 empty] | 1 | 7332552015113 | 0 |  | 299.4 | 4.6 | 5 | 6.5 | 149.5 | [23 empty] | 4 | N | [12 empty] | FL3 | N7 | 8481900090 | [14 empty] | Soldeerkoppeling V228E-229E-220E,DN25,G1.25,28mm | Raccord à souder pour vanne V228E-229E-220E,DN25,G1.25,28mm
Schneider Electric | Schneider Electric | 01022021 |  | Schneider Electric |  | BM | 9112113032 |  |  | 58.33 |  | 1 |  | 1 | Soldver V228/229/220 E,DN32,G1.5,35mm | Rac.soud V228/229/220 E,DN32,G1.5,35mm |  | 2XDN32 CONN.G1.1/2-35MM SOLDER | [18 empty] | 1 | 7332552015588 | 0 |  | 434.4 | 5.3 | 5.6 | 7.5 | 222.6 | [23 empty] | 4 | N | [12 empty] | FL3 | N7 | 8481900090 | [14 empty] | Soldeerkoppeling V228E-229E-220E,DN32,G1.5,35mm | Raccord à souder pour vanne V228E-229E-220E,DN32,G1.5,35mm
Schneider Electric | Schneider Electric | 01022021 |  | Schneider Electric |  | BM | 9112113040 |  |  | 216.67 |  | 1 |  | 1 | Soldver V228/229/220 E,DN40,G2,42mm | Rac.soud V228/229/220 E,DN40,G2,42mm |  | 2XDN40 CONN. G2 - 42MM SOLDER | [18 empty] | 1 | 3606481185235 | 0 |  | 661.2 | 8.3 | 6.5 | 7 | 377.65 | [23 empty] | 4 | N | [12 empty] | FL3 | N7 | 8481900090 | [14 empty] | Soldeerkoppeling V228E-229E-220E,DN40,G2,42mm | Raccord à souder pour vanne V228E-229E-220E,DN40,G2,42mm
Schneider Electric | Schneider Electric | 01022021 |  | Schneider Electric |  | BM | 9112113050 |  |  | 325 |  | 1 |  | 1 | Soldver V228/229/220 E,DN50,G2.5,54mm | Rac.soud V228/229/220 E,DN50,G2.5,54mm |  | 2XDN50 CONN. G2.1/2- 54MM SOLD | [18 empty] | 1 | 3606481185242 | 0 |  | 1353.4 | 8.3 | 9.5 | 9.3 | 733.305 | [23 empty] | 4 | N | [12 empty] | FL3 | N7 | 8481900090 | [14 empty] | Soldeerkoppeling V228E-229E-220E,DN50,G2.5,54mm | Raccord à souder pour vanne V228E-229E-220E,DN50,G2.5,54mm
Schneider Electric | Schneider Electric | 01022021 |  | Schneider Electric |  | BM | 9112113115 |  |  | 19.44 |  | 1 |  | 1 | Soldver V228/229/220 E,DN15,G3/4,22mm | Rac.soud V228/229/220 E,DN15,G3/4,22mm |  | 2XDN15 CONN. G3/4- 22MM SOLDER | [18 empty] | 1 | 7332552015564 | 0 |  | 136.2 | 3 | 3.5 | 6.2 | 65.1 | [23 empty] | 4 | N | [12 empty] | FL3 | N7 | 8481900090 | [14 empty] | Soldeerkoppeling V228E-229E-220E,DN15,G3/4,22mm | Raccord à souder pour vanne V228E-229E-220E,DN15,G3/4,22mm
Schneider Electric | Schneider Electric | 01022021 |  | Schneider Electric |  | BM | 9112115020 |  |  | 22.22 |  | 1 |  | 1 | Soldver V228/229/220 E,DN20,G1,26.9mm | Rac.soud V228/229/220 E,DN20,G1,26.9mm |  | 2XDN20 CONN. G1 - 26.9MM WELD | [18 empty] | 1 | 3606481185259 | 0 |  | 240.4 | 7.5 | 4.1 | 4 | 123 | [23 empty] | 4 | N | [12 empty] | FL3 | N7 | 8481900090 | [14 empty] | Soldeerkoppeling V228E-229E-220E,DN20,G1,26.9mm | Raccord à souder pour vanne V228E-229E-220E,DN20,G1,26.9mm
Schneider Electric | Schneider Electric | 01022021 |  | Schneider Electric |  | BM | 9112115025 |  |  | 44.44 |  | 1 |  | 1 | Soldver V228/229/220E,DN25,G1.25,33.7mm | Rac.Soud V228/229/220E,DN25,G1.25,33.7mm |  | 2XDN25 CONN. G1.1/4- 33.7 WELD | [18 empty] | 1 | 7332552015168 | 0 |  | 347.2 | 5 | 4.7 | 8.4 | 197.4 | [23 empty] | 4 | N | [12 empty] | FL3 | N7 | 8481900090 | [14 empty] | Soldeerkoppeling V228E-229E-220E,DN25,G1.25,33.7mm | Raccord à souder pour vanne V228E-229E-220E,DN25,G1.25,33.7mm | [17 empty] | https://eref.se.com/be/nl/sis-tarif/product/9112115025 | https://eref.se.com/be/fr/sis-tarif/product/9112115025
Schneider Electric | Schneider Electric | 01022021 |  | Schneider Electric |  | BM | 9112115032 |  |  | 58.33 |  | 1 |  | 1 | Soldver V228/229/220 E,DN32,G1.5,42.4mm | Rac.soud V228/229/220 E,DN32,G1.5,42.4mm |  | 2XDN32 CONN. G1.1/2- 42.4 WELD | [18 empty] | 1 | 7332552015175 | 0 |  | 417.8 | 10.6 | 5.3 | 4.5 | 252.81 | [23 empty] | 4 | N | [12 empty] | FL3 | N7 | 8481900090 | [14 empty] | Soldeerkoppeling V228E-229E-220E,DN32,G1.5,42.4mm | Raccord à souder pour vanne V228E-229E-220E,DN32,G1.5,42.4mm | [17 empty] | https://eref.se.com/be/nl/sis-tarif/product/9112115032 | https://eref.se.com/be/fr/sis-tarif/product/9112115032
Schneider Electric | Schneider Electric | 01022021 |  | Schneider Electric |  | BM | 9112115040 |  |  | 130.56 |  | 1 |  | 1 | Soldver V228/229/220 E,DN40,G2,48.3mm | Rac.soud V228/229/220 E,DN40,G2,48.3mm |  | 2XDN40 CONN. G2 - 48.3 WELD | [18 empty] | 1 | 3606481185280 | 0 |  | 825 | 12.5 | 7 | 6.8 | 595 | [23 empty] | 4 | N | [12 empty] | FL3 | N7 | 8481900090 | [14 empty] | Soldeerkoppeling V228E-229E-220E,DN40,G2,48.3mm | Raccord à souder pour vanne V228E-229E-220E,DN40,G2,48.3mm | [17 empty] | https://eref.se.com/be/nl/sis-tarif/product/9112115040 | https://eref.se.com/be/fr/sis-tarif/product/9112115040
Schneider Electric | Schneider Electric | 01022021 |  | Schneider Electric |  | BM | 9112115050 |  |  | 194.44 |  | 1 |  | 1 | Soldver V228/229/220 E,DN50,G2.5,60.3mm | Rac.soud V228/229/220 E,DN50,G2.5,60.3mm |  | 2XDN50 CONN. G2.1/2- 60.3 WELD | [18 empty] | 1 | 7332552015199 | 0 |  | 1298 | 9.5 | 8.3 | 10.5 | 827.925 | [23 empty] | 4 | N | [12 empty] | FL3 | N7 | 8481900090 | [14 empty] | Soldeerkoppeling V228E-229E-220E,DN50,G2.5,60.3mm | Raccord à souder pour vanne V228E-229E-220E,DN50,G2.5,60.3mm | [17 empty] | https://eref.se.com/be/nl/sis-tarif/product/9112115050 | https://eref.se.com/be/fr/sis-tarif/product/9112115050
Schneider Electric | Schneider Electric | 01022021 |  | Schneider Electric |  | BM | 9114070000 |  |  | 30.56 |  | 1 |  | 1 | MAN.LOCK.HAND VP20xF, DN40-100 | Man. verrou. van VP20xF, DN40-100 |  | HANDLE VP220X DN40-100 | [18 empty] | 1 | 3606489488659 | 0 |  | 122 | 6 | 4 | 3 | 72 | [23 empty] | 15 | N | [12 empty] | FL2 | PK | 84819000 | [14 empty] | Manuele hendel VP20xF, DN40-100 | Manette de verrouillage pour vanne VP20xF, DN40-100
Schneider Electric | Schneider Electric | 01022021 |  | Schneider Electric |  | BM | 9114071000 |  |  | 205.56 |  | 1 |  | 1 | MAN.LOCK.HAND VP20xF, DN125-150 | Man. verrou. van VP20xF, DN125-150 |  | HANDLE VP220X DN125-150 | [18 empty] | 1 | 3606489488666 | 0 |  | 227 | 9.1 | 8.9 | 7.4 | 599.326 | [23 empty] | 15 | N | [12 empty] | FL2 | PK | 84819000 | [14 empty] | Manuele hendel VP20xF, DN125-150 | Manette de verrouillage pour vanne VP20xF, DN125-150
Schneider Electric | Schneider Electric | 01022021 |  | Schneider Electric |  | BM | 9114072000 |  |  | 211.11 |  | 1 |  | 1 | MAN.LOCK.HAND VP20xF, DN200-250 | Man. verrou. van VP20xF, DN200-250 |  | HANDLE VP220X DN200-250 | [18 empty] | 1 | 3606489488673 | 0 |  | 322 | 9 | 9 | 7 | 567 | [23 empty] | 15 | N | [12 empty] | FL2 | PK | 84819000 | [14 empty] | Manuele hendel VP20xF, DN200-250 | Manette de verrouillage pour vanne VP20xF, DN200-250
Schneider Electric | Schneider Electric | 01022021 |  | Schneider Electric |  | BM | 9114202500 |  |  | 63.89 |  | 1 |  | 1 | Extrakabel MR95, 2.5m, 10st | Extra cable pour MR95, 2.5m (10pces) |  | 10 PCS - 2.5M CABLE - FOR MZ95 / MR95 | [18 empty] | 1 | 4019837137809 | 0 |  | 980 | 29 | 23.5 | 5 | 3407.5 | [23 empty] | 4 | N | [12 empty] | FL2 | PK | 8501310099 | [14 empty] | MR95, Extrakabelset voor MR95, 2.5m, 10st | MR95, Cables additionnels pour MR95, 2.5m (10pces) | [17 empty] | https://eref.se.com/be/nl/sis-tarif/product/9114202500 | https://eref.se.com/be/fr/sis-tarif/product/9114202500
Schneider Electric | Schneider Electric | 01022021 |  | Schneider Electric |  | BM | 9114205000 |  |  | 97.22 |  | 1 |  | 1 | Extrakabel MR95, 5m, 10st | Extra cable pour MR95, 5m (10pces) |  | 10 PCS - 5M CABLE - FOR MZ95 / MR95 | [18 empty] | 1 | 4019837137816 | 0 |  | 2000 | 29 | 23 | 5.5 | 3668.5 | [23 empty] | 4 | N | [12 empty] | FL2 | PK | 8501310099 | [14 empty] | MR95, Extrakabelset voor MR95, 5m, 10st | MR95, Cables additionnel pour MR95, 5m (10pces) | [17 empty] | https://eref.se.com/be/nl/sis-tarif/product/9114205000 | https://eref.se.com/be/fr/sis-tarif/product/9114205000
Schneider Electric | Schneider Electric | 01022021 |  | Schneider Electric |  | BM | 9114401500 |  |  | 21.01 |  | 1 |  | 1 | SP90, Kabel 1.5m, bus-power | SP90, Câble 1.5m, bus-power |  | 1,5M DIGITAL CABLE | [18 empty] | 1 | 7332552015205 | 0 |  | 120 | 12 | 12 | 5 | 720 | [23 empty] | 4 | N | [12 empty] | FL2 | PK | 84819000 | [14 empty] | SmartX, SP90, Aansluitkabel, lengte 1.5m, bus-power | SmartX, SP90, Câble digital, longueur 1.5m, bus-power
Schneider Electric | Schneider Electric | 01022021 |  | Schneider Electric |  | BM | 9114410000 |  |  | 60.15 |  | 1 |  | 1 | SP90, Kabel, 10m, bus-power | SP90, Câble 10m, bus-power |  | 10M DIGITAL CABLE | [18 empty] | 1 | 7332552015212 | 0 |  | 220 | 12 | 12 | 5 | 720 | [23 empty] | 4 | N | [12 empty] | FL2 | PK | 84819000 | [14 empty] | SmartX, SP90, Aansluitkabel, lengte 10m, bus-power | SmartX, SP90, Câble de raccordement, longueur 10m, bus-power
Schneider Electric | Schneider Electric | 01022021 |  | Schneider Electric |  | BM | 9114500500 |  |  | 25.13 |  | 1 |  | 1 | SP90, Kabel-Daisy chain, 0.5m | SP90, Câble-Daisy chain, 0.5m |  | 0,5M DIGITAL DAISY CHAIN CABLE | [18 empty] | 1 | 3606489466206 | 0 |  | 38 | 11 | 10 | 2 | 220 | [23 empty] | 4 | N | [12 empty] | FL2 | PK | 84819000 | [14 empty] | SmartX, SP90, Aansluitkabel - Daisy chain, lengte 0.5m | SmartX, SP90, Câble de raccordement - Daisy chain, longueur 0.5m
Schneider Electric | Schneider Electric | 01022021 |  | Schneider Electric |  | BM | 9114501500 |  |  | 25.75 |  | 1 |  | 1 | SP90, Kabel-Daisy chain, 1.5m | SP90, Câble-Daisy chain, 1.5m |  | 1,5M DIGITAL DAISY CHAIN CABLE | [18 empty] | 1 | 7332552015229 | 0 |  | 120 | 12 | 12 | 5 | 720 | [23 empty] | 4 | N | [12 empty] | FL2 | PK | 84819000 | [14 empty] | SmartX, SP90, Daisy chain kabel, lengte 1.5m | SmartX, SP90, Câble Daisy chain, longueur 1.5m
Schneider Electric | Schneider Electric | 01022021 |  | Schneider Electric |  | BM | 9114505000 |  |  | 41.2 |  | 1 |  | 1 | SP90, Kabel-Daisy chain, 5m | SP90, Câble-Daisy chain, 5m |  | 5M DIGITAL DAISY CHAIN CABLE | [18 empty] | 1 | 7332552015236 | 0 |  | 180 | 12 | 12 | 5 | 720 | [23 empty] | 4 | N | [12 empty] | FL2 | PK | 84819000 | [14 empty] | SmartX, SP90, Daisy chain kabel, lengte 5m | SmartX, SP90, Câble Daisy chain, longueur 5m
Schneider Electric | Schneider Electric | 01022021 |  | Schneider Electric |  | BM | 9114510000 |  |  | 66.74 |  | 1 |  | 1 | SP90, Kabel-Daisy chain, 10m | SP90, Câble-Daisy chain, 10m |  | 10M DIGITAL DAISY CHAIN CABLE | [18 empty] | 1 | 7332552015243 | 0 |  | 220 | 12 | 12 | 5 | 720 | [23 empty] | 4 | N | [12 empty] | FL2 | PK | 84819000 | [14 empty] | SmartX, SP90, Daisy chain kabel, lengte 10m | SmartX, SP90, Câble Daisy chain, longueur 10m
Schneider Electric | Schneider Electric | 01022021 |  | Schneider Electric |  | BM | 9114601500 |  |  | 40.99 |  | 1 |  | 1 | SP90, Kabel-Analogue, 1.5m | SP90, Câble analog., 1.5m |  | 1,5M ANALOGUE CABLE | [18 empty] | 1 | 7332552015250 | 0 |  | 120 | 12 | 12 | 5 | 720 | [23 empty] | 4 | N | [12 empty] | FL2 | PK | 84819000 | [14 empty] | SmartX, SP90, Analoog + I/O kabel, lengte 1.5m | SmartX, SP90, Câble analogue+I/O, longueur 1.5m
Schneider Electric | Schneider Electric | 01022021 |  | Schneider Electric |  | BM | 9114701500 |  |  | 84.05 |  | 1 |  | 1 | SP90, Energie, opbouw., 1.5m | SP90, Energie, encastré, 1.5m |  | 1,5M STRAP ON TEMP, SENSOR | [18 empty] | 1 | 3606489466213 | 0 |  | 84 | 16 | 6.8 | 3 | 326.4 | [23 empty] | 4 | N | [12 empty] | FL2 | PK | 84819000 | [14 empty] | SmartX, SP90, Energie, lengte 1.5m, PT1000 voor contactvoeler | SmartX, SP90, Energie, longueur 1.5m, PT1000 montage en saillie
Schneider Electric | Schneider Electric | 01022021 |  | Schneider Electric |  | BM | 9114801500 |  |  | 87.34 |  | 1 |  | 1 | SP90, Energie, inbouw., 1.5m | SP90, Energie, saillie, 1.5m |  | 1,5M IMMERSION TEMP, SENSOR | [18 empty] | 1 | 3606489466220 | 0 |  | 120 | 12 | 10 | 2.7 | 324 | [23 empty] | 4 | N | [12 empty] | FL2 | PK | 84819000 | [14 empty] | SmartX, SP90, Energie, lengte 1.5m, PT1000 voor dompelvoeler | SmartX, SP90, Energie, longueur 1.5m, PT1000 montage encastré
Schneider Electric | Schneider Electric | 01022021 |  | Schneider Electric |  | BM | 9121040000 |  |  | 13.42 |  | 1 |  | 1 | STP50, Dompelhuls 50mm Mess. | STP50, Doigt de gant 50mm Laiton |  | Pocket STP 50mm Brass | [18 empty] | 1 | 7332552012907 | 0 |  | 69.8 | 3 | 2.6 | 6 | 46.8 | [23 empty] | 4 | N | [12 empty] | FL2 | PK | 9032900090 | [14 empty] | STP50, Messing dompelhuls voor STP voeler, lengte 50mm | STP50, Doigt de gant en laiton pour sonde STP, longueur 50mm
Schneider Electric | Schneider Electric | 01022021 |  | Schneider Electric |  | BM | 9121041000 |  |  | 14.31 |  | 1 |  | 1 | STP100, Dompelhuls 100mm Mess. | STP100, Doigt de gant 100mm Laiton |  | Pocket STP 100mm Brass | [18 empty] | 1 | 7332552012914 | 0 |  | 77 | 11 | 2.5 | 2.3 | 63.25 | [23 empty] | 2 | Y | [12 empty] | FL2 | PK | 9032900090 | [14 empty] | STP100, Messing dompelhuls voor STP voeler, lengte 100mm | STP100, Doigt de gant en laiton pour sonde STP, longueur 100mm
Schneider Electric | Schneider Electric | 01022021 |  | Schneider Electric |  | BM | 9121042000 |  |  | 14.5 |  | 1 |  | 1 | SPT150, Dompelhuls 150mm Mess. | SPT150, Doigt de gant 150mm Laiton |  | Pocket STP 150mm Brass | [18 empty] | 1 | 7332552012921 | 0 |  | 85 | 16 | 2.5 | 2.3 | 92 | [23 empty] | 4 | N | [12 empty] | FL2 | PK | 9032900090 | [14 empty] | STP150, Messing dompelhuls voor STP voeler, lengte 150mm | SPT150, Doigt de gant en laiton en laiton pour sonde STP, longueur 150mm
Schneider Electric | Schneider Electric | 01022021 |  | Schneider Electric |  | BM | 9121043000 |  |  | 15.59 |  | 1 |  | 1 | STP200, Dompelhuls 200mm Mess. | STP200, Doigt de gant 200mmLaiton |  | Pocket STP 200mm Brass | [18 empty] | 1 | 7332552012938 | 0 |  | 93 | 21 | 2.5 | 2.3 | 120.75 | [23 empty] | 4 | N | [12 empty] | FL2 | PK | 9032900090 | [14 empty] | STP200, Messing dompelhuls voor STP voeler, lengte 200mm | STP200, Doigt de gant en laiton en laiton pour sonde STP, longueur 200mm
Schneider Electric | Schneider Electric | 01022021 |  | Schneider Electric |  | BM | 9121044000 |  |  | 15.8 |  | 1 |  | 1 | STP250, Dompelhuls 250mm Mess. | STP250, Doigt de gant 250mmLaiton |  | Pocket STP 250mm Brass | [18 empty] | 1 | 7332552012945 | 0 |  | 100.8 | 26 | 3 | 2.5 | 195 | [23 empty] | 2 | Y | [12 empty] | FL2 | PK | 9032900090 | [14 empty] | STP250, Messing dompelhuls voor STP voeler, lengte 250mm | STP250, Doigt de gant en laiton en laiton pour sonde STP, longueur 250mm
Schneider Electric | Schneider Electric | 01022021 |  | Schneider Electric |  | BM | 9121045000 |  |  | 16.65 |  | 1 |  | 1 | STP300, Dompelhuls 300mm Mess. | STP300, Doigt de gant 300mmLaiton |  | Pocket STP 300mm Brass | [18 empty] | 1 | 7332552012952 | 0 |  | 108 | 31 | 3 | 2.6 | 241.8 | [23 empty] | 4 | N | [12 empty] | FL2 | PK | 9032900090 | [14 empty] | STP300, Messing dompelhuls voor STP voeler, lengte 300mm | STP300, Doigt de gant en laiton en laiton pour sonde STP, longueur 300mm
Schneider Electric | Schneider Electric | 01022021 |  | Schneider Electric |  | BM | 9121046000 |  |  | 17.5 |  | 1 |  | 1 | STP400, Dompelhuls 400mm Mess. | STP400, Doigt de gant 400mm Laiton |  | Pocket STP 400mm Brass | [18 empty] | 1 | 7332552012969 | 0 |  | 124 | 48.5 | 9.3 | 7 | 3157.35 | [23 empty] | 4 | N | [12 empty] | FL2 | PK | 9032900090 | [14 empty] | STP400, Messing dompelhuls voor STP voeler, lengte 400mm | STP400, Doigt de gant en laiton en laiton pour sande STP, longueur 400mm
Schneider Electric | Schneider Electric | 01022021 |  | Schneider Electric |  | BM | 9121050000 |  |  | 29.46 |  | 1 |  | 1 | STP50S, Dompelhuls 50mm RVS | STP50S, Doigt de gant 50mm INOX |  | Pocket STP 50mm Stainl.steel | [18 empty] | 1 | 7332552012976 | 0 |  | 78 | 6.5 | 3 | 2.2 | 42.9 | [23 empty] | 4 | N | [12 empty] | FL2 | PK | 9032900090 | [14 empty] | STP50S, RVS dompelhuls voor STP voeler, lengte 50 mm | STP50S, Doigt de gant en laiton en INOX pour sonde STP, longueur 50 mm
Schneider Electric | Schneider Electric | 01022021 |  | Schneider Electric |  | BM | 9121051000 |  |  | 31.19 |  | 1 |  | 1 | STP100S, Dompelhuls 100mm RVS | STP100S, Doigt de gant 100mm INOX |  | Pocket STP 100mm Stainl.steel | [18 empty] | 1 | 7332552012983 | 0 |  | 88 | 11.4 | 2.5 | 2.3 | 65.55 | [23 empty] | 2 | Y | [12 empty] | FL2 | PK | 9032900090 | [14 empty] | STP100S, RVS dompelhuls voor STP voeler, lengte 100 mm | STP100S, Doigt de gant en laiton en INOX pour sonde STP, longueur 100 mm
Schneider Electric | Schneider Electric | 01022021 |  | Schneider Electric |  | BM | 9121052000 |  |  | 32.49 |  | 1 |  | 1 | SPT150S, Dompelhuls 150mm RVS | SPT150S, Doigt de gant 150mm INOX |  | Pocket STP 150mm Stainl.steel | [18 empty] | 1 | 7332552012990 | 0 |  | 98 | 16.4 | 2.5 | 2.5 | 102.5 | [23 empty] | 4 | N | [12 empty] | FL2 | PK | 9032900090 | [14 empty] | STP150S, RVS dompelhuls voor STP voeler, lengte 150 mm | SPT150S, Doigt de gant en laiton en INOX pour sonde STP, longueur 150 mm
Schneider Electric | Schneider Electric | 01022021 |  | Schneider Electric |  | BM | 9121053000 |  |  | 34.65 |  | 1 |  | 1 | STP200S, Dompelhuls 200mm RVS | STP200S, Doigt de gant 200mm INOX |  | Pocket STP 200mm Stainl.steel | [18 empty] | 1 | 7332552013003 | 0 |  | 108.6 | 21.3 | 2.5 | 2.5 | 133.125 | [23 empty] | 2 | Y | [12 empty] | FL2 | PK | 9032900090 | [14 empty] | STP200S, RVS dompelhuls voor STP voeler, lengte 200 mm | STP200S, Doigt de gant en laiton en INOX pour sonde STP, longueur 200 mm
Schneider Electric | Schneider Electric | 01022021 |  | Schneider Electric |  | BM | 9121054000 |  |  | 36.82 |  | 1 |  | 1 | STP250S, Dompelhuls 250mm RVS | STP250S, Doigt de gant 250mm INOX |  | Pocket STP 250mm Stainl.steel | [18 empty] | 1 | 7332552013010 | 0 |  | 118.8 | 26.4 | 2.5 | 2.5 | 165 | [23 empty] | 2 | Y | [12 empty] | FL2 | PK | 9032900090 | [14 empty] | STP250S, RVS dompelhuls voor STP voeler, lengte 250 mm | STP250S, Doigt de gant en laiton en INOX pour sonde STP, longueur 250 mm
Schneider Electric | Schneider Electric | 01022021 |  | Schneider Electric |  | BM | 9121055000 |  |  | 38.99 |  | 1 |  | 1 | STP300S, Dompelhuls 300mm RVS | STP300S, Doigt de gant 300mm INOX |  | Pocket STP 300mm Stainl.steel | [18 empty] | 1 | 7332552013027 | 0 |  | 129 | 31.3 | 2.5 | 2.5 | 195.625 | [23 empty] | 4 | N | [12 empty] | FL2 | PK | 9032900090 | [14 empty] | STP300S, RVS dompelhuls voor STP voeler, lengte 300 mm | STP300S, Doigt de gant en laiton en INOX pour sonde STP, longueur 300 mm
Schneider Electric | Schneider Electric | 01022021 |  | Schneider Electric |  | BM | 9121056000 |  |  | 41.59 |  | 1 |  | 1 | STP400S, Dompelhulsel 400mm RVS | STP400S, Doigt de gant 400mm INOX |  | Pocket STP 400mm Stainl.steel | [18 empty] | 1 | 7332552013034 | 0 |  | 149.8 | 41.3 | 2.5 | 2.6 | 268.45 | [23 empty] | 2 | Y | [12 empty] | FL2 | PK | 9032900090 | [14 empty] | STP400S, RVS dompelhuls voor STP voeler, lengte 400 mm | STP400S, Doigt de gant en laiton en INOX pour sonde STP, longueur 400 mm
Schneider Electric | Schneider Electric | 01022021 |  | Schneider Electric |  | BM | 9121058000 |  |  | 47.39 |  | 1 |  | 1 | Dompelhulsadaptor DWT Satch | Adapt pour plongeur DWT SATCH |  | DWA0001 POCKET ADAPTOR ASSY | [18 empty] | 1 | 7332552013041 | 0 |  | 154.2 | 5.5 | 6 | 2.6 | 85.8 | [23 empty] | 4 | N | [12 empty] | FL2 | PK | 9032900090 | [14 empty] | Adapter voor SATCH DWA0001 voeler | Adaptateur pour plongeur SATCH DWA0001
Schneider Electric | Schneider Electric | 01022021 |  | Schneider Electric |  | BM | 9121060000 |  |  | 47.8 |  | 1 |  | 1 | Dompelhulsadaptor 120mm INOX | Adaptateur pour plongeur 120mm INOX |  | DWA0002 Pocket 120mm St.steel | [18 empty] | 1 | 7332552013058 | 0 |  | 76.2 | 12 | 2.2 | 2.5 | 66 | [23 empty] | 4 | N | [12 empty] | FL2 | PK | 9032900090 | [14 empty] | Roestvrijstaal adapter voor dompelhuls, lengte 120 mm | Adaptateur INOX pour plongueur, longueur 120 mm
Schneider Electric | Schneider Electric | 01022021 |  | Schneider Electric |  | BM | 9121062000 |  |  | 80.38 |  | 1 |  | 1 | Dompelhulsadaptor 200mm | Adaptateur pour plongeur 200mm LAITON |  | DWA0003 POCKET 200MM BRASS | [18 empty] | 1 | 7332552013065 | 0 |  | 115 | 20 | 2.2 | 2.2 | 96.8 | [23 empty] | 4 | N | [12 empty] | FL2 | PK | 9032900090 | [14 empty] | Messing adapter voor dompelhuls, lengte 200 mm | Adaptateur en laiton pour plongueur, longueur 200 mm
Schneider Electric | Schneider Electric | 01022021 |  | Schneider Electric |  | BM | 9121064000 |  |  | 64.34 |  | 1 |  | 1 | Dompelhulsadaptor 120mm INOX | Adaptateur pour plongeur 200mm INOX |  | DWA0004 POCKET 200MM ST.STEEL | [18 empty] | 1 | 7332552013072 | 0 |  | 94.2 | 20 | 2.4 | 2.2 | 105.6 | [23 empty] | 4 | N | [12 empty] | FL2 | PK | 9032900090 | [14 empty] | Roestvrij staal adapter voor dompelhuls, lengte 200 mm | Adaptateur INOX pour plongueur, longueur 200 mm
Schneider Electric | Schneider Electric | 01022021 |  | Schneider Electric |  | BM | 9121066000 |  |  | 41.39 |  | 1 |  | 1 | Dompelhulsadaptor 120mm INOX | Adaptateur pour plongeur 120mm LAITON |  | DWA0005 Pocket 120mm Brass | [18 empty] | 1 | 7332552013089 | 0 |  | 98.6 | 12.1 | 2.5 | 2.2 | 66.55 | [23 empty] | 4 | N | [12 empty] | FL2 | PK | 9032900090 | [14 empty] | Messing adapter voor dompelhuls, lengte 120 mm | Adaptateur en laiton pour plongueur, longueur 120 mm
Schneider Electric | Schneider Electric | 01022021 |  | Schneider Electric |  | BM | 9141021000 |  |  | 22.64 |  | 1 |  | 1 | KH8, Klep hendel voor KH8 | KH8, Levier pour clapet |  | KH8 Universal damper crank arm | [18 empty] | 1 | 3606480935947 | 0 |  | 90 | 0.1 | 0.1 | 0.1 | 0.001 | [23 empty] | 12 | N | [12 empty] | FL3 | N7 | 8481109990 | [14 empty] | KH8, Hendel voor Servomotor luchtklep | KH8, Levier pour clapet en acier
Schneider Electric | Schneider Electric | 01022021 |  | Schneider Electric |  | BM | 9141023010 |  |  | 157.62 |  | 1 |  | 1 | AV8, asverlenging MDxx | AV8, Extention d'axe MDxx |  | Shaft extesion AV8-25 | [18 empty] | 1 | 3606485101019 | 0 |  | 380 | 0.1 | 0.1 | 0.1 | 0.001 | [23 empty] | 4 | N | [12 empty] | FL3 | N7 | 8481109990 | [14 empty] | AV8, Asverlenging voor servomotor luchtklep | AV8, Extention d'axe pour AV8-25 MD10-20-10SR-20SR-LF
Schneider Electric | Schneider Electric | 01022021 |  | Schneider Electric |  | BM | 9141026000 |  |  | 22.05 |  | 1 |  | 1 | ZDB-AF, Draaibegrenzing | ZDB-AF, Limiteur angle moteur |  | ZDB-AF Angle of rotation limit | [18 empty] | 1 |  | 0 |  | 100 | 0.1 | 0.1 | 0.1 | 0.001 | [23 empty] | 4 | N | [12 empty] | FL3 | N7 | 8481109990 | [14 empty] | ZDB-AF, Draaibegrenzing voor motor ZDBAF | ZDB-AF, Limiteur d'angle en acier pour moteur
Schneider Electric | Schneider Electric | 01022021 |  | Schneider Electric |  | BM | 9141045000 |  |  | 10.94 |  | 1 |  | 1 | ZDB-LF, Draaiebegrenzing | ZDB-LF, Limiteur angle moteur |  | ZDB-LF Angle of rotation limit | [18 empty] | 1 | 3606481819871 | 0 |  | 18 | 17 | 10 | 0.5 | 85 | [23 empty] | 4 | N | [12 empty] | FL3 | N7 | 8481109990 | [14 empty] | ZDB-LF, Draaibegrenzing voor motor LF | ZDB-LF, Limiteur d'angle en acier pour moteur
Schneider Electric | Schneider Electric | 01022021 |  | Schneider Electric |  | BM | 9141046000 |  |  | 75.67 |  | 1 |  | 1 | ZG-MDSR, Montagekit MDxx | ZG-MDSR, Kit de montage MDxx |  | ZG-MDSR-MD10/20SR FLAT&SIDEKIT | [18 empty] | 1 | 3606481819888 | 0 |  | 610.2 | 19 | 14 | 5 | 1330 | [23 empty] | 4 | N | [12 empty] | FL3 | N7 | 8481109990 | [14 empty] | ZG-MDSR, Montagekit voor MDXXSR | ZG-MDSR, Kit de montage pour MDXXSR
Schneider Electric | Schneider Electric | 01022021 |  | Schneider Electric |  | BM | 9141047000 |  |  | 83.45 |  | 1 |  | 1 | Z-AF, Vervangskit MDxx | Z-AF, Kit remplacement MDxx |  | Z-AF-AF MD.SR MOUNT.PLATE ADAP | [18 empty] | 1 | 3606481819895 | 0 |  | 42 | 11.5 | 4 | 0.5 | 23 | [23 empty] | 4 | N | [12 empty] | FL3 | N7 | 8481109990 | [14 empty] | Z-AF, Vervangskit van AF door MDXXSR | Z-AF, Kit de remplacement de AF par MDXXSR
Schneider Electric | Schneider Electric | 01022021 |  | Schneider Electric |  | BM | 9141060000 |  |  | 81.8 |  | 1 |  | 1 | MD-S1, Eindeloop contact | MD-S1, Contact fin de course |  | Switch aux MD-S1 | [18 empty] | 1 | 3606480935442 | 0 |  | 186.8 | 18.5 | 12 | 4.9 | 1087.8 | [23 empty] | 4 | N | [12 empty] | FL3 | N7 | 8501109190 | [14 empty] | MD-S1, Eindeloopcontact voor MD5/10/20/40, MF20/40 | MD-S1, Contact auxiliaire simple pour MD5/10/20/40 MF20/MF40
Schneider Electric | Schneider Electric | 01022021 |  | Schneider Electric |  | BM | 9141061000 |  |  | 112.58 |  | 1 |  | 1 | MD-S2, Eindeloop contacten | MD-S2, Contacts fin de course |  | Switch aux MD-S2 | [18 empty] | 1 | 3606480935459 | 0 |  | 243.8 | 18.5 | 12 | 5 | 1110 | [23 empty] | 2 | Y | [12 empty] | FL3 | N7 | 8501109190 | [14 empty] | MD-S2, Eindeloopcontacten voor MD5/10/20/40, MF20/40 | MD-S2, Contact auxiliaire double pour MD5/10/20/40 MF20/MF40
Schneider Electric | Schneider Electric | 01022021 |  | Schneider Electric |  | BM | 9141062000 |  |  | 35.28 |  | 1 |  | 1 | K-MD10, Flens voor MD10 | K-MD10, Bride pour MD10 |  | Spindle clamp revers K-MD10 | [18 empty] | 1 | 3606480935466 | 0 |  | 158 | 10 | 8 | 5.5 | 440 | [23 empty] | 15 | N | [12 empty] | FL3 | N7 | 8481109990 | [14 empty] | K-MD10, Omkeerbare spindelklem voor motor MD10 | K-MD10, Bride d'axe réversible pour moteur MD10
Schneider Electric | Schneider Electric | 01022021 |  | Schneider Electric |  | BM | 9141063000 |  |  | 75.43 |  | 1 |  | 1 | ZG-MD20, Kit MD20 | ZG-MD20, Kit MD20 |  | Linkage damper ZG-MD20 | [18 empty] | 1 | 3606485101088 | 0 |  | 294 | 14.5 | 7.3 | 2.1 | 222.285 | [23 empty] | 4 | N | [12 empty] | FL3 | N7 | 8481109990 | [14 empty] | ZG-MD20, Koppelingskit voor motor MD20 | ZG-MD20, Kit d'accouplement pour MD20
Schneider Electric | Schneider Electric | 01022021 |  | Schneider Electric |  | BM | 9141070000 |  |  | 161.72 |  | 1 |  | 1 | ACC, Linkage LMD/AR-MBF | ACC, Adapt. LMD/AR-MBF |  | Linkage LMD/AR-MBF | [18 empty] | 1 | 3606489621070 | 0 |  | 1022 | 24.9 | 15.5 | 12 | 4631.4 | [23 empty] | 4 | N | [12 empty] | FL3 | N7 | 8481109990 | [14 empty] | Koppelingskit voor LMD/AR-MBF | Accessoire, Kit d'accouplement LMD/AR-MBF
Schneider Electric | Schneider Electric | 01022021 |  | Schneider Electric |  | BM | 9141071000 |  |  | 131.35 |  | 1 |  | 1 | ACC, Linkage LMD/AR-MB | ACC, Adapt. LMD/AR-MB |  | Linkage LMD/AR-MB | [18 empty] | 1 | 3606489659684 | 0 |  | 755 | 20 | 11.9 | 8.3 | 1975.4 | [23 empty] | 4 | N | [12 empty] | FL3 | N7 | 8481109990 | [14 empty] | Koppelingskit voor LMD/AR-MB | Accessoire, Kit d'accouplement LMD/AR-MB
Schneider Electric | Schneider Electric | 01022021 |  | Schneider Electric |  | BM | 9141080000 |  |  | 66.9 |  | 1 |  | 1 | ACC, Linkage. AL-TAC VXXX L8TV | ACC, Linkage. AL-TAC VXXX L8TV |  | LINKAGE AL-TAC VXXX L8TV | [18 empty] | 1 |  | 0 |  | 1793 | 20.6 | 11.5 | 8.3 | 1966.27 | [23 empty] | 2 | Y | [12 empty] | FL1 | N8 | 8481109990 | [14 empty] | Koppelingskit voor LMD/AR-MB | Accessoire, Kit d'accouplement LMD/AR-MB
Schneider Electric | Schneider Electric | 01022021 |  | Schneider Electric |  | BM | 9141081000 |  |  | 62.67 |  | 1 |  | 1 | ACC, linkage. AL-TAC VGXXX L9TVG | ACC, linkage. AL-TAC VGXXX L9TVG |  | LINKAGE AL-TAC VGXXX L9TVG | [18 empty] | 1 | 3606481942647 | 0 |  | 1647 | 0.1 | 0.1 | 0.1 | 0.001 | [23 empty] | 15 | N | [12 empty] | FL1 | N8 | 8481109990 | [14 empty] | Koppelingskit voor LMD/AR-MB | Accessoire, Kit d'accouplement L9TVG Servomoteur AL / Vanne TAC VGxxx
Schneider Electric | Schneider Electric | 01022021 |  | Schneider Electric |  | BM | AA18 |  |  | 321 |  | 1 |  | 1 | Pitotpijp voor EPP-EPU, 8-5/8 IN | Tube pitot pour EPP-EPU, 8-5/8 IN |  | AIR VELOCITY PITOT TUBE 8" | [18 empty] | 1 | 3606489899677 | 0 |  | 148 | 0 | 0 | 0 | 0 | [23 empty] | 4 | N | [12 empty] | FL3 | N7 | 9026900000 | [14 empty] | Toebehoren voor drukverschilvoeler EPP-EPU, Pitotpijp, lengte 20cm | Accessoire de détecteur de pression différentielle EPP-EPU, Tube Pitot, 8-5/8in
Schneider Electric | Schneider Electric | 01022021 |  | Schneider Electric |  | BM | AA20 |  |  | 314.75 |  | 1 |  | 1 | Pitotpijp voor EPP-EPU, 18-5/8 IN | Tube pitot pour EPP-EPU, 18-5/8 IN |  | AIR VELOCITY PITOT TUBE 18" | [18 empty] | 1 | 3606489899691 | 0 |  | 272 | 0 | 0 | 0 | 0 | [23 empty] | 4 | N | [12 empty] | FL3 | N7 | 9026900000 | [14 empty] | Toebehoren voor drukverschilvoeler EPP-EPU, Pitotpijp, lengte 45cm | Accessoire de détecteur de pression différentielle EPP-EPU, Tube Pitot, 18-5/8in
Schneider Electric | Schneider Electric | 01022021 |  | Schneider Electric |  | BM | ACTPC5EUBLS100GR |  |  | 43.68 |  | 1 |  | 1 | VERBINDINGS CAT 5E,UTP 10M LSZH,GROEN | DE LIAISON CAT 5E,UTP 10M LSZH,VERT |  | CAT 5E PATCH CORD UTP 10M LSZH, GREEN | [18 empty] | 1 | 3606489662141 | 0 |  | 328 | 30.2 | 21 | 1 | 634.2 | [23 empty] | 4 | N | [12 empty] | MV3 | N3 | 8544429090
Schneider Electric | Schneider Electric | 01022021 |  | Schneider Electric |  | BM | ACTPC5EUBLS150GR |  |  | 54.6 |  | 1 |  | 1 | VERBINDINGS CAT 5E,UTP 15M LSZH,GROEN | DE LIAISON CAT 5E,UTP 15M LSZH,VERT |  | CAT 5E PATCH CORD UTP 15M LSZH, GREEN | [18 empty] | 1 | 3606489607203 | 0 |  | 492 | 32 | 25 | 1 | 800 | [23 empty] | 4 | N | [12 empty] | MV3 | N3 | 8544429090
Schneider Electric | Schneider Electric | 01022021 |  | Schneider Electric |  | BM | ACTPC5EUBLS200GR |  |  | 27.3 |  | 1 |  | 1 | VERBINDINGS CAT 5E,UTP 20M LSZH,GROEN | DE LIAISON CAT 5E,UTP 20M LSZH,VERT |  | CAT 5E PATCH CORD UTP 20M LSZH, GREEN | [18 empty] | 1 | 3606489607210 | 0 |  | 656 | 32 | 25 | 1 | 800 | [23 empty] | 4 | N | [12 empty] | MV3 | N3 | 8544429090
Schneider Electric | Schneider Electric | 01022021 |  | Schneider Electric |  | BM | ACTPC5EUBLS250GR |  |  | 40.77 |  | 1 |  | 1 | VERBINDINGS CAT 5E,UTP 25M LSZH,GROEN | DE LIAISON CAT 5E,UTP 25M LSZH,VERT |  | CAT 5E PATCH CORD UTP 25M LSZH, GREEN | [18 empty] | 1 | 3606489607227 | 0 |  | 820 | 32 | 25 | 1 | 800 | [23 empty] | 4 | N | [12 empty] | MV3 | N3 | 8544429090
Schneider Electric | Schneider Electric | 01022021 |  | Schneider Electric |  | BM | ACTPC6UBLS100GR |  |  | 54.24 |  | 1 |  | 1 | VERBINDINGS CAT 6,UTP 10M LSZH,GROEN | DE LIAISON CAT 6,UTP 10M LSZH,VERT |  | CAT 6 PATCH CORD UTP 10M LSZH, GREEN | [18 empty] | 1 | 3606481144942 | 0 |  | 382 | 30.2 | 21 | 1 | 634.2 | [23 empty] | 4 | N | [12 empty] | MV3 | N3 | 8544429090
Schneider Electric | Schneider Electric | 01022021 |  | Schneider Electric |  | BM | ACTPC6UBLS150GR |  |  | 67.7 |  | 1 |  | 1 | VERBINDINGS CAT 6,UTP 15M LSZH,GROEN | DE LIAISON CAT 6,UTP 15M LSZH,VERT |  | CAT 6 PATCH CORD UTP 15M LSZH, GREEN | [18 empty] | 1 | 3606489598358 | 0 |  | 573 | 32 | 25 | 1 | 800 | [23 empty] | 4 | N | [12 empty] | MV3 | N3 | 8544429090
Schneider Electric | Schneider Electric | 01022021 |  | Schneider Electric |  | BM | ACTPC6UBLS200GR |  |  | 136.5 |  | 1 |  | 1 | VERBINDINGS CAT 6,UTP 20M LSZH,GROEN | DE LIAISON CAT 6,UTP 20M LSZH,VERT |  | CAT 6 PATCH CORD UTP 20M LSZH, GREEN | [18 empty] | 1 | 3606489598365 | 0 |  | 764 | 32 | 25 | 1 | 800 | [23 empty] | 4 | N | [12 empty] | MV3 | N3 | 8544429090
Schneider Electric | Schneider Electric | 01022021 |  | Schneider Electric |  | BM | ACTPC6UBLS250GR |  |  | 182 |  | 1 |  | 1 | VERBINDINGS CAT 6,UTP 25M LSZH,GROEN | DE LIAISON CAT 6,UTP 25M LSZH,VERT |  | CAT 6 PATCH CORD UTP 25M LSZH, GREEN | [18 empty] | 1 | 3606489598372 | 0 |  | 955 | 32 | 25 | 1 | 800 | [23 empty] | 4 | N | [12 empty] | MV3 | N3 | 8544429090
Schneider Electric | Schneider Electric | 01022021 |  | Schneider Electric |  | BM | ACTPG5EPTU100 |  |  | 136.5 |  | 1 |  | 1 | DOORGANGSTUK, CAT 5E, UTP, PK 100 | EMBOUT DE PASSAGE, CAT 5E, UTP, PK 100 |  | CAT 5E UTP PASS THROUGH PLUG 100 PCES | [18 empty] | 1 | 3606489699918 | 0 |  | 118 | 15 | 20 | 1 | 300 | [23 empty] | 4 | N | [12 empty] | MV3 | N3 | 8536699099
Schneider Electric | Schneider Electric | 01022021 |  | Schneider Electric |  | BM | ACTPG6PTU100 |  |  | 237.69 |  | 1 |  | 1 | DOORGANGSTUK, CAT 6, UTP, PK 100 | EMBOUT DE PASSAGE, CAT 6, UTP, PK 100 |  | CAT 6 UTP PASS THROUGH PLUG 100 PCES | [18 empty] | 1 | 3606489598297 | 0 |  | 118 | 13.5 | 7.2 | 6 | 583.2 | [23 empty] | 4 | N | [12 empty] | MV3 | N3 | 8536699099
Schneider Electric | Schneider Electric | 01022021 |  | Schneider Electric |  | BM | ACTPG6TLU001 |  |  | 4 |  | 1 |  | 1 | VERBINDINGSTUK, CAT 6, UTP | EMBOUT TERMINAL, CAT 6, UTP |  | CAT 6 UTP FIELD-TERM PLUG | [18 empty] | 1 | 3606489598280 | 0 |  | 5 | 9 | 16 | 1 | 144 | [23 empty] | 4 | N | [12 empty] | SW1 | PS | 8536699099
Schneider Electric | Schneider Electric | 01022021 |  | Schneider Electric |  | BM | ACTTLCPT |  |  | 237.69 |  | 1 |  | 1 | KRIMPTANG ACTASSI | PINCE DE SERTISSAGE ACTASSI |  | ACTASSI CRIMPING TOOL | [18 empty] | 1 | 3606489598303 | 0 |  | 420 | 26.3 | 10.5 | 2.8 | 773.22 | [23 empty] | 4 | N | [12 empty] | SW1 | PS | 8203200000
Schneider Electric | Schneider Electric | 01022021 |  | Schneider Electric |  | BM | AG13A230 |  |  | 55.87 |  | 1 |  | 1 | Servo Erie, ON/OFF, 24V, ret. NC | Servo Erie, ON/OFF, 24V, ret. NF |  | ERIE ACT NC 24VAC 36"LEAD | [18 empty] | 1 | 711426601923 | 0 |  | 508 | 75 | 75 | 140 | 787500 | [23 empty] | 15 | N | [12 empty] | FL1 | N8 | 84811099 | [14 empty] | Servomotor voor Erie Kraan, 24V, O/D, NC | Servomoteur pour vanne Erie VT, 24V, ON/OFF, retour Normalement fermé
Schneider Electric | Schneider Electric | 01022021 |  | Schneider Electric |  | BM | AG13A23A |  |  | 69.91 |  | 1 |  | 1 | Servo Erie, ON/OFF, 24V, S, ret. NC | Servo Erie, ON/OFF, 24V, S, ret. NF |  | ERIE ACT NC 24VAC 36"LEAD+SW | [18 empty] | 1 | 711426601954 | 0 |  | 550 | 0.1 | 0.1 | 0.1 | 0.001 | [23 empty] | 4 | N | [12 empty] | FL1 | N8 | 84811099 | [14 empty] | Servomotor voor Erie Kraan, 24V, O/D, NC, eindeloopcontact | Servomoteur pour vanne Erie VT,24V,ON/OFF, Switch, retour Normalement fermé
Schneider Electric | Schneider Electric | 01022021 |  | Schneider Electric |  | BM | AG13U230 |  |  | 62.39 |  | 1 |  | 1 | Servo Erie,ON/OFF, 230V, ret. NC | Servo Erie,ON/OFF, 230V, ret. NF |  | ERIE ACT NC 230VAC 36"LEAD | [18 empty] | 1 | 711426602364 | 0 |  | 511 | 14 | 8 | 7.5 | 840 | [23 empty] | 4 | N | [12 empty] | FL1 | N8 | 84811099 | [14 empty] | Servomotor voor Erie Kraan, 230V, O/D, NC | Servomoteur pour vanne Erie VT,230V,ON/OFF, retour Normalement fermé
Schneider Electric | Schneider Electric | 01022021 |  | Schneider Electric |  | BM | AG13U23A |  |  | 69.91 |  | 1 |  | 1 | Servo Erie, ON/OFF, 230V, S, ret. NC | Servo Erie, ON/OFF, 230V, S, ret. NF |  | ERIE ACT NC 230VAC 36"LEAD+SW | [18 empty] | 1 | 711426602395 | 0 |  | 536.6 | 14.3 | 7.3 | 7.3 | 762.047 | [23 empty] | 4 | N | [12 empty] | FL1 | N8 | 84811099 | [14 empty] | Servomotor voor Erie Kraan, 230V, O/D, NC, eindeloopcontact | Servomoteur pour vanne Erie VT,230V,ON/OFF, switch, retour Normalement fermé
Schneider Electric | Schneider Electric | 01022021 |  | Schneider Electric |  | BM | AG23A230 |  |  | 61.36 |  | 1 |  | 1 | Servo Erie, ON/OFF, 24V, ret. NO | Servo Erie, ON/OFF, 24V, ret. NO |  | ERIE ACT NO 24VAC 36"LEAD | [18 empty] | 1 | 711426602890 | 0 |  | 494 | 0.1 | 0.1 | 0.1 | 0.001 | [23 empty] | 15 | N | [12 empty] | FL1 | N8 | 84811099 | [14 empty] | Servomotor voor Erie Kraan, 24V, O/D, NO | Servomoteur pour vanne Erie VT,24V,ON/OFF, retour Normalement ouvert
Schneider Electric | Schneider Electric | 01022021 |  | Schneider Electric |  | BM | AG23U230 |  |  | 69.24 |  | 1 |  | 1 | Servo Erie, ON/OFF, 230V, ret. NO | Servo Erie, ON/OFF, 230V, ret. NO |  | ERIE ACT NO 230VAC 36"LEAD | [18 empty] | 1 | 711426603156 | 0 |  | 489 | 0.1 | 0.1 | 0.1 | 0.001 | [23 empty] | 15 | N | [12 empty] | FL1 | N8 | 84811099 | [14 empty] | Servomotor voor Erie Kraan, 230V, O/D, NO | Servomoteur pour vanne Erie VT,230V,ON/OFF, retour Normalement ouvert
Schneider Electric | Schneider Electric | 01022021 |  | Schneider Electric |  | BM | ARA 1.7E |  |  | 3.91 |  | 1 |  | 1 | KLR-E serie plastic adapt. huis | KLR-E Serie plastic adapt. frame |  | KLR-E SERIES PLASTIC ADAPTOR FRAME | [18 empty] | 1 | 3606489623210 | 0 |  | 0.001 | 0.1 | 0.1 | 0.1 | 0.001 | [23 empty] | 12 | N | [12 empty] | FL3 | N7 | 90251980 | [14 empty] | Kunststofadapter voor KLR-E | Adaptateur support en plastique pour KLR-E
Schneider Electric | Schneider Electric | 01022021 |  | Schneider Electric |  | BM | ARA 1.E |  |  | 3.09 |  | 1 |  | 1 | RTR-E serie plastic adapt. Huis | RTR-E serie plastic adapt. frame |  | RTR-E SERIES PLASTIC ADAPTOR FRAME | [18 empty] | 1 | 3606489623227 | 0 |  | 0.001 | 0.1 | 0.1 | 0.1 | 0.001 | [23 empty] | 13 | N | [12 empty] | FL3 | N7 | 90251980 | [14 empty] | Kunststofadapter voor RTR-E | Adaptateur support en plastique pour RTR-E
Schneider Electric | Schneider Electric | 01022021 |  | Schneider Electric |  | BM | AV-822 |  |  | 40.17 |  | 1 |  | 1 | ACC, linkage FORTA VB-8XXX & VB-9 | ACC, linkage FORTA VB-8XXX & VB-9 |  | ADAPTER FORTA TO VB-8000/VB-9000 | [18 empty] | 1 |  | 0 |  | 120 | 0.1 | 0.1 | 0.1 | 0.001 | [23 empty] | 12 | N | [12 empty] | FL1 | N8 | 8501109190 | [14 empty] | Verbindingskit van Forta naar VB-8XXX & VB-9 | Accessoire, Kit d'accouplement FORTA VB-8XXX & VB-9
Schneider Electric | Schneider Electric | 01022021 |  | Schneider Electric |  | BM | CEC110W |  |  | 91.71 |  | 1 |  | 1 | MITA VERLENGKRAAG 1V 10MM WIT | C/LINE 1G 10MM EXTENSION COLLAR |  | Abstandsrahmen (weiss) für TC3xx-Dx 10 S | [18 empty] | 1 | 3606480486661 | 0 |  | 225.2 | 22.5 | 19.3 | 10.9 | 4733.325 | [23 empty] | 8 | N | [12 empty] | XX4 | PU | 9032900090 | [33 empty] | https://eref.se.com/be/nl/sis-tarif/product/CEC110W | https://eref.se.com/be/fr/sis-tarif/product/CEC110W
Schneider Electric | Schneider Electric | 01022021 |  | Schneider Electric |  | BM | EPD301 |  |  | 278.46 |  | 1 |  | 1 | Drukversch./snelheid, kan. 250Pa | Sonde press. diff,vélocité, gaine,250Pa |  | PRES-VEL,DRY,DUCT, 250PA | [18 empty] | 1 | 3606489709181 | 0 |  | 130 | 17.8 | 20.3 | 5.1 | 1842.834 | [23 empty] | 15 | N | [12 empty] | FL2 | PK | 9027101000 | [14 empty] | Verschildruk- en snelheidsvoeler, kanaal, 0-250Pa, 0-15m/s | Sonde pression diff. et vélocité, mont. gaine, 0-250Pa, 0-15m/s
Schneider Electric | Schneider Electric | 01022021 |  | Schneider Electric |  | BM | EPD301LCD |  |  | 297.02 |  | 1 |  | 1 | Drukversch./snelheid, kan. 250Pa,LCD | Sonde press. diff,vél, gaine,250Pa,LCD |  | PRES-VEL,DUCT,LCD,250PA | [18 empty] | 1 | 3606489709549 | 0 |  | 130 | 17.8 | 20.3 | 5.1 | 1842.834 | [23 empty] | 15 | N | [12 empty] | FL2 | PK | 9027101000 | [14 empty] | Verschildruk-en snelheidvoeler, kanaal, 0-250Pa, 0-15m/s, écran LCD | Sonde pression diff. et vélocité, mont. gaine, 0-250Pa, 0-15m/s, écran LCD
Schneider Electric | Schneider Electric | 01022021 |  | Schneider Electric |  | BM | EPD302 |  |  | 278.46 |  | 1 |  | 1 | Drukversch./snelheid, kan. 2500Pa | Sonde press. diff,vélocité, gaine,2500Pa |  | PRES-VEL,DRY,DUCT,2500PA | [18 empty] | 1 | 3606489709198 | 0 |  | 130 | 17.8 | 20.3 | 5.1 | 1842.834 | [23 empty] | 4 | N | [12 empty] | FL2 | PK | 9027101000 | [14 empty] | Verschildruk- en snelheidsvoeler, kanaal, 250-2500Pa, 0-30m/s | Sonde pression diff. et vélocité, mont. gaine, 250-2500Pa, 0-30m/s
Schneider Electric | Schneider Electric | 01022021 |  | Schneider Electric |  | BM | EPD302LCD |  |  | 297.02 |  | 1 |  | 1 | Drukversch./snelheid, kan. 2500Pa,LCD | Sonde press. diff,vél, gaine, 2500Pa,LCD |  | PRES-VEL,DUCT,LCD,2500PA | [18 empty] | 1 | 3606489728298 | 0 |  | 130 | 17.8 | 20.3 | 5.1 | 1842.834 | [23 empty] | 15 | N | [12 empty] | FL2 | PK | 9027101000 | [14 empty] | Verschildruk- en snelheidsvoeler, kanaal, 250-2500Pa, 0-30m/s, LCD | Sonde pression diff. et vélocité, mont. gaine, 250-2500Pa, 0-30m/s, écran LCD
Schneider Electric | Schneider Electric | 01022021 |  | Schneider Electric |  | BM | EPP301 |  |  | 262.44 |  | 1 |  | 1 | Drukversch./snelheid, panel, 250Pa | Sonde press. diff,vélocité, panel, 250Pa |  | PRES-VEL,DRY,PNL,250PA | [18 empty] | 1 | 3606489709556 | 0 |  | 145 | 10.2 | 9 | 5.1 | 468.18 | [23 empty] | 4 | N | [12 empty] | FL2 | PK | 9027101000 | [14 empty] | Verschildruk- en snelheidsvoeler, inbouw, 0-250Pa, 0-15m/s | Sonde pression diff. et vélocité, mont. panel, 0-250Pa, 0-15m/s
Schneider Electric | Schneider Electric | 01022021 |  | Schneider Electric |  | BM | EPP301LCD |  |  | 341.18 |  | 1 |  | 1 | Drukversch./snelheid, panel, 250Pa,LCD | Sonde press. diff,vél, panel, 250Pa,LCD |  | PRES-VEL,DRY,PANEL,LCD,250PA | [18 empty] | 1 | 3606489728304 | 0 |  | 213 | 11.5 | 12 | 8.5 | 1173 | [23 empty] | 4 | N | [12 empty] | FL2 | PK | 9027101000 | [14 empty] | Verschildruk- en snelheidsvoeler, inbouw, 0-250Pa, 0-15m/s, LCD | Sonde pression diff. et vélocité, mont. panel, 0-250Pa, 0-15m/s, écran LCD
Schneider Electric | Schneider Electric | 01022021 |  | Schneider Electric |  | BM | EPP302 |  |  | 262.44 |  | 1 |  | 1 | Drukversch./snelheid, panel, 2500Pa | Sonde press. diff,vél, panel, 2500Pa |  | PRES-VEL,DRY,PNL,2500PA | [18 empty] | 1 | 3606489728328 | 0 |  | 203 | 19 | 13 | 5 | 1235 | [23 empty] | 4 | N | [12 empty] | FL2 | PK | 9027101000 | [14 empty] | Verschildruk- en snelheidsvoeler, inbouw, 250-2500 Pa, 0-30m/s | Sonde pression diff. et vélocité, mont. panel, 250-2500 Pa, 0-30m/s
Schneider Electric | Schneider Electric | 01022021 |  | Schneider Electric |  | BM | EPP302LCD |  |  | 341.18 |  | 1 |  | 1 | Drukversch./snelheid, panel, 2500Pa,LCD | Sonde press. diff,vél, panel, 2500Pa,LCD |  | PRES-VEL,DRY,PNL,LCD,2500PA | [18 empty] | 1 | 3606489728311 | 0 |  | 151 | 11.5 | 9 | 5.1 | 527.85 | [23 empty] | 4 | N | [12 empty] | FL2 | PK | 9027101000 | [14 empty] | Verschildruk- en snelheidsvoeler, inbouw, 250-2500 Pa, 0-30m/s, LCD | Sonde pression diff. et vélocité, mont. panel, 250-2500 Pa, 0-30m/s, écran LCD
Schneider Electric | Schneider Electric | 01022021 |  | Schneider Electric |  | BM | EPU305 |  |  | 315.59 |  | 1 |  | 1 | Drukversch./snelheid, univ,2500Pa | Sonde press. diff,vélocité, univ,2500Pa |  | PRES-VEL,DRY,UNIV,2500PA | [18 empty] | 1 | 3606489728342 | 0 |  | 130 | 17.8 | 20.3 | 5.1 | 1842.834 | [23 empty] | 4 | N | [12 empty] | FL2 | PK | 9027101000 | [14 empty] | Verschildruk- en snelheidsvoeler, opbouw, 0-2500 Pa, 0-35m/s | Sonde pression diff. et vélocité, mont. univ., 0-2500 Pa, 0-35m/s
Schneider Electric | Schneider Electric | 01022021 |  | Schneider Electric |  | BM | EPU305LCD |  |  | 315.59 |  | 1 |  | 1 | Drukversch./snelheid,univ,2500Pa,LCD | Sonde press. diff,vél, univ, 2500Pa,LCD |  | PRESSURE-VELOCITY,DRY,UNIV,LCD,0-2,500 P | [18 empty] | 1 | 3606489728335 | 0 |  | 130 | 17.8 | 20.3 | 5.1 | 1842.834 | [23 empty] | 15 | N | [12 empty] | FL2 | PK | 9027101000 | [14 empty] | Verschildruk- en snelheidsvoeler, opbouw, 0-2500 Pa, 0-35m/s, LCD | Sonde pression diff. et vélocité, mont. univ., 0-2500 Pa, 0-35m/s, écran LCD
Schneider Electric | Schneider Electric | 01022021 |  | Schneider Electric |  | BM | FAS-00 |  |  | 27.82 |  | 1 |  | 1 | SE8000, voorkant, silver | SE8000, face avant, Argent |  | FAS-00 Silver | [18 empty] | 1 | 3606489420918 | 0 |  | 25.4 | 11.4 | 8.3 | 0.7 | 66.234 | [23 empty] | 2 | Y | [12 empty] | XX4 | PU | 3926909790 | [14 empty] | SE8000, voorkant, silver | SE8000, face avant avec fenêtre, Argent
Schneider Electric | Schneider Electric | 01022021 |  | Schneider Electric |  | BM | FAS-01 |  |  | 27.82 |  | 1 |  | 1 | SE8000, voorkant, wit | SE8000, face avant, Blanc |  | FAS-01 White | [18 empty] | 1 | 3606489420925 | 0 |  | 24.2 | 11.4 | 8 | 0.8 | 72.96 | [23 empty] | 2 | Y | [12 empty] | XX4 | PU | 3926909790 | [14 empty] | SE8000, voorkant, witte | SE8000, face avant avec fenêtre, Blanc
Schneider Electric | Schneider Electric | 01022021 |  | Schneider Electric |  | BM | FAS-03 |  |  | 27.82 |  | 1 |  | 1 | SE8000, voorkant, witte parel | SE8000, face avant, Blanc nacré |  | FAS-03 Glossy translucent white | [18 empty] | 1 | 3606489420932 | 0 |  | 26.8 | 11.4 | 8 | 0.8 | 72.96 | [23 empty] | 2 | Y | [12 empty] | XX4 | PU | 3926909790 | [14 empty] | SE8000, voorkant, witte parel | SE8000, face avant avec fenêtre, Blanc nacré
Schneider Electric | Schneider Electric | 01022021 |  | Schneider Electric |  | BM | FAS-05 |  |  | 27.82 |  | 1 |  | 1 | SE8000, voorkant, licht hout | SE8000, face avant, Bois clair |  | FAS-05 Light tan wood | [18 empty] | 1 | 3606489420949 | 0 |  | 24 | 11.5 | 8.1 | 0.7 | 65.205 | [23 empty] | 2 | Y | [12 empty] | XX4 | PU | 3926909790 | [14 empty] | SE8000, voorkant, licht hout | SE8000, face avant avec fenêtre, Bois clair
Schneider Electric | Schneider Electric | 01022021 |  | Schneider Electric |  | BM | FAS-06 |  |  | 27.82 |  | 1 |  | 1 | SE8000, voorkant, donker bruin | SE8000, face avant, Bois brun foncé |  | FAS-06 Dark brown wood | [18 empty] | 1 | 3606489420956 | 0 |  | 23.4 | 11.6 | 8.2 | 0.8 | 76.096 | [23 empty] | 2 | Y | [12 empty] | XX4 | PU | 3926909790 | [14 empty] | SE8000, voorkant, donker bruin | SE8000, face avant avec fenêtre, Bois brun foncé
Schneider Electric | Schneider Electric | 01022021 |  | Schneider Electric |  | BM | FAS-07 |  |  | 27.82 |  | 1 |  | 1 | SE8000, voorkant, zwart hout | SE8000, face avant, Bois noir |  | FAS-07 Dark black wood | [18 empty] | 1 | 3606489420963 | 0 |  | 24 | 11.5 | 8.1 | 0.7 | 65.205 | [23 empty] | 2 | Y | [12 empty] | XX4 | PU | 3926909790 | [14 empty] | SE8000, voorkant, zwart hout | SE8000, face avant avec fenêtre, Bois noir | [17 empty] | https://eref.se.com/be/nl/sis-tarif/product/FAS-07 | https://eref.se.com/be/fr/sis-tarif/product/FAS-07
Schneider Electric | Schneider Electric | 01022021 |  | Schneider Electric |  | BM | FAS-10 |  |  | 27.82 |  | 1 |  | 1 | SE8000, voorkant, geborsteld staal | SE8000, face avant, acier brossé |  | FAS-10 Brushed steel finish | [18 empty] | 1 | 3606489420970 | 0 |  | 23.8 | 11.5 | 8.2 | 0.9 | 84.87 | [23 empty] | 2 | Y | [12 empty] | XX4 | PU | 3926909790 | [14 empty] | SE8000, voorkant, geborsteld staal | SE8000, face avant avec fenêtre, acier brossé | [17 empty] | https://eref.se.com/be/nl/sis-tarif/product/FAS-10 | https://eref.se.com/be/fr/sis-tarif/product/FAS-10
Schneider Electric | Schneider Electric | 01022021 |  | Schneider Electric |  | BM | FAS-11 |  |  | 27.69 |  | 1 |  | 1 | SE8000, voorkant, geborsteld bronze | SE8000, face avant, bronze |  | SE8000 FAS METALIC BRONZ | [18 empty] | 1 | 3606481535481 | 0 |  | 12 | 11 | 8 | 0.3 | 26.4 | [23 empty] | 5 | N | [12 empty] | XX4 | PU | 9032900090 | [14 empty] | SE8000, voorkant , bronze | SE8000, face avant avec fenêtre, Bronze
Schneider Electric | Schneider Electric | 01022021 |  | Schneider Electric |  | BM | FAS-12 |  |  | 27.69 |  | 1 |  | 1 | SE8000, voorkant, geborsteld gloss balck | SE8000, face avant, Noir brillant |  | SE8000 FAS HIGH GLOSS BLACK | [18 empty] | 1 | 3606481535498 | 0 |  | 12 | 11 | 8 | 0.3 | 26.4 | [23 empty] | 5 | N | [12 empty] | XX4 | PU | 9032900090 | [14 empty] | SE8000, voorkant , gloos black | SE8000, face avant avec fenêtre, Noir brillant
Schneider Electric | Schneider Electric | 01022021 |  | Schneider Electric |  | BM | FLO-02A12LM |  |  | 660.5 |  | 1 |  | 1 | Debietmeter nyl, dig, 1IN NPT,GALL,LCD | Débit. nyl, DIG PULS,1IN NPT,GALL,LCD |  | Flo,Tur,Alu,Dig-Pul,1in_ISO_in,Lit,Disp | [18 empty] | 1 |  | 0 |  | 1 | 0 | 0 | 0 | 0 | [23 empty] | 15 | N | [12 empty] | FL3 | N7 | 9026108900 | [14 empty] | Electronische debietmeter, nylon, pulse/liter, Display | Débitmètre électron. en Nylon, sortie impul. dig., 1", Unité gallon, écran LCD
Schneider Electric | Schneider Electric | 01022021 |  | Schneider Electric |  | BM | FLO-02A31GM |  |  | 660.5 |  | 1 |  | 1 | Debietmeter nyl, dig, 1IN BSPT,GALL,LCD | Débit. nyl, DIG PULS,1IN BSPT,GALL,LCD |  | Flo,Tur,Alu,Dig-Pul,1in_NPT_in,Gal,Disp | [18 empty] | 1 |  | 0 |  | 1 | 0 | 0 | 0 | 0 | [23 empty] | 15 | N | [12 empty] | FL3 | N7 | 9026108900 | [14 empty] | Electronische debietmeter, nylon, pulse/gallon, Display | Débitmètre électron. en Nylon, sortie impul. dig., 1", Unité litre, écran LCD
Schneider Electric | Schneider Electric | 01022021 |  | Schneider Electric |  | BM | FLO-02N12LM |  |  | 660.5 |  | 1 |  | 1 | Debietmeter Al, dig, 1IN NPT,LIT,LCD | Débit. Al, DIG PULS,1IN NPT,LIT,LCD |  | Flo,Tur,Nyl,Dig-Pul,1in_ISO_in,Lit,Disp | [18 empty] | 1 |  | 0 |  | 1 | 0 | 0 | 0 | 0 | [23 empty] | 15 | N | [12 empty] | FL3 | N7 | 9026108900 | [14 empty] | Electronische debietmeter, Alu, pulse/liter, Display | Débitmètre électron. en Alu, sortie impul. dig., 1", Unité gallon, écran LCD
Schneider Electric | Schneider Electric | 01022021 |  | Schneider Electric |  | BM | FLO-02N31GM |  |  | 660.5 |  | 1 |  | 1 | Debietmeter Al, dig, 1IN BSPT,LIT,LCD | Débit. Al, DIG PULS,1IN BSPT,LIT,LCD |  | Flo,Tur,Nyl,Dig-Pul,1in_NPT_in,Gal,Disp | [18 empty] | 1 |  | 0 |  | 1 | 0 | 0 | 0 | 0 | [23 empty] | 15 | N | [12 empty] | FL3 | N7 | 9026108900 | [14 empty] | Electronische debietmeter, Alu, pulse/gallon, Display | Débitmètre électron. en Alu, sortie impul. dig., 1inch, Unité litre, écran LCD
Schneider Electric | Schneider Electric | 01022021 |  | Schneider Electric |  | BM | FLO-QSE05BSP09Q11A |  |  | 3258.48 |  | 1 |  | 1 | Debietmeter BTU+LCD, M-B+PULS,1/2",BSP | Débitmètre BTU+LCD, M-B+PULS,1/2",BSP |  | Flo,MagBTU,Disp,Pulse+Modbus,1/2inch,BSP | [18 empty] | 1 |  | 0 |  | 1 | 0 | 0 | 0 | 0 | [23 empty] | 15 | N | [12 empty] | FL3 | N7 | 9026108900 | [14 empty] | Electromagnetische debietmeter, BTU, Display, 1/2", BSP | Débitmètre électromagnétique, BTU, Display, 1/2", BSP
Schneider Electric | Schneider Electric | 01022021 |  | Schneider Electric |  | BM | FLO-QSE05BSP09Q3XA |  |  | 2323.99 |  | 1 |  | 1 | Debietmeter+LCD, M-B+PULS,1/2",BSP | Débitmètre+LCD, M-B+PULS,1/2",BSP |  | Flo,Mag,Disp,Pulse+4-20mA_1/2inch_BSP | [18 empty] | 1 |  | 0 |  | 1 | 0 | 0 | 0 | 0 | [23 empty] | 15 | N | [12 empty] | FL3 | N7 | 9026108900 | [14 empty] | Electromagnetische debietmeter, Display, 1/2", BSP | Débitmètre électromagnétique, Display, 1/2", BSP
Schneider Electric | Schneider Electric | 01022021 |  | Schneider Electric |  | BM | FLO-QSE05BSPQBQ11A |  |  | 2964.92 |  | 1 |  | 1 | Debietmeter BTU, M-B+PULS,1/2",BSP | Débitmètre BTU, M-B+PULS,1/2",BSP |  | Flo,MagBTU,Disp,Pulse+4-20mA,1/2inch,BSP | [18 empty] | 1 |  | 0 |  | 1 | 0 | 0 | 0 | 0 | [23 empty] | 15 | N | [12 empty] | FL3 | N7 | 9026108900 | [14 empty] | Electromagnetische debietmeter, BTU, 1/2", BSP | Débitmètre électromagnétique, BTU, 1/2", BSP
Schneider Electric | Schneider Electric | 01022021 |  | Schneider Electric |  | BM | FLO-QSE05NPT09Q11A |  |  | 3258.48 |  | 1 |  | 1 | Debietmeter BTU+LCD, M-B+PULS,1/2",NPT | Débitmètre BTU+LCD, M-B+PULS,1/2",NPT |  | Flo,MagBTU,Disp,Pulse+Modbus,1/2inch,NPT | [18 empty] | 1 |  | 0 |  | 1 | 0 | 0 | 0 | 0 | [23 empty] | 15 | N | [12 empty] | FL3 | N7 | 9026108900 | [14 empty] | Electromagnetische debietmeter, BTU, Display, 1/2", NPT | Débitmètre électromagnétique, BTU, Display, 1/2", NPT
Schneider Electric | Schneider Electric | 01022021 |  | Schneider Electric |  | BM | FLO-QSE05NPT09Q3XA |  |  | 2323.99 |  | 1 |  | 1 | Debietmeter+LCD, M-B+PULS,1/2",NPT | Débitmètre+LCD, M-B+PULS,1/2",NPT |  | Flo,Mag,Disp,Pulse+4-20mA_1/2inch_NPT | [18 empty] | 1 |  | 0 |  | 1 | 0 | 0 | 0 | 0 | [23 empty] | 15 | N | [12 empty] | FL3 | N7 | 9026108900 | [14 empty] | Electromagnetische debietmeter, Display, 1/2", NPT | Débitmètre électromagnétique, Display, 1/2", NPT
Schneider Electric | Schneider Electric | 01022021 |  | Schneider Electric |  | BM | FLO-QSE05NPTQBQ11A |  |  | 2964.92 |  | 1 |  | 1 | Debietmeter BTU, M-B+PULS,1/2",NPT | Débitmètre BTU, M-B+PULS,1/2",NPT |  | Flo,MagBTU,Disp,Pulse+4-20mA,1/2inch,NPT | [18 empty] | 1 |  | 0 |  | 1 | 0 | 0 | 0 | 0 | [23 empty] | 15 | N | [12 empty] | FL3 | N7 | 9026108900 | [14 empty] | Electromagnetische debietmeter, BTU, 1/2", NPT | Débitmètre électromagnétique, BTU, 1/2", NPT
Schneider Electric | Schneider Electric | 01022021 |  | Schneider Electric |  | BM | FLO-QSE07BSP09Q11A |  |  | 3258.48 |  | 1 |  | 1 | Debietmeter BTU+LCD, M-B+PULS,3/4",BSP | Débitmètre BTU+LCD, M-B+PULS,3/4",BSP |  | Flo,MagBTU,Disp,Pulse+Modbus,3/4inch,BSP | [18 empty] | 1 |  | 0 |  | 1 | 0 | 0 | 0 | 0 | [23 empty] | 15 | N | [12 empty] | FL3 | N7 | 9026108900 | [14 empty] | Electromagnetische debietmeter, BTU, Display, 3/4", BSP | Débitmètre électromagnétique, BTU, Display, 3/4", BSP
Schneider Electric | Schneider Electric | 01022021 |  | Schneider Electric |  | BM | FLO-QSE07BSP09Q3XA |  |  | 2323.99 |  | 1 |  | 1 | Debietmeter+LCD, M-B+PULS,3/4",BSP | Débitmètre+LCD, M-B+PULS,3/4",BSP |  | Flo,Mag,Disp,Pulse+4-20mA_3/4inch_BSP | [18 empty] | 1 |  | 0 |  | 1 | 0 | 0 | 0 | 0 | [23 empty] | 15 | N | [12 empty] | FL3 | N7 | 9026108900 | [14 empty] | Electromagnetische debietmeter, Display, 3/4", BSP | Débitmètre électromagnétique, Display, 3/4", BSP
Schneider Electric | Schneider Electric | 01022021 |  | Schneider Electric |  | BM | FLO-QSE07BSPQBQ11A |  |  | 2964.92 |  | 1 |  | 1 | Debietmeter BTU, M-B+PULS,3/4",BSP | Débitmètre BTU, M-B+PULS,3/4",BSP |  | Flo,MagBTU,Disp,Pulse+4-20mA,3/4inch,BSP | [18 empty] | 1 |  | 0 |  | 1 | 0 | 0 | 0 | 0 | [23 empty] | 15 | N | [12 empty] | FL3 | N7 | 9026108900 | [14 empty] | Electromagnetische debietmeter, BTU, 3/4", BSP | Débitmètre électromagnétique, BTU, 3/4", BSP
Schneider Electric | Schneider Electric | 01022021 |  | Schneider Electric |  | BM | FLO-QSE07NPT09Q11A |  |  | 3258.48 |  | 1 |  | 1 | Debietmeter BTU+LCD, M-B+PULS,3/4",NPT | Débitmètre BTU+LCD, M-B+PULS,3/4",NPT |  | Flo,MagBTU,Disp,Pulse+Modbus,3/4inch,NPT | [18 empty] | 1 |  | 0 |  | 1 | 0 | 0 | 0 | 0 | [23 empty] | 15 | N | [12 empty] | FL3 | N7 | 9026108900 | [14 empty] | Electromagnetische debietmeter, BTU, Display, 3/4", NPT | Débitmètre électromagnétique, BTU, Display, 3/4", NPT
Schneider Electric | Schneider Electric | 01022021 |  | Schneider Electric |  | BM | FLO-QSE07NPT09Q3XA |  |  | 2323.99 |  | 1 |  | 1 | Debietmeter+LCD, M-B+PULS,3/4",NPT | Débitmètre+LCD, M-B+PULS,3/4",NPT |  | Flo,Mag,Disp,Pulse+4-20mA_3/4inch_NPT | [18 empty] | 1 |  | 0 |  | 1 | 0 | 0 | 0 | 0 | [23 empty] | 15 | N | [12 empty] | FL3 | N7 | 9026108900 | [14 empty] | Electromagnetische debietmeter, Display, 3/4", NPT | Débitmètre électromagnétique, Display, 3/4", NPT
Schneider Electric | Schneider Electric | 01022021 |  | Schneider Electric |  | BM | FLO-QSE07NPTQBQ11A |  |  | 2964.92 |  | 1 |  | 1 | Debietmeter BTU, M-B+PULS,3/4",NPT | Débitmètre BTU, M-B+PULS,3/4",NPT |  | Flo,MagBTU,Disp,Pulse+4-20mA,3/4inch,NPT | [18 empty] | 1 |  | 0 |  | 1 | 0 | 0 | 0 | 0 | [23 empty] | 15 | N | [12 empty] | FL3 | N7 | 9026108900 | [14 empty] | Electromagnetische debietmeter, BTU, 3/4", NPT | Débitmètre électromagnétique, BTU, 3/4", NPT
Schneider Electric | Schneider Electric | 01022021 |  | Schneider Electric |  | BM | FLO-QSE10BSP09Q11A |  |  | 3258.48 |  | 1 |  | 1 | Debietmeter BTU+LCD, M-B+PULS,1",BSP | Débitmètre BTU+LCD, M-B+PULS,1",BSP |  | Flo,MagBTU,Disp,Pulse+Modbus,1inch,BSP | [18 empty] | 1 |  | 0 |  | 1 | 0 | 0 | 0 | 0 | [23 empty] | 15 | N | [12 empty] | FL3 | N7 | 9026108900 | [14 empty] | Electromagnetische debietmeter, BTU, Display, 1", BSP | Débitmètre électromagnétique, BTU, Display, 1", BSP
Schneider Electric | Schneider Electric | 01022021 |  | Schneider Electric |  | BM | FLO-QSE10BSP09Q3XA |  |  | 2323.99 |  | 1 |  | 1 | Debietmeter+LCD, M-B+PULS,1",BSP | Débitmètre+LCD, M-B+PULS,1",BSP |  | Flo,Mag,Disp,Pulse+4-20mA_1inch_BSP | [18 empty] | 1 |  | 0 |  | 1 | 0 | 0 | 0 | 0 | [23 empty] | 15 | N | [12 empty] | FL3 | N7 | 9026108900 | [14 empty] | Electromagnetische debietmeter, Display, 1", BSP | Débitmètre électromagnétique, Display, 1", BSP
Schneider Electric | Schneider Electric | 01022021 |  | Schneider Electric |  | BM | FLO-QSE10BSPQBQ11A |  |  | 2964.92 |  | 1 |  | 1 | Debietmeter BTU, M-B+PULS,1",BSP | Débitmètre BTU, M-B+PULS,1",BSP |  | Flo,MagBTU,Disp,Pulse+4-20mA,1inch,BSP | [18 empty] | 1 |  | 0 |  | 1 | 0 | 0 | 0 | 0 | [23 empty] | 15 | N | [12 empty] | FL3 | N7 | 9026108900 | [14 empty] | Electromagnetische debietmeter, BTU, 1", BSP | Débitmètre électromagnétique, BTU, 1", BSP
Schneider Electric | Schneider Electric | 01022021 |  | Schneider Electric |  | BM | FLO-QSE10NPT09Q11A |  |  | 3258.48 |  | 1 |  | 1 | Debietmeter BTU+LCD, M-B+PULS,1",NPT | Débitmètre BTU+LCD, M-B+PULS,1",NPT |  | Flo,MagBTU,Disp,Pulse+Modbus,1inch,NPT | [18 empty] | 1 |  | 0 |  | 1 | 0 | 0 | 0 | 0 | [23 empty] | 15 | N | [12 empty] | FL3 | N7 | 9026108900 | [14 empty] | Electromagnetische debietmeter, BTU, Display, 1", NPT | Débitmètre électromagnétique, BTU, Display, 1", NPT
Schneider Electric | Schneider Electric | 01022021 |  | Schneider Electric |  | BM | FLO-QSE10NPT09Q3XA |  |  | 2323.99 |  | 1 |  | 1 | Debietmeter+LCD, M-B+PULS,1",NPT | Débitmètre+LCD, M-B+PULS,1",NPT |  | Flo,Mag,Disp,Pulse+4-20mA_1inch_NPT | [18 empty] | 1 |  | 0 |  | 1 | 0 | 0 | 0 | 0 | [23 empty] | 15 | N | [12 empty] | FL3 | N7 | 9026108900 | [14 empty] | Electromagnetische debietmeter, Display, 1", NPT | Débitmètre électromagnétique, Display, 1", NPT
Schneider Electric | Schneider Electric | 01022021 |  | Schneider Electric |  | BM | FLO-QSE10NPTQBQ11A |  |  | 2964.92 |  | 1 |  | 1 | Debietmeter BTU, M-B+PULS,1",NPT | Débitmètre BTU, M-B+PULS,1",NPT |  | Flo,MagBTU,Disp,Pulse+4-20mA,1inch,NPT | [18 empty] | 1 |  | 0 |  | 1 | 0 | 0 | 0 | 0 | [23 empty] | 15 | N | [12 empty] | FL3 | N7 | 9026108900 | [14 empty] | Electromagnetische debietmeter, BTU, 1", NPT | Débitmètre électromagnétique, BTU, 1", NPT
Schneider Electric | Schneider Electric | 01022021 |  | Schneider Electric |  | BM | FLO-QSE15BSP09Q11A |  |  | 3258.48 |  | 1 |  | 1 | Debietmeter BTU+LCD, M-B+PULS,1-1/2",BSP | Débitmètre BTU+LCD, M-B+PULS,1-1/2",BSP |  | Flo,MagBTU,Disp,Pulse+Modb,1-1/2inch,BSP | [18 empty] | 1 |  | 0 |  | 1 | 0 | 0 | 0 | 0 | [23 empty] | 15 | N | [12 empty] | FL3 | N7 | 9026108900 | [14 empty] | Electromagnetische debietmeter, BTU, Display, 1-1/2", BSP | Débitmètre électromagnétique, BTU, Display, 1-1/2", BSP
Schneider Electric | Schneider Electric | 01022021 |  | Schneider Electric |  | BM | FLO-QSE15BSP09Q3XA |  |  | 2323.99 |  | 1 |  | 1 | Debietmeter+LCD, M-B+PULS,1-1/2",BSP | Débitmètre+LCD, M-B+PULS,1-1/2",BSP |  | Flo,Mag,Disp,Pulse+4-20mA_1-1/2inch_BSP | [18 empty] | 1 |  | 0 |  | 1 | 0 | 0 | 0 | 0 | [23 empty] | 15 | N | [12 empty] | FL3 | N7 | 9026108900 | [14 empty] | Electromagnetische debietmeter, Display, 1-1/2", BSP | Débitmètre électromagnétique, Display, 1-1/2", BSP
Schneider Electric | Schneider Electric | 01022021 |  | Schneider Electric |  | BM | FLO-QSE15BSPQBQ11A |  |  | 2964.92 |  | 1 |  | 1 | Debietmeter BTU, M-B+PULS,1-1/2",BSP | Débitmètre BTU, M-B+PULS,1-1/2",BSP |  | Flo,MagBTU,Disp,Pulse+Modb,1-1/2inch,BSP | [18 empty] | 1 |  | 0 |  | 1 | 0 | 0 | 0 | 0 | [23 empty] | 15 | N | [12 empty] | FL3 | N7 | 9026108900 | [14 empty] | Electromagnetische debietmeter, BTU, 1-1/2", BSP | Débitmètre électromagnétique, BTU, 1-1/2", BSP
Schneider Electric | Schneider Electric | 01022021 |  | Schneider Electric |  | BM | FLO-QSE15NPT09Q11A |  |  | 3258.48 |  | 1 |  | 1 | Debietmeter BTU+LCD,M-B+PULS,1.5",NPT | Débitmètre BTU+LCD, M-B+PULS,1.5",NPT |  | Flo,MagBTU,Disp,Pulse+Modb,1-1/2inch,BSP | [18 empty] | 1 |  | 0 |  | 1 | 0 | 0 | 0 | 0 | [23 empty] | 15 | N | [12 empty] | FL3 | N7 | 9026108900 | [14 empty] | Electromagnetische debietmeter, BTU, Display, 1-1/2", NPT | Débitmètre électromagnétique, BTU, Display, 1-1/2", NPT
Schneider Electric | Schneider Electric | 01022021 |  | Schneider Electric |  | BM | FLO-QSE15NPT09Q3XA |  |  | 2323.99 |  | 1 |  | 1 | Debietmeter+LCD, M-B+PULS,1-1/2",NPT | Débitmètre+LCD, M-B+PULS,1-1/2",NPT |  | Flo,Mag,Disp,Pulse+4-20mA_1-1/2inch_NPT | [18 empty] | 1 |  | 0 |  | 1 | 0 | 0 | 0 | 0 | [23 empty] | 15 | N | [12 empty] | FL3 | N7 | 9026108900 | [14 empty] | Electromagnetische debietmeter, Display, 1-1/2", NPT | Débitmètre électromagnétique, Display, 1-1/2", NPT
Schneider Electric | Schneider Electric | 01022021 |  | Schneider Electric |  | BM | FLO-QSE15NPTQBQ11A |  |  | 2964.92 |  | 1 |  | 1 | Debietmeter BTU, M-B+PULS,1-1/2",NPT | Débitmètre BTU, M-B+PULS,1-1/2",NPT |  | Flo,MagBTU,Disp,Pulse+Modb,1-1/2inch,NPT | [18 empty] | 1 |  | 0 |  | 1 | 0 | 0 | 0 | 0 | [23 empty] | 15 | N | [12 empty] | FL3 | N7 | 9026108900 | [14 empty] | Electromagnetische debietmeter, BTU, 1-1/2", NPT | Débitmètre électromagnétique, BTU, 1-1/2", NPT
Schneider Electric | Schneider Electric | 01022021 |  | Schneider Electric |  | BM | FLO-QSE20BSP09Q11A |  |  | 3258.48 |  | 1 |  | 1 | Debietmeter BTU+LCD, M-B+PULS,2",BSP | Débitmètre BTU+LCD, M-B+PULS,2",BSP |  | Flo,MagBTU,Disp,Pulse+Modbus,2inch,BSP | [18 empty] | 1 |  | 0 |  | 1 | 0 | 0 | 0 | 0 | [23 empty] | 15 | N | [12 empty] | FL3 | N7 | 9026108900 | [14 empty] | Electromagnetische debietmeter, BTU, Display, 2", BSP | Débitmètre électromagnétique, BTU, Display, 2", BSP
Schneider Electric | Schneider Electric | 01022021 |  | Schneider Electric |  | BM | FLO-QSE20BSP09Q3XA |  |  | 2323.99 |  | 1 |  | 1 | Debietmeter+LCD, M-B+PULS,2",BSP | Débitmètre+LCD, M-B+PULS,2",BSP |  | Flo,Mag,Disp,Pulse+4-20mA_2inch_BSP | [18 empty] | 1 |  | 0 |  | 1 | 0 | 0 | 0 | 0 | [23 empty] | 15 | N | [12 empty] | FL3 | N7 | 9026108900 | [14 empty] | Electromagnetische debietmeter, Display, 2", BSP | Débitmètre électromagnétique, Display, 2", BSP
Schneider Electric | Schneider Electric | 01022021 |  | Schneider Electric |  | BM | FLO-QSE20BSPQBQ11A |  |  | 2964.92 |  | 1 |  | 1 | Debietmeter BTU, M-B+PULS,2",BSP | Débitmètre BTU, M-B+PULS,2",BSP |  | Flo,MagBTU,Disp,Pulse+4-20mA,2inch,BSP | [18 empty] | 1 |  | 0 |  | 1 | 0 | 0 | 0 | 0 | [23 empty] | 15 | N | [12 empty] | FL3 | N7 | 9026108900 | [14 empty] | Electromagnetische debietmeter, BTU, 2", BSP | Débitmètre électromagnétique, BTU, 2", BSP
Schneider Electric | Schneider Electric | 01022021 |  | Schneider Electric |  | BM | FLO-QSE20NPT09Q11A |  |  | 3258.48 |  | 1 |  | 1 | Debietmeter BTU+LCD, M-B+PULS,2",NPT | Débitmètre BTU+LCD, M-B+PULS,2",NPT |  | Flo,MagBTU,Disp,Pulse+Modbus,2inch,NPT | [18 empty] | 1 |  | 0 |  | 1 | 0 | 0 | 0 | 0 | [23 empty] | 15 | N | [12 empty] | FL3 | N7 | 9026108900 | [14 empty] | Electromagnetische debietmeter, BTU, Display, 2", NPT | Débitmètre électromagnétique, BTU, Display, 2", NPT
Schneider Electric | Schneider Electric | 01022021 |  | Schneider Electric |  | BM | FLO-QSE20NPT09Q3XA |  |  | 2323.99 |  | 1 |  | 1 | Debietmeter+LCD, M-B+PULS,2",NPT | Débitmètre+LCD, M-B+PULS,2",NPT |  | Flo,Mag,Disp,Pulse+4-20mA_2inch_NPT | [18 empty] | 1 |  | 0 |  | 1 | 0 | 0 | 0 | 0 | [23 empty] | 15 | N | [12 empty] | FL3 | N7 | 9026108900 | [14 empty] | Electromagnetische debietmeter, Display, 2", NPT | Débitmètre électromagnétique, Display, 2", NPT
Schneider Electric | Schneider Electric | 01022021 |  | Schneider Electric |  | BM | FLO-QSE20NPTQBQ11A |  |  | 2964.92 |  | 1 |  | 1 | Debietmeter BTU, M-B+PULS,2",NPT | Débitmètre BTU, M-B+PULS,2",NPT |  | Flo,MagBTU,Disp,Pulse+4-20mA,2inch,NPT | [18 empty] | 1 |  | 0 |  | 1 | 0 | 0 | 0 | 0 | [23 empty] | 15 | N | [12 empty] | FL3 | N7 | 9026108900 | [14 empty] | Electromagnetische debietmeter, BTU, 2", NPT | Débitmètre électromagnétique, BTU, 2", NPT
Schneider Electric | Schneider Electric | 01022021 |  | Schneider Electric |  | BM | FLO-QSE30FAP09Q12B |  |  | 3747.74 |  | 1 |  | 1 | Debietmeter BTU, M-B+PULS,3",FLENS | Débitmètre BTU, M-B+PULS,3",BRIDE |  | Flo,MagBTU,Disp,Modbu+4-20mA,3inchFlange | [18 empty] | 1 |  | 0 |  | 1 | 0 | 0 | 0 | 0 | [23 empty] | 15 | N | [12 empty] | FL3 | N7 | 9026108900 | [14 empty] | Electromagnetische debietmeter, BTU, Display, 3", flens | Débitmètre électromagnétique, BTU, Display, 3", flens
Schneider Electric | Schneider Electric | 01022021 |  | Schneider Electric |  | BM | FLO-QSE30FAP09Q3XB |  |  | 2813.25 |  | 1 |  | 1 | Debietmeter M-B+LCD, 3",FLENS | Débitmètre, M-B+PULS,3",BRIDE |  | Flo,Mag,Display,Pulse+4-20mA,3inchFlange | [18 empty] | 1 |  | 0 |  | 1 | 0 | 0 | 0 | 0 | [23 empty] | 15 | N | [12 empty] | FL3 | N7 | 9026108900 | [14 empty] | Electromagnetische debietmeter, Display, 3", flens | Débitmètre électromagnétique, Display, 3", flens
Schneider Electric | Schneider Electric | 01022021 |  | Schneider Electric |  | BM | FLO-QSE30FAPQBQ12B |  |  | 3454.18 |  | 1 |  | 1 | Debietmeter BTU, M-B+PULS,3",FLENS | Débitmètre BTU, M-B+PULS,3",BRIDE |  | Flo,MagBTU,Disp,Pulse+4-20mA,3inchFlange | [18 empty] | 1 |  | 0 |  | 1 | 0 | 0 | 0 | 0 | [23 empty] | 15 | N | [12 empty] | FL3 | N7 | 9026108900 | [14 empty] | Electromagnetische debietmeter, BTU, 3", flens | Débitmètre électromagnétique, BTU, 3", flens
Schneider Electric | Schneider Electric | 01022021 |  | Schneider Electric |  | BM | FLO-QSE40FAP09Q12C |  |  | 3747.74 |  | 1 |  | 1 | Debietmeter BTU, M-B+PULS,4",FLENS | Débitmètre BTU, M-B+PULS,4",BRIDE |  | Flo,MagBTU,Disp,Modbu+4-20mA,4inchFlange | [18 empty] | 1 |  | 0 |  | 1 | 0 | 0 | 0 | 0 | [23 empty] | 15 | N | [12 empty] | FL3 | N7 | 9026108900 | [14 empty] | Electromagnetische debietmeter, BTU, Display, 4", flens | Débitmètre électromagnétique, BTU, Display, 4", flens
Schneider Electric | Schneider Electric | 01022021 |  | Schneider Electric |  | BM | FLO-QSE40FAP09Q3XC |  |  | 2813.25 |  | 1 |  | 1 | Debietmeter M-B+LCD, 4",FLENS | Débitmètre, M-B+PULS,4",BRIDE |  | Flo,Mag,Display,Pulse+4-20mA,4inchFlange | [18 empty] | 1 |  | 0 |  | 1 | 0 | 0 | 0 | 0 | [23 empty] | 15 | N | [12 empty] | FL3 | N7 | 9026108900 | [14 empty] | Electromagnetische debietmeter, Display, 4", flens | Débitmètre électromagnétique, Display, 4", flens
Schneider Electric | Schneider Electric | 01022021 |  | Schneider Electric |  | BM | FLO-QSE40FAPQBQ12C |  |  | 3454.18 |  | 1 |  | 1 | Debietmeter BTU, M-B+PULS,4",FLENS | Débitmètre BTU, M-B+PULS,4",BRIDE |  | Flo,MagBTU,Disp,Pulse+4-20mA,4inchFlange | [18 empty] | 1 |  | 0 |  | 1 | 0 | 0 | 0 | 0 | [23 empty] | 15 | N | [12 empty] | FL3 | N7 | 9026108900 | [14 empty] | Electromagnetische debietmeter, BTU, 4", flens | Débitmètre électromagnétique, BTU, 4", flens
Schneider Electric | Schneider Electric | 01022021 |  | Schneider Electric |  | BM | GDL1 |  |  | 1495.3 |  | 1 |  | 1 | OPBOUWBAK GIPSPLAAT (10PACK) | BACK BOX DRY WALL (10 PACK) |  | Installationsdose Trockenbau TC3xx 10 ST | [18 empty] | 1 | 5018486406983 | 0 |  | 510.2 | 19.7 | 18.7 | 9.6 | 3536.544 | [23 empty] | 20 | N | [12 empty] | SW1 | PS | 9032900090 | [33 empty] | https://eref.se.com/be/nl/sis-tarif/product/GDL1 | https://eref.se.com/be/fr/sis-tarif/product/GDL1
Schneider Electric | Schneider Electric | 01022021 |  | Schneider Electric |  | BM | HRCPBG28R |  |  | 450.63 |  | 1 |  | 1 | HOTEL ROOM CONTROLLER 28IO | HOTEL ROOM CONTROLLER 28IO |  | HOTEL ROOM CONTROLLER 28IO | [18 empty] | 1 | 3606481155559 | 0 |  | 417 | 18.6 | 9.1 | 13.1 | 2217.306 | [23 empty] | 4 | N | [12 empty] | VX2 | PI | 85371091 | [14 empty] | HOTEL ROOM CONTROLLER 28IO | HOTEL ROOM CONTROLLER 28IO
Schneider Electric | Schneider Electric | 01022021 |  | Schneider Electric |  | BM | HRCPDG42R |  |  | 575.31 |  | 1 |  | 1 | HOTEL ROOM CONTROLLER W/DISPLAY 42IO | HOTEL ROOM CONTROLLER W/DISPLAY 42IO |  | HRC HOTEL RAUM-CONTROLLER 42 EA DISPLAY | [18 empty] | 1 | 3606481155542 | 0 |  | 516.2 | 18.9 | 13.4 | 9 | 2279.34 | [23 empty] | 4 | N | [12 empty] | VX2 | PI | 85371091 | [14 empty] | HOTEL ROOM CONTROLLER W/DISPLAY 42IO | HOTEL ROOM CONTROLLER W/DISPLAY 42IO
Schneider Electric | Schneider Electric | 01022021 |  | Schneider Electric |  | BM | KBU321W |  |  | 164.16 |  | 1 |  | 1 | SUFRACE BOX (10 PACK) | SUFRACE BOX (10 PACK) |  | 1G 32MM SURF MNT BOX UNI CNR KO(10 PACK) | [18 empty] | 1 | 3606480490934 | 0 |  | 766 | 22.5 | 19 | 11 | 4702.5 | [23 empty] | 4 | N | [12 empty] | SW1 | PS | 9032900090 | [33 empty] | https://eref.se.com/be/nl/sis-tarif/product/KBU321W | https://eref.se.com/be/fr/sis-tarif/product/KBU321W
Schneider Electric | Schneider Electric | 01022021 |  | Schneider Electric |  | BM | KLR-E 5177801 |  |  | 164.27 |  | 1 |  | 1 | Thermostaat, 0-10v, On/Off, LCD | Thermostat, 0-10v, On/Off, LCD |  | ROOM THERMOSTAT | [18 empty] | 1 | 4017254122057 | 0 |  | 131 | 0.1 | 0.1 | 0.1 | 0.001 | [23 empty] | 12 | N | [12 empty] | FL4 | PY | 90251980 | [14 empty] | Electronische thermostaat, uitg. 0…10v, On/Off, Temp., LCD | Thermostat electronique, Sorties 0…10v, On/Off, Temp., écran LCD
Schneider Electric | Schneider Electric | 01022021 |  | Schneider Electric |  | BM | KLR-E 5177805 |  |  | 168.76 |  | 1 |  | 1 | Thermostaat, 0-10v, On/Off, LCD | Thermostat, 0-10v, On/Off, LCD |  | ROOM THERMOSTAT | [18 empty] | 1 |  | 0 |  | 140 | 0.1 | 0.1 | 0.1 | 0.001 | [23 empty] | 12 | N | [12 empty] | FL4 | PY | 90251980 | [14 empty] | Electronische thermostaat, uitg. 0…10v, On/Off, Temp., Ventil., LCD | Thermostat electronique, Sorties 0…10v, On/Off, Temp., Ventil., écran LCD
Schneider Electric | Schneider Electric | 01022021 |  | Schneider Electric |  | BM | KLR-E 5177810 |  |  | 174.37 |  | 1 |  | 1 | Thermostaat, 0-10v, On/Off, LCD | Thermostat, 0-10v, On/Off, Temp., LCD |  | ROOM THERMOSTAT | [18 empty] | 1 | 4017254122101 | 0 |  | 185 | 0.1 | 0.1 | 0.1 | 0.001 | [23 empty] | 19 | N | [12 empty] | FL4 | PY | 90251980 | [14 empty] | Electronische thermostaat, uitg. 0…10v, On/Off, Temp., Ventil.snelheid, LCD | Thermostat electronique, Sorties 0…10v, On/Off, Temp., Vites. Ventil., écran LCD
Schneider Electric | Schneider Electric | 01022021 |  | Schneider Electric |  | BM | KLR-E 525 52 4P |  |  | 251.08 |  | 1 |  | 1 | Thermostaat, On/Off | Thermostat, On/Off |  | AC ON/OFF + MODE INDICATORS + FAN SPEED | [18 empty] | 1 | 3606489634902 | 0 |  | 139 | 0.1 | 0.1 | 0.1 | 0.001 | [23 empty] | 15 | N | [12 empty] | FL4 | PY | 90251980 | [14 empty] | Electronische thermostaat, uitg. On/Off, werkingsindicator, Ventil.senlheid | Thermostat electronique, Sorties On/Off, Indic. mode de fonct., Vitesse Ventil.
Schneider Electric | Schneider Electric | 01022021 |  | Schneider Electric |  | BM | KLR-E 525 52 HP |  |  | 249.59 |  | 1 |  | 1 | Thermostaat, On/Off | Thermostat, On/Off |  | AC ON/OFF + POWER INDICATOR + FAN SPEED | [18 empty] | 1 | 4017254109010 | 0 |  | 140 | 0.1 | 0.1 | 0.1 | 0.001 | [23 empty] | 15 | N | [12 empty] | FL4 | PY | 90251980 | [14 empty] | Electronische thermostaat, uitg. On/Off, Vermogen, Ventil.snelheid | Thermostat electronique, Sorties On/Off, Indic. puissance, Vitesse Ventil.
Schneider Electric | Schneider Electric | 01022021 |  | Schneider Electric |  | BM | KLR-E 52555 |  |  | 75.21 |  | 1 |  | 1 | Thermostaat, 0-10vdc | Thermostat, 0-10vdc |  | RT 0-10 VDC OUTPUTS | [18 empty] | 1 | 4017254109034 | 0 |  | 114 | 0.1 | 0.1 | 0.1 | 0.001 | [23 empty] | 12 | N | [12 empty] | FL4 | PY | 90251980 | [14 empty] | Electronische thermostaat, uitg. 0…10vdc | Thermostat electronique, Sorties 0…10vdc
Schneider Electric | Schneider Electric | 01022021 |  | Schneider Electric |  | BM | KLR-E 52556 |  |  | 83.44 |  | 1 |  | 1 | Thermostaat, 0-10vdc | Thermostat, 0-10vdc, Vitesse Ventil. |  | RT 0-10 VDC OUTPUTS + FAN SPEED | [18 empty] | 1 | 4017254109614 | 0 |  | 132 | 13 | 8 | 3.2 | 332.8 | [23 empty] | 12 | N | [12 empty] | FL4 | PY | 90251980 | [14 empty] | Electronische thermostaat, uitg. 0…10vdc, Ventilatie snelheid. | Thermostat electronique, Sorties 0…10vdc, Vitesse Ventil.
Schneider Electric | Schneider Electric | 01022021 |  | Schneider Electric |  | BM | KLR-E 52723 |  |  | 162.4 |  | 1 |  | 1 | Thermostaat, On/Off, LCD | Thermostat, On/Off, vit, LCD |  | ROOM THERMOSTAT | [18 empty] | 1 |  | 0 |  | 159 | 7.2 | 7.2 | 7.2 | 373.248 | [23 empty] | 12 | N | [12 empty] | FL4 | PY | 90251980 | [14 empty] | Electronische thermostaat, uitg. On/Off, Vitesse Ventil., LCD | Thermostat electronique, Sorties On/Off, Vitesse Ventil., écran LCD
Schneider Electric | Schneider Electric | 01022021 |  | Schneider Electric |  | BM | KLR-E 52724 |  |  | 168.39 |  | 1 |  | 1 | Thermostaat, On/Off, LCD | Thermostat, On/Off, LCD |  | RT ON/OFF + FAN SPEED + MODE SELECT+LCD | [18 empty] | 1 | 4017254109065 | 0 |  | 114 | 0.1 | 0.1 | 0.1 | 0.001 | [23 empty] | 12 | N | [12 empty] | FL4 | PY | 90251980 | [14 empty] | Electronische thermostaat, uitg. On/Off, Vitesse Ventil., LCD | Thermostat electronique, Sorties On/Off, Vitesse Ventil., écran LCD
Schneider Electric | Schneider Electric | 01022021 |  | Schneider Electric |  | BM | KLR-E 7009 |  |  | 57.63 |  | 1 |  | 1 | Thermostaat, On/Off | Thermostat, On/Off, Vitesse Ventil. |  | RT ON/OFF + FAN SPEED | [18 empty] | 1 | 4017254109645 | 0 |  | 200 | 0.1 | 0.1 | 0.1 | 0.001 | [23 empty] | 12 | N | [12 empty] | FL4 | PY | 90251980 | [14 empty] | Electronische thermostaat, uitg. On/Off, Vitesse Ventil. | Thermostat electronique, Sorties On/Off, Vitesse Ventil.
Schneider Electric | Schneider Electric | 01022021 |  | Schneider Electric |  | BM | KLR-E 7010 |  |  | 60.99 |  | 1 |  | 1 | Thermostaat, On/Off | Thermostat, On/Off, Select. mode., Vit |  | ROOM THERMOSTAT | [18 empty] | 1 | 4017254109652 | 0 |  | 139 | 0.1 | 0.1 | 0.1 | 0.001 | [23 empty] | 12 | N | [12 empty] | FL4 | PY | 90251980 | [14 empty] | Electronische thermostaat, uitg. On/Off, Select. mode de fonct., Vitesse Ventil. | Thermostat electronique, Sorties On/Off, Select. mode de fonct., Vitesse Ventil.
Schneider Electric | Schneider Electric | 01022021 |  | Schneider Electric |  | BM | KLR-E 7011 |  |  | 55.38 |  | 1 |  | 1 | Thermostaat, On/Off | Thermostat, On/Off, Vitesse Ventil. |  | RT ON/OFF + FAN SPEED | [18 empty] | 1 | 4017254107566 | 0 |  | 135 | 13 | 8 | 3.2 | 332.8 | [23 empty] | 12 | N | [12 empty] | FL4 | PY | 90251980 | [14 empty] | Electronische thermostaat, uitg. On/Off, Vitesse Ventil. | Thermostat electronique, Sorties On/Off, Vitesse Ventil.
Schneider Electric | Schneider Electric | 01022021 |  | Schneider Electric |  | BM | KLR-E 7012 |  |  | 59.5 |  | 1 |  | 1 | Thermostaat, On/Off | Thermostat, On/Off, Select. mode, Vit |  | RT ON/OFF + FAN SPEED + MODE SELECT | [18 empty] | 1 | 4017254107559 | 0 |  | 136 | 13.2 | 8 | 3.2 | 337.92 | [23 empty] | 12 | N | [12 empty] | FL4 | PY | 90251980 | [14 empty] | Electronische thermostaat, uitg. On/Off, Select. mode de fonct., Vitesse Ventil. | Thermostat electronique, Sorties On/Off, Select. mode de fonct., Vitesse Ventil.
Schneider Electric | Schneider Electric | 01022021 |  | Schneider Electric |  | BM | KLR-E 7026 |  |  | 57.63 |  | 1 |  | 1 | Thermostaat, On/Off | Thermostat, On/Off, Vitesse Ventil. |  | ROOM THERMOSTAT | [18 empty] | 1 | 4017254110108 | 0 |  | 140 | 0.1 | 0.1 | 0.1 | 0.001 | [23 empty] | 12 | N | [12 empty] | FL4 | PY | 90251980 | [14 empty] | Electronische thermostaat, uitg. On/Off, Vitesse Ventil. | Thermostat electronique, Sorties On/Off, Vitesse Ventil.
Schneider Electric | Schneider Electric | 01022021 |  | Schneider Electric |  | BM | KLR-E 7038 |  |  | 60.99 |  | 1 |  | 1 | Thermostaat, On/Off | Thermostat, On/Off |  | ROOM THERMOSTAT | [18 empty] | 1 | 4017254111723 | 0 |  | 159 | 0.1 | 0.1 | 0.1 | 0.001 | [23 empty] | 12 | N | [12 empty] | FL4 | PY | 90251980 | [14 empty] | Electronische thermostaat, uitg. On/Off, Select. mode de fonct., Vitesse Ventil. | Thermostat electronique, Sorties On/Off, Select. mode de fonct., Vitesse Ventil.
Schneider Electric | Schneider Electric | 01022021 |  | Schneider Electric |  | BM | KLR-E 7203 |  |  | 171.68 |  | 1 |  | 1 | Thermostaat, On/Off | Thermostat, On/Off, Vit Vent, no visu |  | RT ON/OFF + FAN SPEED WITHOUT INDICATOR | [18 empty] | 1 | 4017254109768 | 0 |  | 120 | 12.8 | 7.5 | 2.9 | 278.4 | [23 empty] | 15 | N | [12 empty] | FL4 | PY | 90251980 | [14 empty] | Electronische thermostaat, uitg. On/Off, Vitesse Ventil., sans visualisation | Thermostat electronique, Sorties On/Off, Vitesse Ventil., sans visualisation
Schneider Electric | Schneider Electric | 01022021 |  | Schneider Electric |  | BM | KLR-E 7204 |  |  | 176.24 |  | 1 |  | 1 | Thermostaat, On/Off | Thermostat, On/Off, Vit Vent, visu |  | AC ON/OFF + FAN SPEED + INDICATORS | [18 empty] | 1 | 4017254109003 | 0 |  | 156 | 13 | 8 | 3.5 | 364 | [23 empty] | 15 | N | [12 empty] | FL4 | PY | 90251980 | [14 empty] | Electronische thermostaat, uitg. On/Off, Vitesse Ventil., avec visualisation | Thermostat electronique, Sorties On/Off, Vitesse Ventil., avec visualisation
Schneider Electric | Schneider Electric | 01022021 |  | Schneider Electric |  | BM | KLR-E 7611 |  |  | 172.5 |  | 1 |  | 1 | Thermostaat, On/Off | Thermostat, On/Off, Cde On/Off |  | ROOM THERMOSTAT | [18 empty] | 1 | 3606489634971 | 0 |  | 1 | 0.1 | 0.1 | 0.1 | 0.001 | [23 empty] | 12 | N | [12 empty] | FL4 | PY | 90251980 | [14 empty] | Electronische thermostaat, uitg. On/Off, bedienning On/Off | Thermostat electronique, Sorties On/Off, Commande On/Off
Schneider Electric | Schneider Electric | 01022021 |  | Schneider Electric |  | BM | MB10-24T |  |  | 233.33 |  | 1 |  | 1 | Servo voor MB601R, 24V, 2 Pts, 10m | Servo vanne VB601R, 24V, 2 Pts, 1.5m |  | ACTUATOR - 6W VALVE 2 POS. | [18 empty] | 1 | 7332552014970 | 0 |  | 750 | 13 | 9.8 | 5.3 | 675.22 | [23 empty] | 4 | N | [12 empty] | FL1 | N8 | 8481805100 | [14 empty] | Servomotor voor VB601R, 24V, 2-punts, kabel 1.5m | Servomoteur pour vanne MB601R, 24V, 2 Pts, câble 1.5m
Schneider Electric | Schneider Electric | 01022021 |  | Schneider Electric |  | BM | MB10-24T-10M |  |  | 288.89 |  | 1 |  | 1 | Servo voor MB601R, 24V, 2 Pts, 1.5m | Servo vanne VB601R, 24V, 2 Pts, 10m |  | ACTUATOR - 6W VALVE 2 POS.10M | [18 empty] | 1 | 7332552014987 | 0 |  | 450 | 12.6 | 9.5 | 7.9 | 945.63 | [23 empty] | 4 | N | [12 empty] | FL1 | N8 | 8481805100 | [14 empty] | Servomotor voor VB601R, 24V, 2-punts, kabel 10m | Servomoteur pour vanne MB601R, 24V, 2 Pts, câble 10m
Schneider Electric | Schneider Electric | 01022021 |  | Schneider Electric |  | BM | MB10-24T-ENGY |  |  | 486.11 |  | 1 |  | 1 | Servo voor MB601R, 24V, ENGY | Servo pour MB601R, 24V, 2 Pts, ENGY |  | 6W VALVE ACT. +MP90 ENERGY | [18 empty] | 1 | 3606489466244 | 0 |  | 800 | 16 | 12.5 | 10 | 2000 | [23 empty] | 4 | N | [12 empty] | FL1 | N8 | 8501402080 | [14 empty] | Servomotor voor VB601R, 24V, 2-punts, kabel 1.5m, ENGY | Servomoteur pour VB601R, 24V, 2 Pts, câble 1.5m, ENGY
Schneider Electric | Schneider Electric | 01022021 |  | Schneider Electric |  | BM | MB10-24T-FLEX |  |  | 463.89 |  | 1 |  | 1 | Servo voor MB601R, 24V, FLEX | Servo pour MB601R, 24V, 2 Pts, FLEX |  | 6W VALVE ACT. +MP90 FLEX CABLE | [18 empty] | 1 | 3606489466251 | 0 |  | 726 | 16 | 12.5 | 10 | 2000 | [23 empty] | 4 | N | [12 empty] | FL1 | N8 | 8501402080 | [14 empty] | Servomotor voor VB601R, 24V, 2-punts, kabel 1.5m, FLEX | Servomoteur pour VB601R, 24V, 2 Pts, câble 1.5m, FLEX
Schneider Electric | Schneider Electric | 01022021 |  | Schneider Electric |  | BM | MB10-24T-PLUG |  |  | 447.22 |  | 1 |  | 1 | Servo voor MB601R, 24V, PLUG | Servo pour MB601R, 24V, 2 Pts, PLUG |  | 6W VALVE ACT. +MP90 PLUG CONN. | [18 empty] | 1 | 3606489466237 | 0 |  | 680 | 16 | 12.8 | 10 | 2048 | [23 empty] | 4 | N | [12 empty] | FL1 | N8 | 8501402080 | [14 empty] | Servomotor voor VB601R, 24V, 2-punts, kabel 1.5m, PLUG | Servomoteur pour VB601R, 24V, 2 Pts, câble 1.5m, PLUG
Schneider Electric | Schneider Electric | 01022021 |  | Schneider Electric |  | BM | MB1402 |  |  | 288.4 |  | 1 |  | 1 | 3W-kraan rot. 1/2", KVS2 | Vanne 3V rot. 1/2", KVS2 |  | MB1402 3 P ROT VAL 1/2" BSP KV 1.8 | [18 empty] | 1 | 3606480936227 | 0 |  | 1018.2 | 11.9 | 9.3 | 8.1 | 896.427 | [23 empty] | 4 | N | [12 empty] | SW1 | PS | 8481805100 | [14 empty] | Driewegkraan, roterend, PN10, Rp 1/2", KVS2 | Vanne rotative 3 voies, Rp 1/2", KVS2
Schneider Electric | Schneider Electric | 01022021 |  | Schneider Electric |  | BM | MB1452 |  |  | 204.83 |  | 1 |  | 1 | 3W-kraan rot. 3/4", KVS4 | Vanne 3V rot. 3/4", KVS4 |  | MB1452 3 P ROT VALVE 3/4" BSP KV 4.0. | [18 empty] | 1 | 3606480936234 | 0 |  | 849.2 | 11.9 | 9.8 | 8.2 | 956.284 | [23 empty] | 4 | N | [12 empty] | SW1 | PS | 8481805100 | [14 empty] | Driewegkraan, roterend, PN10, Rp 3/4", KVS4 | Vanne rotative 3 voies Rp 3/4", KVS4
Schneider Electric | Schneider Electric | 01022021 |  | Schneider Electric |  | BM | MB1502 |  |  | 224.93 |  | 1 |  | 1 | 3W-kraan rot. 1", KVS8,3 | Vanne 3V rot. 1", KVS8,3 |  | 3 PORT VALVE 1" MB | [18 empty] | 1 | 3606480936241 | 0 |  | 958.6 | 12 | 9.5 | 8.4 | 957.6 | [23 empty] | 4 | N | [12 empty] | SW1 | PS | 8481805100 | [14 empty] | Driewegkraan, roterend, PN10, Rp 1", KVS8,3 | Vanne rotative 3 voies Rp 1", KVS8,3
Schneider Electric | Schneider Electric | 01022021 |  | Schneider Electric |  | BM | MB1552 |  |  | 271.43 |  | 1 |  | 1 | 3W-kraan rot. 1 1/2", KVS12,5 | Vanne 3V rot. 1 1/2", KVS12,5 |  | MB1552 3 P TOT V 1 1/4" BSP KV 12.0 | [18 empty] | 1 | 3606480936258 | 0 |  | 2086.6 | 16 | 14.3 | 10.9 | 2493.92 | [23 empty] | 4 | N | [12 empty] | SW1 | PS | 8481805100 | [14 empty] | Driewegkraan, roterend, PN10, Rp 1 1/2", KVS12,5 | Vanne rotative 3 voies Rp 1 1/2", KVS12,5
Schneider Electric | Schneider Electric | 01022021 |  | Schneider Electric |  | BM | MB1602 |  |  | 330.49 |  | 1 |  | 1 | 3W-kraan rot. 1 1/2" KVS21 | Vanne 3V rot. 1 1/2" KVS21 |  | 3 P TOT V 1 1/2" BSP KV 20.0 | [18 empty] | 1 | 3606480936265 | 0 |  | 3105.8 | 15.9 | 14.3 | 10.5 | 2387.385 | [23 empty] | 4 | N | [12 empty] | SW1 | PS | 8481805100 | [14 empty] | Driewegkraan, roterend, PN10, Rp 1 1/2", KVS21 | Vanne rotative 3 voies Rp 1 1/2" KVS21
Schneider Electric | Schneider Electric | 01022021 |  | Schneider Electric |  | BM | MB1652 |  |  | 380.75 |  | 1 |  | 1 | 3W-kraan rot 2", KVS33 | Vanne 3V rot 2", KVS33 |  | MB1652 3 PORT ROT VALV 2" BSP KV 32.0 | [18 empty] | 1 | 3606480936272 | 0 |  | 3902.8 | 20 | 13.7 | 12.5 | 3425 | [23 empty] | 4 | N | [12 empty] | SW1 | PS | 8481805100 | [14 empty] | Driewegkraan, roterend, PN10, Rp 2", KVS33 | Vanne rotative 3 voies Rp 2", KVS33
Schneider Electric | Schneider Electric | 01022021 |  | Schneider Electric |  | BM | MB3-24F |  |  | 120.37 |  | 1 |  | 1 | Servo VB210/310, 24V, 3Pts | Servo VB210/310, 24V, 3Pts |  | MB3-24F T31 00 | [18 empty] | 1 | 711426083293 | 0 |  | 372 | 17 | 11 | 9 | 1683 | [23 empty] | 4 | N | [12 empty] | FL1 | N8 | 8501109190 | [14 empty] | Servomotor voor VB210/310, 3-punts | Servomoteur pour vanne VB210/310, 24V, 3Pts
Schneider Electric | Schneider Electric | 01022021 |  | Schneider Electric |  | BM | MB3-24F-T3 |  |  | 156.36 |  | 1 |  | 1 | Servo VB210/310, 24V, 3Pts | Servo VB210/310, 24V, 3Pts |  | MB3-24F T31 T3 | [18 empty] | 1 | 711426559842 | 0 |  | 373 | 17 | 10.7 | 9.1 | 1655.29 | [23 empty] | 20 | N | [12 empty] | FL1 | N8 | 8501109190 | [14 empty] | Servomotor voor VB210/310, 3-punts, eindeloopcontact | Servomoteur pour vanne VB210/310, 24V, 3Pts
Schneider Electric | Schneider Electric | 01022021 |  | Schneider Electric |  | BM | MB3-24M |  |  | 166.29 |  | 1 |  | 1 | Servo VB210/310, 24V, mod. | Servo VB210/310, 24V, mod. |  | MB3-24M T31 00 | [18 empty] | 1 | 711426083309 | 0 |  | 375.6 | 10.6 | 17.1 | 9 | 1631.34 | [23 empty] | 4 | N | [12 empty] | FL1 | N8 | 8501109190 | [14 empty] | Servomotor voor VB210/310, 0-10V | Servomoteur pour vanne VB210/310, 24V, modulant
Schneider Electric | Schneider Electric | 01022021 |  | Schneider Electric |  | BM | MB3-SC-24F |  |  | 254.22 |  | 1 |  | 1 | Servo VB210/310, 24V, 3Pts, NC | Servo VB210/310, 24V, 3Pts, NF |  | MB3 SRC-24F T31 T3 | [18 empty] | 1 | 711426559873 | 0 |  | 1100 | 0.1 | 0.1 | 0.1 | 0.001 | [23 empty] | 20 | N | [12 empty] | FL1 | N8 | 8501109190 | [14 empty] | Servomotor voor VB210/310, 3-punts, veer NC | Servomoteur pour vanne VB210/310, 24V, 3Pts, normalement fermé
Schneider Electric | Schneider Electric | 01022021 |  | Schneider Electric |  | BM | MB3-SC-24M |  |  | 302.78 |  | 1 |  | 1 | Servo VB210/310, 24V, 0-10V, NC | Servo VB210/310, 24V, mod., NF |  | MB3 SRC-24M T31 00 | [18 empty] | 1 | 711426559828 | 0 |  | 600 | 0.1 | 0.1 | 0.1 | 0.001 | [23 empty] | 4 | N | [12 empty] | FL1 | N8 | 8501109190 | [14 empty] | Servomotor voor VB210/310, 24V, sturing 0-10V, veer NC | Servomoteur pour vanne VB210/310, 24V, modulant, ress. rapp. NF | [17 empty] | https://eref.se.com/be/nl/sis-tarif/product/MB3-SC-24M | https://eref.se.com/be/fr/sis-tarif/product/MB3-SC-24M
Schneider Electric | Schneider Electric | 01022021 |  | Schneider Electric |  | BM | MB3-SO-24F |  |  | 247.79 |  | 1 |  | 1 | Servo VB210/310, 24V, 3Pts, NO | Servo VB210/310, 24V, 3Pts, NO |  | MB3 SRO-24F T31 T3 | [18 empty] | 1 | 711426559866 | 0 |  | 470 | 17 | 11 | 9 | 1683 | [23 empty] | 4 | N | [12 empty] | FL1 | N8 | 8501109190 | [14 empty] | Servomotor voor VB210/310, 3-punts, veer NO | Servomoteur pour vanne VB210/310, 24V, 3Pts, normalement ouvert
Schneider Electric | Schneider Electric | 01022021 |  | Schneider Electric |  | BM | MB3-SO-24M |  |  | 302.78 |  | 1 |  | 1 | Servo VB210/310, 24V, 0-10V, NO | Servo VB210/310, 24V, mod., NO |  | MB3 SRO-24M T31 00 | [18 empty] | 1 | 711426559811 | 0 |  | 1100 | 0.1 | 0.1 | 0.1 | 0.001 | [23 empty] | 21 | N | [12 empty] | FL1 | N8 | 8501109190 | [14 empty] | Servomotor voor VB210/310, 24V, sturing 0-10V, veer NO | Servomoteur pour vanne VB210/310, 24V, modulant, ress. rapp. NO | [17 empty] | https://eref.se.com/be/nl/sis-tarif/product/MB3-SO-24M | https://eref.se.com/be/fr/sis-tarif/product/MB3-SO-24M
Schneider Electric | Schneider Electric | 01022021 |  | Schneider Electric |  | BM | MB6-SC-24T |  |  | 186.55 |  | 1 |  | 1 | Servo VB210/310, 24V, On/Off, NC | Servo VB210/310, 24V, On/Off, NF |  | MB6 SRC-24T T31 00 | [18 empty] | 1 | 711426559163 | 0 |  | 670.8 | 19.3 | 11.7 | 8.8 | 1987.128 | [23 empty] | 4 | N | [12 empty] | FL1 | N8 | 8501109190 | [14 empty] | Servomotor voor VB210/310, O/D, veer NC | Servomoteur pour vanne VB210/310, 24V, On/Off, normalement fermé
Schneider Electric | Schneider Electric | 01022021 |  | Schneider Electric |  | BM | MB6-SO-24T |  |  | 186.55 |  | 1 |  | 1 | Servo VB210/310, 24V, On/Off, NO | Servo VB210/310, 24V, On/Off, NO |  | MB6 SRO-24T T31 00 | [18 empty] | 1 | 711426559156 | 0 |  | 1500 | 0.1 | 0.1 | 0.1 | 0.001 | [23 empty] | 20 | N | [12 empty] | FL1 | N8 | 8501109190 | [14 empty] | Servomotor voor VB210/310, O/D, veer NO | Servomoteur pour vanne VB210/310, 24V, On/Off, normalement ouvert
Schneider Electric | Schneider Electric | 01022021 |  | Schneider Electric |  | BM | MBF4732 |  |  | 709.98 |  | 1 |  | 1 | 3W-kraan rot flens, DN65, KVS65 | Vanne 3V rot bride, DN65, KV65 |  | MBF4732 3 PORT ROTARY VALVE 65MM | [18 empty] | 1 | 3606489660253 | 0 |  | 13800 | 22 | 17.5 | 30 | 11550 | [23 empty] | 4 | N | [12 empty] | FL1 | N8 | 8481805100 | [14 empty] | Driewegkraan, roterend, flens, PN6, DN65, KVS65 | Vanne rotative 3 voies à bride, DN65, KV65
Schneider Electric | Schneider Electric | 01022021 |  | Schneider Electric |  | BM | MBF4782 |  |  | 900.98 |  | 1 |  | 1 | 3W-kraan rot flens, DN80, KVS83 | Vanne 3V rot bride, DN80, KV83 |  | MBF4782 3 PORT ROTARY VALVE 80MM | [18 empty] | 1 | 3606489660260 | 0 |  | 22700 | 36.5 | 27 | 29 | 28579.5 | [23 empty] | 4 | N | [12 empty] | FL3 | N7 | 8481805100 | [14 empty] | Driewegkraan, roterend, flens, PN6, DN80, KVS83 | Vanne rotative 3 voies à bride, DN80, KV83
Schneider Electric | Schneider Electric | 01022021 |  | Schneider Electric |  | BM | MBF4857 |  |  | 936.17 |  | 1 |  | 1 | 3W-kraan rot flens, DN100, KV125 | Vanne 3 voies bride, DN100, KV125 |  | MBF4857 3 PORT ROTARY VALVE 100MM | [18 empty] | 1 | 3606481514851 | 0 |  | 26050 | 26 | 36.5 | 29 | 27521 | [23 empty] | 4 | N | [12 empty] | FL3 | N7 | 8481805100 | [14 empty] | Driewegkraan, roterend, flens, PN6, DN100, KVS125 | Vanne rotative 3 voies à bride, DN100, KV125
Schneider Electric | Schneider Electric | 01022021 |  | Schneider Electric |  | BM | MD10SR-24M |  |  | 335.57 |  | 1 |  | 1 | Servo Regist. 24V mod. | Servo Regist. 24V mod. |  | MD10 SR-24M 1M 5400 | [18 empty] | 1 | 3606489660277 | 0 |  | 2080.2 | 28.7 | 12.7 | 10.8 | 3936.492 | [23 empty] | 4 | N | [12 empty] | FL3 | N7 | 8501109190 | [14 empty] | Servomotor voor luchtklep, 10Nm, 24V, sturing 0-10V, veer | Servomoteur pour Registre, 10Nm,com. 24V, Modulant, ress. rap.
Schneider Electric | Schneider Electric | 01022021 |  | Schneider Electric |  | BM | MD10SR-24T |  |  | 258.7 |  | 1 |  | 1 | Servo Regist. 24V, On/Off | Servo Regist. 24V, On/Off |  | MD10 SR-24T 1M 5400 | [18 empty] | 1 | 3606489660284 | 0 |  | 2062.2 | 28.7 | 12.5 | 10.5 | 3766.875 | [23 empty] | 4 | N | [12 empty] | FL3 | N7 | 8501109190 | [14 empty] | Servomotor voor luchtklep, 10Nm, 24V, sturing O/D, veer | Servomoteur pour Registre, 10Nm, com. 24V, On/Off, ress. rap.
Schneider Electric | Schneider Electric | 01022021 |  | Schneider Electric |  | BM | MD10SR-24TS |  |  | 295.62 |  | 1 |  | 1 | Servo Regist. 24V, On/Off LS | Servo Regist. 24V, On/Off FC |  | MD10 SR-24TS 1M 5400 | [18 empty] | 1 | 3606489660291 | 0 |  | 2239.2 | 28.7 | 12.7 | 10.7 | 3900.043 | [23 empty] | 4 | N | [12 empty] | FL3 | N7 | 8501109190 | [14 empty] | Servomotor voor luchtklep, 10Nm, 24V, sturing O/D, veer, eindeloopcontact | Servomoteur pour Registre, 10Nm, com. 24V, On/Off, ress. rap., fin de course
Schneider Electric | Schneider Electric | 01022021 |  | Schneider Electric |  | BM | MD10SR-T |  |  | 299.01 |  | 1 |  | 1 | Servo Regist. 240V, On/Off | Servo Regist. 240V, On/Off |  | MD10 SR-24/230T 1M 5400 | [18 empty] | 1 | 3606489660307 | 0 |  | 2077 | 28.7 | 12.5 | 10.7 | 3838.625 | [23 empty] | 4 | N | [12 empty] | FL3 | N7 | 8501109190 | [14 empty] | Servomotor voor luchtklep, 10Nm, 24/230V, sturing O/D, veer | Servomoteur pour Registre, 10Nm, 24-240V, On/Off, ress. rap.
Schneider Electric | Schneider Electric | 01022021 |  | Schneider Electric |  | BM | MD10SR-TS |  |  | 344.38 |  | 1 |  | 1 | Servo Regist. 240V, On/Off LS | Servo Regist. 240V, On/Off FC |  | MD10 SR-24/230TS 1M 5400 | [18 empty] | 1 | 3606489660314 | 0 |  | 2238.2 | 28.7 | 12.7 | 10.5 | 3827.145 | [23 empty] | 4 | N | [12 empty] | FL3 | N7 | 8501109190 | [14 empty] | Servomotor voor luchtklep, 10Nm, 24/230V, sturing O/D, veer, eindeloopcontact | Servomoteur pour Registre, 10Nm, com. 24-240V, On/Off, ress. rap., fin de course
Schneider Electric | Schneider Electric | 01022021 |  | Schneider Electric |  | BM | MD20SR-24M |  |  | 365.72 |  | 1 |  | 1 | Servo Regist. 24V mod. | Servo Regist. 24V mod. |  | MD20 SR-24M 1M 5400 | [18 empty] | 1 | 7332552014307 | 0 |  | 2254.2 | 28.7 | 12.7 | 10.5 | 3827.145 | [23 empty] | 2 | Y | [12 empty] | FL3 | N7 | 8501109190 | [14 empty] | Servomotor voor luchtklep, 20Nm, 24V, sturing 0-10V, veer | Servomoteur pour Registre, 20Nm, com. 24V, 2-10V mod., ress. rap.
Schneider Electric | Schneider Electric | 01022021 |  | Schneider Electric |  | BM | MD20SR-24T |  |  | 295.08 |  | 1 |  | 1 | Servo Regist. 24V, On/Off | Servo Regist. 24V, On/Off |  | MD20 SR-24T 1M 5400 | [18 empty] | 1 | 3606489660321 | 0 |  | 2218.4 | 28.7 | 12.5 | 10.7 | 3838.625 | [23 empty] | 2 | Y | [12 empty] | FL3 | N7 | 8501109190 | [14 empty] | Servomotor voor luchtklep, 20Nm, 24V, sturing O/D, veer | Servomoteur pour Registre, 20Nm, com. 24V, On/Off, ress. rap.
Schneider Electric | Schneider Electric | 01022021 |  | Schneider Electric |  | BM | MD20SR-24TS |  |  | 345.29 |  | 1 |  | 1 | Servo Regist. 24V, On/Off LS | Servo Regist. 24V, On/Off FC |  | MD20 SR-24TS 1M 5400 | [18 empty] | 1 | 3606489660338 | 0 |  | 2385.8 | 28.6 | 12.5 | 10.7 | 3825.25 | [23 empty] | 2 | Y | [12 empty] | FL3 | N7 | 8501109190 | [14 empty] | Servomotor voor luchtklep, 20Nm, 24V, sturing O/D, veer, eindeloopcontact | Servomoteur pour Registre, 20Nm, com. 24V, On/Off, ress. rap., fin de course
Schneider Electric | Schneider Electric | 01022021 |  | Schneider Electric |  | BM | MD20SR-T |  |  | 274.76 |  | 1 |  | 1 | Servo Regist. 240V, On/Off | Servo Regist. 240V, On/Off |  | MD20 SR-24/230T 1M 5400 | [18 empty] | 1 | 3606489638122 | 0 |  | 2248.2 | 28.2 | 12.5 | 10.2 | 3595.5 | [23 empty] | 4 | N | [12 empty] | FL3 | N7 | 8501109190 | [14 empty] | Servomotor voor luchtklep, 20Nm, 24/230V, sturing O/D, veer | Servomoteur pour Registre, 20Nm, com. 24-240V, On/Off, ress. rap.
Schneider Electric | Schneider Electric | 01022021 |  | Schneider Electric |  | BM | MD20SR-TS |  |  | 384.01 |  | 1 |  | 1 | Servo Regist. 240V, On/Off LS | Servo Regist. 240V, On/Off FC |  | MD20 SR-24/230TS 1M 5400 | [18 empty] | 1 | 3606489638139 | 0 |  | 2403.8 | 28.7 | 12.5 | 10.7 | 3838.625 | [23 empty] | 4 | N | [12 empty] | FL3 | N7 | 8501109190 | [14 empty] | Servomotor voor luchtklep, 20Nm, 24/230V, sturing O/D, veer, eindeloopcontact | Servomoteur pour Registre, 20Nm, com. 24-240V, On/Off, ress. rap., fin course
Schneider Electric | Schneider Electric | 01022021 |  | Schneider Electric |  | BM | MD40ER-24M |  |  | 992.99 |  | 1 |  | 1 | Servo Regist. 24V, mod. ER | Servo Regist. 24V, mod. ER |  | MD40ER Klappenantr.NF ca. 8m² 24V 2-10V | [18 empty] | 1 | 3606481515155 | 0 |  | 2000 | 0.1 | 0.1 | 0.1 | 0.001 | [23 empty] | 12 | N | [12 empty] | FL3 | N7 | 85011091 | [14 empty] | Servomotor voor luchtklep, 40Nm, 24V, sturing 0-10V, elektr.teruggang | Servomoteur pour Registre, 40NM, 24V, 2-10V mod., retour elec. | [17 empty] | https://eref.se.com/be/nl/sis-tarif/product/MD40ER-24M | https://eref.se.com/be/fr/sis-tarif/product/MD40ER-24M
Schneider Electric | Schneider Electric | 01022021 |  | Schneider Electric |  | BM | MD40ER-24T |  |  | 848.93 |  | 1 |  | 1 | Servo Regist. 240V, On/Off ER | Servo Regist. 240V, On/Off ER |  | MD40ER Klappenantr. NF ca. 8m² 24V A/Z | [18 empty] | 1 | 3606481515292 | 0 |  | 2117 | 28.5 | 18.8 | 12.4 | 6643.92 | [23 empty] | 12 | N | [12 empty] | FL3 | N7 | 85011091 | [14 empty] | Servomotor voor luchtklep, 40Nm, 24V, sturing O/D, elektr.teruggang | Servomoteur pour Registre, 40NM, 24V, ON-OFF, retour elec. | [17 empty] | https://eref.se.com/be/nl/sis-tarif/product/MD40ER-24T | https://eref.se.com/be/fr/sis-tarif/product/MD40ER-24T
Schneider Electric | Schneider Electric | 01022021 |  | Schneider Electric |  | BM | MF1450-230F |  |  | 12122.77 |  | 1 |  | 1 | Servo VF209/299W, DN400-450, 3 Pts | Servo VF209/299W, DN400-450, 3 Pts |  | 230V, 1450NM, DN400-450 FLOAT. | [18 empty] | 1 | 634558526875 | 0 |  | 38000 | 45.8 | 45.8 | 45.8 | 96071.912 | [23 empty] | 15 | N | [12 empty] | FL3 | N7 | 85014020 | [14 empty] | Servomotor voor VF209/299W, 1450Nm, 230V, DN400-450, 3-punts | Servomoteur pour vanne VF209/299W, 1450Nm, 230V, DN400-450, 3 Pts
Schneider Electric | Schneider Electric | 01022021 |  | Schneider Electric |  | BM | MF200-230F |  |  | 3450.2 |  | 1 |  | 1 | Servo VF209/299W, DN200-250, 3 Pts | Servo VF209/299W, DN200-250, 3 Pts |  | 230V, 200NM, DN200..250 FLOAT. | [18 empty] | 1 | 634558526851 | 0 |  | 13000 | 31.1 | 31.1 | 31.1 | 30080.231 | [23 empty] | 15 | N | [12 empty] | FL3 | N7 | 85014020 | [14 empty] | Servomotor voor VF209/299W, 226Nm, 230V, DN200-250, 3-punts | Servomoteur pour vanne VF209/299W, 200Nm, 230V, DN200-250, 3 Pts
Schneider Electric | Schneider Electric | 01022021 |  | Schneider Electric |  | BM | MF200-24F |  |  | 7103.13 |  | 1 |  | 1 | Servo VF209, DN200-250, 3 Pts | Servo VF209, DN200-250, 3 Pts |  | 24V, 200NM, DN200..250 FLOAT. | [18 empty] | 1 | 634558526790 | 0 |  | 10300 | 33.3 | 32 | 36 | 38361.6 | [23 empty] | 5 | N | [12 empty] | FL3 | N7 | 8501402080 | [14 empty] | Servomotor voor VF209/299W, 226Nm, 24V, DN200, 3-punts | Servomoteur pour vanne VF209/299W, 200Nm, DN200, 24V, 3 Pts
Schneider Electric | Schneider Electric | 01022021 |  | Schneider Electric |  | BM | MF200-24M |  |  | 6585.76 |  | 1 |  | 1 | Servo VF209/299W, DN25-100, mod. | Servo VF209/299W, DN25-100, mod. |  | 24V, 200NM, DN200..250 MOD. | [18 empty] | 1 | 634558526820 | 0 |  | 13000 | 31.1 | 31.1 | 31.1 | 30080.231 | [23 empty] | 15 | N | [12 empty] | FL3 | N7 | 85014020 | [14 empty] | Servomotor voor VF209/299W, 226Nm, 24V, DN25-100, 0-10V | Servomoteur pour vanne VF209/299W, 200Nm, 24V, DN25-100, modulant
Schneider Electric | Schneider Electric | 01022021 |  | Schneider Electric |  | BM | MF20-230F |  |  | 388.45 |  | 1 |  | 1 | Servo VF208, DN25-100, 3 Pts | Servo VF208, DN25-100, 3 Pts |  | MF20-230F T54 00 | [18 empty] | 1 | 3606489660345 | 0 |  | 1304.6 | 29.7 | 19.5 | 14.3 | 8281.845 | [23 empty] | 4 | N | [12 empty] | FL3 | N7 | 8501109190 | [14 empty] | Servomotor voor VF208W, 20Nm, 230V, DN25-100, 3-punts | Servomoteur pour vanne VF208, 20Nm, 230V, DN25-100, 3 Pts | [17 empty] | https://eref.se.com/be/nl/sis-tarif/product/MF20-230F | https://eref.se.com/be/fr/sis-tarif/product/MF20-230F
Schneider Electric | Schneider Electric | 01022021 |  | Schneider Electric |  | BM | MF20-230F-R |  |  | 453.01 |  | 1 |  | 1 | Servomot TRV-S, DN25-125, 3 Pts | Servomot TRV-S, DN25-125, 3 Pts |  | MF20 BUTTERFLY VALVE ACTUATOR | [18 empty] | 1 | 3606481538574 | 0 |  | 1100 | 0.1 | 0.1 | 0.1 | 0.001 | [23 empty] | 12 | N | [12 empty] | FL3 | N7 | 8501109190 | [14 empty] | Servomotor voor TRV-S, 20Nm, 230V, DN25-125, 3-punts | Servomoteur pour vanne TRV-S, 20Nm, 230V, DN25-125, 3 Pts | [17 empty] | https://eref.se.com/be/nl/sis-tarif/product/MF20-230F-R | https://eref.se.com/be/fr/sis-tarif/product/MF20-230F-R
Schneider Electric | Schneider Electric | 01022021 |  | Schneider Electric |  | BM | MF20-24F |  |  | 378.6 |  | 1 |  | 1 | Servo VF208, DN25-100, 3 Pts | Servo VF208, DN25-100, 3 Pts |  | MF20-24F T54 00 | [18 empty] | 1 | 3606489660352 | 0 |  | 1298.6 | 29.5 | 19.5 | 14.8 | 8513.7 | [23 empty] | 2 | Y | [12 empty] | FL3 | N7 | 8501109190 | [14 empty] | Servomotor voor VF208W, 20Nm, 24V, DN25-100, 3-punts | Servomoteur pour vanne VF208, 20Nm, 24V, DN25-100, 3 Pts
Schneider Electric | Schneider Electric | 01022021 |  | Schneider Electric |  | BM | MF20-24F-R |  |  | 457.52 |  | 1 |  | 1 | Servo TRV-S, DN25-125, 3 Pts | Servo TRV-S, DN25-125, 3 Pts |  | MF20-24F T54 R0 | [18 empty] | 1 | 3606481515162 | 0 |  | 1384 | 30 | 20 | 15 | 9000 | [23 empty] | 12 | N | [12 empty] | FL3 | N7 | 8501109190 | [14 empty] | Servomotor voor TRV-S, 20Nm, 24V, DN25-125, 3-punts | Servomoteur pour vanne TRV-S, 20Nm, 24V, DN25-125, 3 Pts | [17 empty] | https://eref.se.com/be/nl/sis-tarif/product/MF20-24F-R | https://eref.se.com/be/fr/sis-tarif/product/MF20-24F-R
Schneider Electric | Schneider Electric | 01022021 |  | Schneider Electric |  | BM | MF20-24M |  |  | 538.09 |  | 1 |  | 1 | Servo VF208, 20Nm, DN25-100, mod. | Servo VF208, 20Nm, DN25-100, mod. |  | MF20-24M T54 00 | [18 empty] | 1 | 3606489660376 | 0 |  | 1304.6 | 29.5 | 19.9 | 15 | 8805.75 | [23 empty] | 2 | Y | [12 empty] | FL3 | N7 | 8501109190 | [14 empty] | Servomotor voor VF208W, 20Nm, 24V, DN25-100, 0-10V | Servomoteur pour vanne VF208, 20Nm, 24V, DN25-100, modulant
Schneider Electric | Schneider Electric | 01022021 |  | Schneider Electric |  | BM | MF20-24M-R |  |  | 604.56 |  | 1 |  | 1 | Servo TRV-S, DN25-125, mod. | Servo TRV-S, DN25-125, mod. |  | MF20-24M T54 R0 | [18 empty] | 1 | 3606481538581 | 0 |  | 1100 | 0.1 | 0.1 | 0.1 | 0.001 | [23 empty] | 12 | N | [12 empty] | FL3 | N7 | 8501109190 | [14 empty] | Servomotor voor TRV-S, 20Nm, 24V, DN25-125, 0-10V | Servomoteur pour vanne TRV-S, 20Nm, 24V, DN25-125, modulant | [17 empty] | https://eref.se.com/be/nl/sis-tarif/product/MF20-24M-R | https://eref.se.com/be/fr/sis-tarif/product/MF20-24M-R
Schneider Electric | Schneider Electric | 01022021 |  | Schneider Electric |  | BM | MF2050-230F |  |  | 14619.46 |  | 1 |  | 1 | Servo VF209/299W, DN500, 3 Pts | Servo VF209/299W, DN500, 3 Pts |  | 230V, 2050NM, DN500 FLOAT. | [18 empty] | 1 | 634558526882 | 0 |  | 38000 | 45.8 | 45.8 | 45.8 | 96071.912 | [23 empty] | 15 | N | [12 empty] | FL3 | N7 | 85014020 | [14 empty] | Servomotor voor VF209/299W, 2034Nm, 230V, DN500, 3-punts | Servomoteur pour vanne VF209/299W, 2034Nm, 230V, DN500, 3 Pts
Schneider Electric | Schneider Electric | 01022021 |  | Schneider Electric |  | BM | MF20SR-24M |  |  | 922.48 |  | 1 |  | 1 | Servo VF208, DN25-100, mod. | Servo VF208, DN25-100, mod. |  | MF20SR-24M 1M54 00 | [18 empty] | 1 | 3606481515308 | 0 |  | 2355 | 12.8 | 28.5 | 10.5 | 3830.4 | [23 empty] | 12 | N | [12 empty] | FL3 | N7 | 85011091 | [14 empty] | Servomotor voor VF208W, 20Nm, 24V, DN25-100, 0-10V, veer | Servomoteur pour vanne VF208, 20Nm, 24V, DN25-100, modulant
Schneider Electric | Schneider Electric | 01022021 |  | Schneider Electric |  | BM | MF20SR-TS |  |  | 844.6 |  | 1 |  | 1 | Servo VF208, DN25-100, On/Off | Servo VF208, DN25-100, On/Off |  | MF20SR-24/230TS 1M54 00 | [18 empty] | 1 | 3606481538598 | 0 |  | 2510 | 0.1 | 0.1 | 0.1 | 0.001 | [23 empty] | 5 | N | [12 empty] | FL3 | N7 | 8501109190 | [14 empty] | Servomotor voor VF208W, 20Nm, 24/230V, DN25-100, 3-punts, veer | Servomoteur pour vanne VF208, 20Nm, DN25-100, On-Off, 24/230V
Schneider Electric | Schneider Electric | 01022021 |  | Schneider Electric |  | BM | MF40-230F |  |  | 719.14 |  | 1 |  | 1 | Servo VF208, DN125-200, 3 Pts | Servo VF208, DN125-200, 3 Pts |  | MF40-230F T54 00 | [18 empty] | 1 | 3606489660383 | 0 |  | 2478.2 | 29.6 | 19.7 | 15 | 8746.8 | [23 empty] | 4 | N | [12 empty] | FL3 | N7 | 8501109190 | [14 empty] | Servomotor voor VF208W, 40Nm, 230V, DN125-200, 3-punts | Servomoteur pour vanne VF208, 40Nm, DN125-200, 230V, 3 Pts
Schneider Electric | Schneider Electric | 01022021 |  | Schneider Electric |  | BM | MF40-24F |  |  | 717.03 |  | 1 |  | 1 | Servo VF208, DN125-200, 3 Pts | Servo VF208, DN125-200, 3 Pts |  | MF40-24F T54 00 | [18 empty] | 1 | 3606489660390 | 0 |  | 2463.2 | 29.5 | 19.5 | 14.7 | 8456.175 | [23 empty] | 4 | N | [12 empty] | FL3 | N7 | 8501109190 | [14 empty] | Servomotor voor VF208W, 40Nm, 24V, DN125-200, 3-punts | Servomoteur pour vanne VF208, 40Nm, DN125-200, 24V, 3 Pts
Schneider Electric | Schneider Electric | 01022021 |  | Schneider Electric |  | BM | MF40-24M |  |  | 986.92 |  | 1 |  | 1 | Servo VF208, DN125-200, mod. | Servo VF208, DN125-200, mod. |  | MF40-24M T54 00 | [18 empty] | 1 | 3606489660413 | 0 |  | 2458.6 | 29.6 | 19.8 | 15.1 | 8849.808 | [23 empty] | 2 | Y | [12 empty] | FL3 | N7 | 8501109190 | [14 empty] | Servomotor voor VF208W, 40Nm, 24V, DN125-200, 0-10V | Servomoteur pour vanne VF208, 40Nm, DN125-200, 24V, modulant
Schneider Electric | Schneider Electric | 01022021 |  | Schneider Electric |  | BM | MF40ER-24M |  |  | 1476.82 |  | 1 |  | 1 | Servo VF208, DN125-200, mod. RE | Servo VF208, DN125-200, mod. RE |  | MF40ER-24M 1M54 00 | [18 empty] | 1 | 3606481538604 | 0 |  | 2810 | 0.1 | 0.1 | 0.1 | 0.001 | [23 empty] | 12 | N | [12 empty] | FL3 | N7 | 85011091 | [14 empty] | Servomotor voor VF208W, 40Nm, 24V, DN125-200, 0-10V, elektr.teruggang | Servomoteur pour vanne VF208, 40Nm, DN125-200, 24V, modulant, retour elec. | [17 empty] | https://eref.se.com/be/nl/sis-tarif/product/MF40ER-24M | https://eref.se.com/be/fr/sis-tarif/product/MF40ER-24M
Schneider Electric | Schneider Electric | 01022021 |  | Schneider Electric |  | BM | MF40ER-24T |  |  | 1184.67 |  | 1 |  | 1 | Servo VF208, DN125-200, 3 Pts RE | Servo VF208, DN125-200, 3 Pts RE |  | MF40ER-24T 1M54 00 | [18 empty] | 1 | 3606481538611 | 0 |  | 2800 | 0.1 | 0.1 | 0.1 | 0.001 | [23 empty] | 12 | N | [12 empty] | FL3 | N7 | 85011091 | [14 empty] | Servomotor voor VF208W, 40Nm, 24V, DN125-200, 3-punts, elektr.teruggang | Servomoteur pour vanne VF208, 40Nm, DN125-200, 24V, 3 points, retour elec. | [17 empty] | https://eref.se.com/be/nl/sis-tarif/product/MF40ER-24T | https://eref.se.com/be/fr/sis-tarif/product/MF40ER-24T
Schneider Electric | Schneider Electric | 01022021 |  | Schneider Electric |  | BM | MF550-24F |  |  | 4902.8 |  | 1 |  | 1 | Servo VF209/299W, DN250-400, 3 Pts | Servo VF209/299W, DN250-400, 3 Pts |  | 24V, 550NM, DN250..450 FLOAT. | [18 empty] | 1 | 634558526806 | 0 |  | 20550 | 42 | 37 | 34 | 52836 | [23 empty] | 15 | N | [12 empty] | FL3 | N7 | 8501402080 | [14 empty] | Servomotor voor VF209/299W, 565Nm, 24V, DN250-400, 3-punts | Servomoteur pour vanne VF209/299W, 550Nm, DN250-400, 24V, 3 Pts
Schneider Electric | Schneider Electric | 01022021 |  | Schneider Electric |  | BM | MF550-24M |  |  | 9473.06 |  | 1 |  | 1 | Servo VF209/299W, DN250-450, mod. | Servo VF209/299W, DN250-450, mod. |  | 24V, 550NM, DN250..450 MOD. | [18 empty] | 1 | 634558526837 | 0 |  | 20750 | 42 | 37 | 35 | 54390 | [23 empty] | 15 | N | [12 empty] | FL3 | N7 | 85014020 | [14 empty] | Servomotor voor VF209/299W, 565Nm, 24V, DN250-400, 0-10V | Servomoteur pour vanne VF209/299W, 550Nm, DN250-450, 24V, modulant
Schneider Electric | Schneider Electric | 01022021 |  | Schneider Electric |  | BM | MF68-230F |  |  | 2836.99 |  | 1 |  | 1 | Servo VF209, DN50-150, 3 Pts | Servo VF209, DN50-150, 3 Pts |  | 230V, 68NM, DN050..150 FLOAT. | [18 empty] | 1 | 4251074200513 | 0 |  | 6000 | 26 | 26 | 26 | 17576 | [23 empty] | 15 | N | [12 empty] | FL3 | N7 | 85014020 | [14 empty] | Servomotor voor VF209, 68Nm, 230V, DN50-150, 3-punts | Servomoteur pour vanne VF209, 68Nm, DN50-150, 230V, 3 Pts
Schneider Electric | Schneider Electric | 01022021 |  | Schneider Electric |  | BM | MF68-24F |  |  | 4907.75 |  | 1 |  | 1 | Servo VF209, DN50-150, 3 Pts | Servo VF209, DN50-150, 3 Pts |  | 24V, 68NM, DN050..150 FLOAT. | [18 empty] | 1 | 634558526783 | 0 |  | 6000 | 26 | 26 | 26 | 17576 | [23 empty] | 15 | N | [12 empty] | FL3 | N7 | 85014020 | [14 empty] | Servomotor voor VF209, 68Nm, 24V, DN50-150, 3-punts | Servomoteur pour vanne VF209, 68Nm, DN50-150, 24V, 3 Pts
Schneider Electric | Schneider Electric | 01022021 |  | Schneider Electric |  | BM | MF68-24M |  |  | 3056.25 |  | 1 |  | 1 | Servo VF209, DN50-150, mod. | Servo VF209, DN50-150, mod. |  | 24V, 68NM, DN050..150 MOD. | [18 empty] | 1 | 634558526813 | 0 |  | 6000 | 26 | 26 | 26 | 17576 | [23 empty] | 15 | N | [12 empty] | FL3 | N7 | 85014020 | [14 empty] | Servomotor voor VF209, 68Nm, 24V, DN50-150, 0-10V | Servomoteur pour vanne VF209, 68Nm, DN50-150, 24V, modulant
Schneider Electric | Schneider Electric | 01022021 |  | Schneider Electric |  | BM | MF700-230F |  |  | 5145.33 |  | 1 |  | 1 | Servo VF209/299W, DN250-500, 3 Pts | Servo VF209/299W, DN250-500, 3 Pts |  | 230V, 700NM, DN250..500 FLOAT. | [18 empty] | 1 | 634558526868 | 0 |  | 22250 | 41 | 38 | 36 | 56088 | [23 empty] | 15 | N | [12 empty] | FL3 | N7 | 85014020 | [14 empty] | Servomotor voor VF209/299W, 735Nm, 230V, DN250-500, 3-punts | Servomoteur pour vanne VF209/299W, 735Nm, DN250-500, 230V, 3 Pts
Schneider Electric | Schneider Electric | 01022021 |  | Schneider Electric |  | BM | MG350-24F |  |  | 326.73 |  | 1 |  | 1 | SmartX, Servo Vx41/x11(T), 3 Pts, | SmartX, Servo Vx41/x11(T), 3 Pts, |  | MG350 SMARTX FLOATING ACT. | [18 empty] | 1 | 7332552015762 | 0 |  | 832.2 | 17.5 | 19 | 8.3 | 2759.75 | [23 empty] | 2 | Y | [12 empty] | FL1 | N8 | 8501200090 | [14 empty] | SmartX, Servomotor voor V241/341/211/211T/311/311T, 350N, 24V, sturing 3-punts | SmartX, Servomoteur pour vanne V241/341/211(T)/311(T), 24V, 3 Pts
Schneider Electric | Schneider Electric | 01022021 |  | Schneider Electric |  | BM | MG350-24FP |  |  | 422.3 |  | 1 |  | 1 | SmartX, Servo Vx41/x11(T), 3 Pts, P | SmartX, Servo Vx41/x11(T), 3 Pts, P |  | MG350 SMARTX FLOAT.+ALARM ACT. | [18 empty] | 1 | 7332552015786 | 0 |  | 839.8 | 19 | 17.5 | 8.3 | 2759.75 | [23 empty] | 4 | N | [12 empty] | FL1 | N8 | 9032900090 | [14 empty] | SmartX, Servomotor voor V241/341/211/211T/311/311T, 350N, 24V, 3Pts, alarm | SmartX, Servomoteur pour vanne V241/341/211(T)/311(T), 24V, 3 Pts, alarme
Schneider Electric | Schneider Electric | 01022021 |  | Schneider Electric |  | BM | MG350-24M |  |  | 305.85 |  | 1 |  | 1 | SmartX, Servo Vx41/x11(T), mod. | SmartX, Servo Vx41/x11(T), mod. |  | MG350 SMARTX MODULATING ACT. | [18 empty] | 1 | 7332552015779 | 0 |  | 833.6 | 17.5 | 19 | 8.4 | 2793 | [23 empty] | 2 | Y | [12 empty] | FL1 | N8 | 9032900090 | [14 empty] | SmartX, Servomotor voor V241/341/211/211T/311/311T, 350N, 24V, sturing 0-10V | SmartX, Servomoteur pour vanne V241/341/211(T)/311(T), 24V, modulant
Schneider Electric | Schneider Electric | 01022021 |  | Schneider Electric |  | BM | MG350-24MP |  |  | 350.2 |  | 1 |  | 1 | SmartX, Servo Vx41/x11(T), mod., P | SmartX, Servo Vx41/x11(T), mod., P |  | MG350 SMARTX MOD.+ALARM ACT. | [18 empty] | 1 | 7332552015793 | 0 |  | 840.6 | 17.5 | 19 | 8.5 | 2826.25 | [23 empty] | 4 | N | [12 empty] | FL1 | N8 | 9032900090 | [14 empty] | SmartX, Servomotor voor V241/341/211/211T/311/311T, 350N, 24V, 0-10V, alarm | SmartX, Servomoteur pour vanne V241/341/211(T)/311(T), 24V, modulant, alarme
Schneider Electric | Schneider Electric | 01022021 |  | Schneider Electric |  | BM | MG350C-24F |  |  | 326.73 |  | 1 |  | 1 | SmartX, Servo VG210/310, 3 Pts | SmartX, Servo VG210/310, 3 Pts |  | MG350C FLOATING ACT. VG210/310 | [18 empty] | 1 | 7332552010903 | 0 |  | 780 | 14.9 | 7.5 | 18 | 2011.5 | [23 empty] | 5 | N | [12 empty] | FL1 | N8 | 8501200090 | [14 empty] | SmartX, Servomotor voor VG210/310, 350N, 24V, sturing 3-punts | SmartX, Servomoteur pour vanne VG210/310, 24V, 3 Pts
Schneider Electric | Schneider Electric | 01022021 |  | Schneider Electric |  | BM | MG350C-24M |  |  | 461.08 |  | 1 |  | 1 | SmartX, Servo VG210/310, mod. | SmartX, Servo VG210/310, mod. |  | MG350C MOD. ACT. VG210/310 | [18 empty] | 1 | 7332552010910 | 0 |  | 778 | 17.5 | 14 | 8.5 | 2082.5 | [23 empty] | 5 | N | [12 empty] | FL1 | N8 | 8501200090 | [14 empty] | SmartX, Servomotor voor VG210/310, 350N, 24V, sturing 0-10V | SmartX, Servomoteur pour vanne VG210/310, 24V, modulant
Schneider Electric | Schneider Electric | 01022021 |  | Schneider Electric |  | BM | MG350S-24F |  |  | 305.91 |  | 1 |  | 1 | SmartX, Servo VZx/MZx, 3 Pts | SmartX, Servo VZx/MZx, 3 Pts |  | MG350S FLOATING ACT. VZX/MZX | [18 empty] | 1 | 7332552010927 | 0 |  | 724.6 | 17.5 | 14.3 | 8.5 | 2127.125 | [23 empty] | 5 | N | [12 empty] | FL1 | N8 | 9032900090 | [14 empty] | SmartX, Servomotor voor VZxxx/MZxxx, 350N, 24V, sturing 3-punts | SmartX, Servomoteur pour vanne VZx/MZx, 24V, 3 Pts
Schneider Electric | Schneider Electric | 01022021 |  | Schneider Electric |  | BM | MG350S-24M |  |  | 383.55 |  | 1 |  | 1 | SmartX, Servo VZx/MZx, mod. | SmartX, Servo VZx/MZx, mod. |  | MG350S MOD. ACT. VZX/MZX | [18 empty] | 1 | 7332552010934 | 0 |  | 724.8 | 17.5 | 14 | 8.5 | 2082.5 | [23 empty] | 2 | Y | [12 empty] | FL1 | N8 | 9032900090 | [14 empty] | SmartX, Servomotor voor VZxxx/MZxxx, 350N, 24V, sturing 0-10V | SmartX, Servomoteur pour vanne VZx/MZx, 24V, modulant
Schneider Electric | Schneider Electric | 01022021 |  | Schneider Electric |  | BM | MG600C |  |  | 324.2 |  | 1 |  | 1 | Servo VG210R/310R, 0-10V/3 Pts | Servo VG210R/310R, 0-10V/3 Pts |  | SHORT YOKE FORTA ACTUATOR, 600 | [18 empty] | 1 | 7332552013294 | 0 |  | 1820 | 18.4 | 1.8 | 13.4 | 443.808 | [23 empty] | 4 | N | [12 empty] | FL1 | N8 | 8501109190 | [14 empty] | Servomotor voor VG210R/310R, 600N, sturing 0-10V | Servomoteur pour vanne VG210R/310R, 600N, 0-10V/3 Pts | [17 empty] | https://eref.se.com/be/nl/sis-tarif/product/MG600C | https://eref.se.com/be/fr/sis-tarif/product/MG600C
Schneider Electric | Schneider Electric | 01022021 |  | Schneider Electric |  | BM | MG600C-S |  |  | 415.93 |  | 1 |  | 1 | Servo VG210R/310R, 0-10V/3 Pts, LS | Servo VG210R/310R, 0-10V/3 Pts, FC |  | SHORT YOKE FORTA ACTUATOR, 600 | [18 empty] | 1 | 7332552013300 | 0 |  | 1851.2 | 18 | 18 | 13.5 | 4374 | [23 empty] | 4 | N | [12 empty] | FL1 | N8 | 8501109190 | [14 empty] | Servomotor voor VG210R/310R, 600N, sturing 0-10V, eindeloopcontact | Servomoteur pour vanne VG210R/310R, 600N, 0-10V/3 Pts, contact fin de course | [17 empty] | https://eref.se.com/be/nl/sis-tarif/product/MG600C-S | https://eref.se.com/be/fr/sis-tarif/product/MG600C-S
Schneider Electric | Schneider Electric | 01022021 |  | Schneider Electric |  | BM | MG600C-SRD |  |  | 596.89 |  | 1 |  | 1 | Servo VG210R/310R, 0-10V/3 Pts, SRD | Servo VG210R/310R, 0-10V/3 Pts, SRD |  | FORTA MG600 SHORT YOKE SPRING | [18 empty] | 1 | 7332552013317 | 0 |  | 3082.6 | 22.5 | 23 | 32 | 16560 | [23 empty] | 4 | N | [12 empty] | FL1 | N8 | 8501109190 | [14 empty] | Servomotor voor VG210R/310R, 600N, sturing 0-10V, veer omhoog | Servomoteur pour vanne VG210R/310R, 600N, 0-10V/3 Pts, normalement fermé | [17 empty] | https://eref.se.com/be/nl/sis-tarif/product/MG600C-SRD | https://eref.se.com/be/fr/sis-tarif/product/MG600C-SRD
Schneider Electric | Schneider Electric | 01022021 |  | Schneider Electric |  | BM | MG600C-SRU |  |  | 596.89 |  | 1 |  | 1 | Servo VG210R/310R, 0-10V/3 Pts, SRU | Servo VG210R/310R, 0-10V/3 Pts, SRU |  | SHORT YOKE FORTA ACTUATOR, 600 | [18 empty] | 1 | 7332552013324 | 0 |  | 3550 | 22.5 | 23 | 31.7 | 16404.75 | [23 empty] | 4 | N | [12 empty] | FL1 | N8 | 8501109190 | [14 empty] | Servomotor voor VG210R/310R, 600N, sturing 0-10V, veer omlaag | Servomoteur pour vanne VG210R/310R, 600N, 0-10V/3 Pts, normalement ouvert | [17 empty] | https://eref.se.com/be/nl/sis-tarif/product/MG600C-SRU | https://eref.se.com/be/fr/sis-tarif/product/MG600C-SRU
Schneider Electric | Schneider Electric | 01022021 |  | Schneider Electric |  | BM | MG900-SD |  |  | 628.59 |  | 1 |  | 1 | Servo FORTA, 0-10V/3 Pts, stem down | Servo FORTA, 0-10V/3 Pts, stem down |  | MG900-SD Ventilstellantrieb 900N mit Not | [18 empty] | 1 | 7332552013331 | 0 |  | 3601 | 22.5 | 23 | 31.5 | 16301.25 | [23 empty] | 4 | N | [12 empty] | FL1 | N8 | 8501109190 | [14 empty] | Servomotor Forta M900, veer omlaag | Servomoteur FORTA, 24v, 900N, 0-10V/3 Pts, ressort rappel - stem down
Schneider Electric | Schneider Electric | 01022021 |  | Schneider Electric |  | BM | MG900-SD-PCB |  |  | 168.18 |  | 1 |  | 1 | Servo, Carte EO pour MG900-SD | Servo, Carte EO pour MG900-SD |  | MG900-SRD CIRCUIT BOARD | [18 empty] | 1 | 7332552016011 | 0 |  | 104 | 12 | 8.5 | 9 | 918 | [23 empty] | 4 | N | [12 empty] | FL1 | N8 | 8501109190 | [14 empty] | Printplaat voor MG900-SD | Servomoteur, Carte électronique pour moteur MG900-SD
Schneider Electric | Schneider Electric | 01022021 |  | Schneider Electric |  | BM | MG900-SU |  |  | 694.9 |  | 1 |  | 1 | Servo FORTA, 0-10v/3 Pts, stem up | Servo FORTA, 0-10v/3 Pts, stem up |  | MG900-SU Ventilstellantrieb 900N mit Not | [18 empty] | 1 | 7332552013348 | 0 |  | 3625.8 | 30.5 | 22.5 | 22.2 | 15234.75 | [23 empty] | 4 | N | [12 empty] | FL1 | N8 | 8501109190 | [14 empty] | Servomotor Forta M900, veer omhoog | Servomoteur FORTA, 24v, 900N, 0-10v/ 3 Pts, ressor rappel - stem up
Schneider Electric | Schneider Electric | 01022021 |  | Schneider Electric |  | BM | MG900-SU-PCB |  |  | 142.43 |  | 1 |  | 1 | Servo, Carte EO pour MG900-SU | Servo, Carte EO pour MG900-SU |  | MG900-SRU CIRCUIT BOARD | [18 empty] | 1 | 3606481538659 | 0 |  | 88.6 | 8.4 | 12.7 | 8.8 | 938.784 | [23 empty] | 4 | N | [12 empty] | FL1 | N8 | 8501109190 | [14 empty] | Printplaat voor MG900-SU | Servomoteur, Carte électronique pour moteur MG900-SU
Schneider Electric | Schneider Electric | 01022021 |  | Schneider Electric |  | BM | MP120NC-230T |  |  | 21.32 |  | 1 |  | 1 | Servo PIBCV, PWM, NC | Servo PIBCV, PWM, NC |  | N.CLOSED THERMAL ACTUATOR,230V | [18 empty] | 1 | 4017254163906 | 0 |  | 154.6 | 12 | 12 | 4.5 | 648 | [23 empty] | 4 | N | [12 empty] | FL3 | N7 | 84818051 | [14 empty] | Thermische motor voor PIBCV kraan, DN10-32, 230V, PWM, NC | Moteur thermique pour vanne PIBCV, DN10-32, 230V, PWM, NF
Schneider Electric | Schneider Electric | 01022021 |  | Schneider Electric |  | BM | MP120NC-24T |  |  | 21.32 |  | 1 |  | 1 | Servo PIBCV, PWM, NC | Servo PIBCV, PWM, NC |  | N.CLOSED THERMAL ACTUATOR | [18 empty] | 1 | 4017254163913 | 0 |  | 154.2 | 10.5 | 12 | 4.2 | 529.2 | [23 empty] | 4 | N | [12 empty] | FL3 | N7 | 84818051 | [14 empty] | Thermische motor voor PIBCV kraan, DN10-32, 24V, PWM, NC | Moteur thermique pour vanne PIBCV, DN10-32, 24V, PWM, NF
Schneider Electric | Schneider Electric | 01022021 |  | Schneider Electric |  | BM | MP130-230F |  |  | 100.2 |  | 1 |  | 1 | Servo PIBCV, 3 Pts, 1.5m | Servo PIBCV, 3 Pts, 1.5m |  | FLOATING ACTUATOR, 230 V | [18 empty] | 1 | 7332552014185 | 0 |  | 300 | 14.1 | 12.1 | 5.5 | 938.355 | [23 empty] | 12 | N | [12 empty] | FL3 | N7 | 84818051 | [14 empty] | Servomotor voor PIBCV kraan, 230V, sturing 3-punts, kabel 1.5m | Servomoteur pour vanne PIBCV, DN10-32, 230V, 3 Pts, câble 1,5m
Schneider Electric | Schneider Electric | 01022021 |  | Schneider Electric |  | BM | MP130-230T |  |  | 123.23 |  | 1 |  | 1 | Servo PIBCV, On/Off, 1,5m | Servo PIBCV, On/Off, 1,5m |  | TWO POSITION ACTUATOR, 230 V | [18 empty] | 1 | 7332552014086 | 0 |  | 300 | 14.1 | 12.1 | 5.5 | 938.355 | [23 empty] | 15 | N | [12 empty] | FL3 | N7 | 84818051 | [14 empty] | Servomotor voor PIBCV kraan, 230V, sturing O/D, kabel 1.5m | Servomoteur pour vanne PIBCV, DN10-32, 230V, On/Off, câble 1,5m
Schneider Electric | Schneider Electric | 01022021 |  | Schneider Electric |  | BM | MP130-24F |  |  | 93.81 |  | 1 |  | 1 | Servo PIBCV, 3 Pts, 1.5m | Servo PIBCV, 3 Pts, 1.5m |  | FLOATING ACTUATOR, 24 V | [18 empty] | 1 | 7332552014109 | 0 |  | 344.4 | 14.3 | 12.7 | 5.6 | 1017.016 | [23 empty] | 4 | N | [12 empty] | FL3 | N7 | 84818051 | [14 empty] | Servomotor voor PIBCV kraan, 24V, sturing 3-punts, kabel 1.5m | Servomoteur pour vanne PIBCV, DN10-32, 24V, 3 Pts, câble 1,5m
Schneider Electric | Schneider Electric | 01022021 |  | Schneider Electric |  | BM | MP130-24F-10M |  |  | 112.78 |  | 1 |  | 1 | Servo PIBCV, 3 Pts, 10m | Servo PIBCV, 3 Pts, 10m |  | FLOATING ACTUATOR, 24 V | [18 empty] | 1 | 7332552014116 | 0 |  | 300 | 14.1 | 12.1 | 5.5 | 938.355 | [23 empty] | 12 | N | [12 empty] | FL3 | N7 | 84818051 | [14 empty] | Servomotor voor PIBCV kraan, 24V, sturing 3-punts, kabel 10m | Servomoteur pour vanne PIBCV, DN10-32, 24V, 3 Pts, câble 10m
Schneider Electric | Schneider Electric | 01022021 |  | Schneider Electric |  | BM | MP130-24M |  |  | 112.26 |  | 1 |  | 1 | Servo pour PIBCV, mod., 1.5m | Servo pour PIBCV, mod., 1.5m |  | 0(2)-10V MODULATING ACTUATOR | [18 empty] | 1 | 7332552014130 | 0 |  | 357 | 14.4 | 12.5 | 5.7 | 1026 | [23 empty] | 5 | N | [12 empty] | FL3 | N7 | 85011010 | [14 empty] | Servomotor voor PIBCV kraan, 24V, sturing 0-10V, kabel 1.5m | Servomoteur pour vanne PIBCV, 24V, modulant, câble 1.5m
Schneider Electric | Schneider Electric | 01022021 |  | Schneider Electric |  | BM | MP130-24M-10M |  |  | 132.18 |  | 1 |  | 1 | Servo PIBCV, mod., 10m | Servo PIBCV, mod., 10m |  | 0(2)-10V MODULATING ACT., 10M | [18 empty] | 1 | 7332552014147 | 0 |  | 730.4 | 19 | 19 | 9 | 3249 | [23 empty] | 4 | N | [12 empty] | FL3 | N7 | 84818051 | [14 empty] | Servomotor voor PIBCV kraan, 24V, sturing 0-10V, kabel 10m | Servomoteur pour vanne PIBCV, DN10-32, 24V, modulant, câble 10m
Schneider Electric | Schneider Electric | 01022021 |  | Schneider Electric |  | BM | MP130-24MP |  |  | 130.27 |  | 1 |  | 1 | Servo PIBCV, mod., FB, 1.5m | Servo PIBCV, mod., FB, 1.5m |  | 0(2)-10V MOD. ACT. + FEEDBACK | [18 empty] | 1 | 7332552014154 | 0 |  | 367.6 | 14.3 | 12.6 | 14.4 | 2594.592 | [23 empty] | 4 | N | [12 empty] | FL3 | N7 | 84818051 | [14 empty] | Servomotor voor PIBCV kraan, 24V, sturing 0-10V, kabel 1.5m, feedback | Servomoteur pour vanne PIBCV, DN10-32, 24V, modulant, FB, câble 1,5m
Schneider Electric | Schneider Electric | 01022021 |  | Schneider Electric |  | BM | MP130-24MP-10M |  |  | 150.74 |  | 1 |  | 1 | Servo PIBCV, mod., FB, 10m | Servo PIBCV, mod., FB, 10m |  | 0(2)-10V MOD. ACT. + FEEDBACK | [18 empty] | 1 | 7332552014161 | 0 |  | 300 | 14.1 | 12.1 | 5.5 | 938.355 | [23 empty] | 12 | N | [12 empty] | FL3 | N7 | 84818051 | [14 empty] | Servomotor voor PIBCV kraan, 24V, sturing 0-10V, kabel 10m, feedback | Servomoteur pour vanne PIBCV, DN10-32, 24V, modulant, FB, câble 10m
Schneider Electric | Schneider Electric | 01022021 |  | Schneider Electric |  | BM | MP130-24T |  |  | 97.44 |  | 1 |  | 1 | Servo PIBCV, mod., 1.5m | Servo PIBCV, mod., 1.5m |  | TWO POSITION ACTUATOR, 24 V | [18 empty] | 1 | 7332552014079 | 0 |  | 345.8 | 14.4 | 12.2 | 5.6 | 983.808 | [23 empty] | 4 | N | [12 empty] | FL3 | N7 | 84818051 | [14 empty] | Servomotor voor PIBCV kraan, 24V, sturing O/D, kabel 1.5m | Servomoteur pour vanne PIBCV, DN10-32, 24V, On/Off, câble 1,5m
Schneider Electric | Schneider Electric | 01022021 |  | Schneider Electric |  | BM | MP131-24F |  |  | 108.3 |  | 1 |  | 1 | Servo PIBCV, 1/2"-1"1/4, 3 Pts | Servo PIBCV, 1/2"-1"1/4, 3 Pts |  | FLOATING ACTUATOR, 24 V | [18 empty] | 1 | 7332552014123 | 0 |  | 300 | 14.1 | 12.1 | 5.5 | 938.355 | [23 empty] | 12 | N | [12 empty] | FL3 | N7 | 84818051 | [14 empty] | Servomotor voor PIBCV kraan, 130N, 1/2"-1"1/4, 24V, 3 Pts | Servomoteur pour vanne PIBCV, 130N, 1/2"-1"1/4, 24V, 3 Pts
Schneider Electric | Schneider Electric | 01022021 |  | Schneider Electric |  | BM | MP131-24MP |  |  | 182.41 |  | 1 |  | 1 | Servo PIBCV, 1/2"-1"1/4, 3 Pts, FB | Servo PIBCV, 1/2"-1"1/4, 3 Pts, FB |  | 0(2)-10V MOD. ACT. + FEEDBACK | [18 empty] | 1 | 7332552014178 | 0 |  | 300 | 14.1 | 12.1 | 5.5 | 938.355 | [23 empty] | 12 | N | [12 empty] | FL3 | N7 | 84818051 | [14 empty] | Servomotor voor PIBCV kraan, 130N, 1/2"-1"1/4, 24V, 3 Pts, FB | Servomoteur pour vanne PIBCV, 130N, 1/2"-1"1/4, 24V, 3 Pts, FB
Schneider Electric | Schneider Electric | 01022021 |  | Schneider Electric |  | BM | MP131-24T |  |  | 111.89 |  | 1 |  | 1 | Servo PIBCV, 1/2"-1"1/4, mod. | Servo PIBCV, 1/2"-1"1/4, mod. |  | TWO POSITION ACTUATOR, 24 V | [18 empty] | 1 | 7332552014765 | 0 |  | 300 | 14.1 | 12.1 | 5.5 | 938.355 | [23 empty] | 12 | N | [12 empty] | FL3 | N7 | 84818051 | [14 empty] | Servomotor voor PIBCV kraan, 130N, 1/2"-1"1/4, 24V, sturing 0-10V | Servomoteur pour vanne PIBCV, 130N, 1/2"-1"1/4, 24V, modulant
Schneider Electric | Schneider Electric | 01022021 |  | Schneider Electric |  | BM | MP140NO-230T |  |  | 47.22 |  | 1 |  | 1 | Servo PIBCV, 230V, PWM, NO | Servo PIBCV, 230V, PWM, NO |  | 230V NO ON/OFF ACT - VP223R | [18 empty] | 1 | 3606489660444 | 0 |  | 193 | 12 | 9.5 | 8 | 912 | [23 empty] | 15 | N | [12 empty] | FL1 | N8 | 8481109990 | [14 empty] | Thermische motor voor PIBCV kraan, DN10-32, 230V, PWM, NO | Moteur thermique pour vanne PIBCV, DN10-32, 230V, PWM, NO
Schneider Electric | Schneider Electric | 01022021 |  | Schneider Electric |  | BM | MP140NO-24T |  |  | 47.22 |  | 1 |  | 1 | Servo PIBCV, 24V, PWM, NO | Servo PIBCV, 24V, PWM, NO |  | 24V NO ON/OFF ACT - VP223R | [18 empty] | 1 | 3606481819901 | 0 |  | 193 | 12 | 9.5 | 8 | 912 | [23 empty] | 15 | N | [12 empty] | FL1 | N8 | 8481109990 | [14 empty] | Thermische motor voor PIBCV kraan, DN10-32, 24V, PWM, NO | Moteur thermique pour vanne PIBCV, DN10-32, 24V, PWM, NO
Schneider Electric | Schneider Electric | 01022021 |  | Schneider Electric |  | BM | MP2000 |  |  | 1675 |  | 1 |  | 1 | Servo PIBCV, 24V, DN125-150, 3Pts/0-10V | Servo PIBCV, 24V, DN125-150, 3Pts/mod. |  | MULTI-SIGNAL ACTUATOR, 24V | [18 empty] | 1 | 7332552014215 | 0 |  | 3800 | 15 | 11.6 | 37.5 | 6525 | [23 empty] | 12 | N | [12 empty] | FL1 | N8 | 8481805100 | [14 empty] | Servomotor voor PIBCV, 24V, DN125-150, sturing 3Pts/0-10V | Servomoteur pour vanne PIBCV, 24V, DN125-150, 3Pts/modulant
Schneider Electric | Schneider Electric | 01022021 |  | Schneider Electric |  | BM | MP2000-SRD |  |  | 2347.22 |  | 1 |  | 1 | Servo PIBCV,24V,DN125-150,3Pts/0-10V SRD | Servo PIBCV, 24V,DN125-150,3Pts/mod SRD |  | SR CLOSE MULTI-SIGNAL ACT. 24V | [18 empty] | 1 | 7332552014246 | 0 |  | 8600 | 20.1 | 20.8 | 41.8 | 17475.744 | [23 empty] | 15 | N | [12 empty] | FL1 | N8 | 8481805100 | [14 empty] | Servomotor voor PIBCV, 24V, DN125-150, sturing 3Pts/0-10V, terug laag | Servomoteur pour vanne PIBCV, 24V, DN125-150, 3Pts/mod., ret. pos. bas
Schneider Electric | Schneider Electric | 01022021 |  | Schneider Electric |  | BM | MP2000-SRU |  |  | 2347.22 |  | 1 |  | 1 | Servo PIBCV,24V,DN125-150,3Pts/0-10V SRU | Servo PIBCV, 24V,DN125-150,3Pts/mod SRU |  | SR OPEN MULTI-SIGNAL ACT. 230V | [18 empty] | 1 | 7332552014222 | 0 |  | 8600 | 20.1 | 20.8 | 41.8 | 17475.744 | [23 empty] | 15 | N | [12 empty] | FL1 | N8 | 8481805100 | [14 empty] | Servomotor voor PIBCV, 24V, DN125-150, sturing 3Pts/0-10V, terug hoog | Servomoteur pour vanne PIBCV, 24V, DN125-150, 3Pts/mod., ret. pos. haut
Schneider Electric | Schneider Electric | 01022021 |  | Schneider Electric |  | BM | MP200-24M |  |  | 175 |  | 1 |  | 1 | Servo PICV, 24V, mod | Servo PICV, 24V, mod. |  | 24V MOD. ACT - VP223R | [18 empty] | 1 | 3606489660475 | 0 |  | 258 | 12 | 9.5 | 8 | 912 | [23 empty] | 4 | N | [12 empty] | FL1 | N8 | 8481109990 | [14 empty] | Servomotor voor PICV, 24V, sturing 0-10V | Servomoteur pour PICV, 24V, modulant | [17 empty] | https://eref.se.com/be/nl/sis-tarif/product/MP200-24M | https://eref.se.com/be/fr/sis-tarif/product/MP200-24M
Schneider Electric | Schneider Electric | 01022021 |  | Schneider Electric |  | BM | MP300-SRD |  |  | 184.85 |  | 1 |  | 1 | Servo PIBCV, 3 Pts/mod. | Servo PIBCV, 3 Pts/mod. |  | SR CLOSE ACTUATOR-MULTI SIGNAL | [18 empty] | 1 | 7332552014208 | 0 |  | 800 | 13 | 12.8 | 9.6 | 1597.44 | [23 empty] | 4 | N | [12 empty] | FL3 | N7 | 84818051 | [14 empty] | Servomotor voor PIBCV kraan, terug laagpositie, 24V, DN10-32 | Servomoteur pour vanne PIBCV, DN10-32, 24V, 3 Pts/mod., retour bas
Schneider Electric | Schneider Electric | 01022021 |  | Schneider Electric |  | BM | MP300-SRU |  |  | 209.79 |  | 1 |  | 1 | Servo PIBCV, 3 Pts/mod. | Servo PIBCV, 3 Pts/mod. |  | SR OPEN ACTUATOR-MULTI SIGNAL | [18 empty] | 1 | 7332552014192 | 0 |  | 1007.2 | 13.2 | 13 | 9.6 | 1647.36 | [23 empty] | 4 | N | [12 empty] | FL3 | N7 | 85011010 | [14 empty] | Servomotor voor PIBCV kraan, terug hoogpositie, 24V, DN 10-32 | Servomoteur pour vanne PIBCV, DN10-32, 24V, 3 Pts/mod., retour haut
Schneider Electric | Schneider Electric | 01022021 |  | Schneider Electric |  | BM | MP4000 |  |  | 3141.67 |  | 1 |  | 1 | Servo PIBCV, 24V, DN200-250, 3Pts/0-10V | Servo PIBCV, 24V, DN200-250, 3Pts/mod. |  | MULTI-SIGNAL ACTUATOR, 24V | [18 empty] | 1 | 7332552014949 | 0 |  | 8600 | 20.1 | 20.8 | 41.8 | 17475.744 | [23 empty] | 15 | N | [12 empty] | FL1 | N8 | 8481805100 | [14 empty] | Servomotor voor PIBCV, 24V, DN200-250, sturing 3Pts/0-10V | Servomoteur pour vanne PIBCV, 24V, DN200-250, 3Pts/modulant
Schneider Electric | Schneider Electric | 01022021 |  | Schneider Electric |  | BM | MP500C |  |  | 525 |  | 1 |  | 1 | Servo VP220, 24V, DN40-100, univ. | Servo VP220, 24V, DN40-100, univ. |  | FORTA MP500C ACTUATOR | [18 empty] | 1 | 7332552014277 | 0 |  | 1870.4 | 18.5 | 18 | 13.5 | 4495.5 | [23 empty] | 4 | N | [12 empty] | FL1 | N8 | 8481805100 | [14 empty] | Servomotor voor PIBCV VP220, 24V, DN40-100, sturing universel | Servomoteur pour vanne PIBCV VP220, 24V, DN125-150, modulant
Schneider Electric | Schneider Electric | 01022021 |  | Schneider Electric |  | BM | MP500C-SRD |  |  | 733.33 |  | 1 |  | 1 | Servo VP220, 24V,DN40-100,univ,SRD | Servo VP220, 24V,DN40-100,univ,SRD |  | FORTA MP500C-SR CLOSED ACTUATOR | [18 empty] | 1 | 7332552014291 | 0 |  | 3605 | 15.4 | 11 | 21.5 | 3642.1 | [23 empty] | 4 | N | [12 empty] | FL1 | N8 | 8481805100 | [14 empty] | Servomotor voor PIBCV VP220, 24V, DN40-100, sturing univ., terug laag | Servomoteur pour vanne PIBCV VP220, 24V, DN40-100, mod., ret. pos. bas
Schneider Electric | Schneider Electric | 01022021 |  | Schneider Electric |  | BM | MP500C-SRU |  |  | 733.33 |  | 1 |  | 1 | Servo V220, 24V,DN40-100,univ,SRU | Servo VP220, 24V,DN40-100,univ,SRU |  | FORTA MP500C-SR OPEN ACTUATOR | [18 empty] | 1 | 7332552014284 | 0 |  | 3550 | 21.5 | 23 | 31 | 15329.5 | [23 empty] | 4 | N | [12 empty] | FL1 | N8 | 8501101090 | [14 empty] | Servomotor voor PIBCV VP220, 24V, DN40-100, sturing univ., terug hoog | Servomoteur pour vanne PIBCV VP220, 24V, DN40-100, mod., ret. pos. haut
Schneider Electric | Schneider Electric | 01022021 |  | Schneider Electric |  | BM | MPM-GW-0I0-5045 |  |  | 619.6 |  | 1 |  | 1 | GW2 ZIGBEE | GATEWAY with Zigbee High power |  | GATEWAY with Zigbee High power | [18 empty] | 1 |  | 0 |  | 309.2 | 22 | 13.5 | 4.5 | 1336.5 | [23 empty] | 4 | N | [12 empty] | XX4 | PU | 85176200 | [14 empty] | MPM Gateway Zigbee high power | MPM Gateway Zigbee high power
Schneider Electric | Schneider Electric | 01022021 |  | Schneider Electric |  | BM | MPM-GW-D00-5045 |  |  | 607.46 |  | 1 |  | 1 | GATEWAY 868 MHZ ENO | GATEWAY with 868Mhz EnOcean |  | GATEWAY with 868Mhz EnOcean | [18 empty] | 1 |  | 0 |  | 291 | 22 | 13.5 | 4.5 | 1336.5 | [23 empty] | 4 | N | [12 empty] | XX4 | PU | 85176200 | [14 empty] | MPM Gateway 868Mhz EnOcean | MPM Gateway 868Mhz EnOcean
Schneider Electric | Schneider Electric | 01022021 |  | Schneider Electric |  | BM | MPM-GW-DI0-5045 |  |  | 719.37 |  | 1 |  | 1 | GW 868 MHZ ENO ZIGBEE HPWR | GATEWAY with 868Mhz EnOcean and Zigbee H |  | GATEWAY with 868Mhz EnOcean and Zigbee H | [18 empty] | 1 |  | 0 |  | 319.2 | 22 | 13.7 | 4.5 | 1356.3 | [23 empty] | 4 | N | [12 empty] | XX4 | PU | 85176200 | [14 empty] | MPM Gateway 868Mhz EnOcean + Zigbee high power | MPM Gateway 868Mhz EnOcean + Zigbee high power
Schneider Electric | Schneider Electric | 01022021 |  | Schneider Electric |  | BM | MPM-RAEC-5045 |  |  | 27.03 |  | 1 |  | 1 | EXTERNAL ANTENNA CABLE 24 INCH | EXTERNAL ANTENNA CABLE 24 INCH |  | EXTERNAL ANTENNA CABLE 24 INCH | [18 empty] | 1 | 3606481204981 | 0 |  | 28.4 | 10.2 | 7.2 | 1 | 73.44 | [23 empty] | 4 | N | [12 empty] | XX4 | PU | 85444290 | [14 empty] | MPM Externe antenne, câble 24 INCH | MPM, antenne externe, câble 24 INCH | [17 empty] | https://eref.se.com/be/nl/sis-tarif/product/MPM-RAEC-5045 | https://eref.se.com/be/fr/sis-tarif/product/MPM-RAEC-5045
Schneider Electric | Schneider Electric | 01022021 |  | Schneider Electric |  | BM | MPM-UN-004-5045 |  |  | 467.28 |  | 1 |  | 1 | UN2 MODBUS | Universal Controller with Modbus |  | Universal Controller with Modbus | [18 empty] | 1 |  | 0 |  | 276.8 | 14.1 | 14.1 | 3.9 | 775.359 | [23 empty] | 4 | N | [12 empty] | XX4 | PU | 85371091 | [14 empty] | MPM Universal Controller, Modbus | MPM, controlleur universel avec Modbus
Schneider Electric | Schneider Electric | 01022021 |  | Schneider Electric |  | BM | MPM-UN-0I4-5045 |  |  | 639.43 |  | 1 |  | 1 | UN2 ZIGBEE HP MODBUS | CTRLWEB,BEX,BACZUCAN,MOD,ZBP,6UI,4AO,2DO |  | CtrlWEB,BEx,BACzuCAN,MOD,ZBP,6UI,4AO,2DO | [18 empty] | 1 | 711426071115 | 0 |  | 293 | 14 | 14 | 3.8 | 744.8 | [23 empty] | 4 | N | [12 empty] | XX4 | PU | 85371091 | [14 empty] | MPM Universal Controller, Modbus, ZigBee | MPM Universal Controller, Modbus, ZigBee
Schneider Electric | Schneider Electric | 01022021 |  | Schneider Electric |  | BM | MPM-UN-D04-5045 |  |  | 639.43 |  | 1 |  | 1 | UN CTR 868 MHZ ENOCEAN MODBUS | Universal Controller with 868Mhz EnOcean |  | Universal Controller with 868Mhz EnOcean | [18 empty] | 1 | 3606480669439 | 0 |  | 299 | 14 | 14 | 3.9 | 764.4 | [23 empty] | 4 | N | [12 empty] | XX4 | PU | 85176200 | [14 empty] | MPM Universal Controller, Modbus, EnOcean | MPM Universal Controller, Modbus, EnOcean
Schneider Electric | Schneider Electric | 01022021 |  | Schneider Electric |  | BM | MPM-UN-DI4-5045 |  |  | 767.32 |  | 1 |  | 1 | UN CTR 868MHZ ENO,ZB,HP,MB | Universal Controller with 868Mhz EnOcean |  | Universal Controller with 868Mhz EnOcean | [18 empty] | 1 |  | 0 |  | 304 | 14 | 14 | 3.7 | 725.2 | [23 empty] | 4 | N | [12 empty] | XX4 | PU | 85371091 | [14 empty] | MPM Universal Controller, Modbus, ZigBee, EnOcean | MPM Universal Controller, Modbus, ZigBee, EnOcean
Schneider Electric | Schneider Electric | 01022021 |  | Schneider Electric |  | BM | MR95NC-230T |  |  | 46.13 |  | 1 |  | 1 | Servo radiat. PWM, NF | Servo Vanne Radiat. PWM, NF |  | MR95-NCD-230T 1.5M54 00 | [18 empty] | 1 | 4019837137779 | 0 |  | 200 | 0.7 | 0.7 | 0.7 | 0.343 | [23 empty] | 4 | N | [12 empty] | FL3 | N7 | 90321020 | [14 empty] | Thermische motor voor radiatorkraan, 230V, PWM, NC | Moteur pour vanne de radiateur, 230V, PWM, normalement fermé
Schneider Electric | Schneider Electric | 01022021 |  | Schneider Electric |  | BM | MR95NC-24T |  |  | 46.13 |  | 1 |  | 1 | Servo radiat. PWM, NF | Servo Vanne Radiat. PWM, NF |  | MR95-NCD-24T 1.5M54 00 | [18 empty] | 1 | 4019837137755 | 0 |  | 200 | 0.7 | 0.7 | 0.7 | 0.343 | [23 empty] | 4 | N | [12 empty] | FL3 | N7 | 90321020 | [14 empty] | Thermische motor voor radiatorkraan, 24V, PWM, NC | Moteur pour vanne de radiateur, 24V, PWM, normalement fermé
Schneider Electric | Schneider Electric | 01022021 |  | Schneider Electric |  | BM | MR95NO-230T |  |  | 46.13 |  | 1 |  | 1 | Servo radiat. PWM, NO | Servo Vanne Radiat. PWM, NO |  | MR95-NOU-230T 1.5M54 00 | [18 empty] | 1 | 4019837137786 | 0 |  | 200 | 0.7 | 0.7 | 0.7 | 0.343 | [23 empty] | 4 | N | [12 empty] | FL3 | N7 | 90321020 | [14 empty] | Thermische motor voor radiatorkraan, 230V, PWM, NO | Moteur pour vanne pour radiateur, 230V, PWM, normalement ouvert
Schneider Electric | Schneider Electric | 01022021 |  | Schneider Electric |  | BM | MR95NO-24T |  |  | 46.13 |  | 1 |  | 1 | Servo radiat. PWM, NO | Servo Vanne Radiat. PWM, NO |  | MZ95-NOU-24T 1.5M54 00 | [18 empty] | 1 |  | 0 |  | 200 | 0.7 | 0.7 | 0.7 | 0.343 | [23 empty] | 4 | N | [12 empty] | FL3 | N7 | 90321020 | [14 empty] | Thermische motor voor radiatorkraan, 24V, PWM, NO | Moteur pour vanne de radiateur, 24V, PWM, normalement ouvert
Schneider Electric | Schneider Electric | 01022021 |  | Schneider Electric |  | BM | MZ140-230T |  |  | 43.65 |  | 1 |  | 1 | MZ, Servo VZx08, 230V, On/Off | MZ, Servo VZx08, 230V, On/Off |  | MZ14-230T 2M44 00 | [18 empty] | 1 | 3606489660482 | 0 |  | 184.2 | 13 | 9.9 | 5.5 | 707.85 | [23 empty] | 4 | N | [12 empty] | FL2 | PK | 8481109990 | [14 empty] | Thermische motor voor VZx08, 230v, On/Off | Servomoteur electro-thermique pour vanne VZx08, 230v, On/Off | [17 empty] | https://eref.se.com/be/nl/sis-tarif/product/MZ140-230T | https://eref.se.com/be/fr/sis-tarif/product/MZ140-230T
Schneider Electric | Schneider Electric | 01022021 |  | Schneider Electric |  | BM | MZ140-24M |  |  | 103.96 |  | 1 |  | 1 | MZ, Servo VZx08, 24V, mod. | MZ, Servo VZx08, 24V, mod. |  | MZ140-24M 2M44 00 | [18 empty] | 1 | 3606489660499 | 0 |  | 210.8 | 13 | 9.8 | 5.3 | 675.22 | [23 empty] | 2 | Y | [12 empty] | FL2 | PK | 8481109990 | [14 empty] | Thermische motor voor VZx08, 24v, sturing 0-10v | Servomoteur electro-thermique pour vanne VZx08, 24v, Modulant, 0-10v
Schneider Electric | Schneider Electric | 01022021 |  | Schneider Electric |  | BM | MZ140-24T |  |  | 42.55 |  | 1 |  | 1 | MZ, servo VZx08, 24V, On/Off | MZ, servo VZx08, 24V, On/Off |  | MZ140-24T 2M44 00 | [18 empty] | 1 | 3606489660505 | 0 |  | 184 | 13 | 9.8 | 5.3 | 675.22 | [23 empty] | 4 | N | [12 empty] | FL2 | PK | 8481109990 | [14 empty] | Thermische motor voor VZx08, 24v, On/Off | Servomoteur electro-thermique pour vanne VZx08, 24v, On/Off
Schneider Electric | Schneider Electric | 01022021 |  | Schneider Electric |  | BM | MZ140-24T-10M |  |  | 75.84 |  | 1 |  | 1 | MZ, servo VZx08, 24V, On/Off, 10m | MZ, servo VZx08, 24V, On/Off, 10m |  | NC THERM. ACT. 10M CABLE 24VAC | [18 empty] | 1 | 3606481538710 | 0 |  | 250 | 9.4 | 9.4 | 9.4 | 830.584 | [23 empty] | 16 | N | [12 empty] | FL2 | PK | 84811099 | [14 empty] | Thermische motor voor VZx08, 24V, On/Off, kabel 10m | Servomoteur electro-thermique pour vanne VZx08, 24V, On/Off, câble 10m
Schneider Electric | Schneider Electric | 01022021 |  | Schneider Electric |  | BM | MZ140-24T-5M |  |  | 62.13 |  | 1 |  | 1 | MZ, servo VZx08, 24V, On/Off, 5m | MZ, servo VZx08, 24V, On/Off, 5m |  | NC THERM. ACT. 5M CABLE 24VAC | [18 empty] | 1 | 3606481538727 | 0 |  | 200 | 8.9 | 8.9 | 8.9 | 704.969 | [23 empty] | 16 | N | [12 empty] | FL2 | PK | 84811099 | [14 empty] | Thermische motor voor VZx08, 24V, On/Off, kabel 5m | Servomoteur electro-thermique pour vanne VZx08, 24V, On/Off, câble 5m
Schneider Electric | Schneider Electric | 01022021 |  | Schneider Electric |  | BM | MZ300S-230F |  |  | 396.2 |  | 1 |  | 1 | MZ,Servo 230V 3PTS ON/OFF | MZ,Servo 230V 3PTS ON/OFF |  | 230V FLOATING ACT.+S.V.LINKAGE | [18 empty] | 1 | 3606481332134 | 0 |  | 471 | 20.7 | 11.4 | 8.2 | 1935.036 | [23 empty] | 5 | N | [12 empty] | FL2 | PK | 8481805100 | [14 empty] | Servomotor voor kraan M30-connectie, 230V, 3 punts, ON/OFF | Servomoteur pour vanne à connection M30, 230V, 3 points, ON/OFF
Schneider Electric | Schneider Electric | 01022021 |  | Schneider Electric |  | BM | MZ300S-24F |  |  | 384.89 |  | 1 |  | 1 | MZ,Servo 24V 3PTS ON/OFF | MZ,Servo 24V 3PTS ON/OFF |  | 24V FLOATING ACT.+S.V.LINKAGE | [18 empty] | 1 | 3606481332127 | 0 |  | 469.2 | 20.7 | 11.6 | 8.3 | 1992.996 | [23 empty] | 5 | N | [12 empty] | FL2 | PK | 8481805100 | [14 empty] | Servomotor voor kraan M30-connectie, 24V, 3 punts, ON/OFF | Servomoteur pour vanne à connection M30, 24V, 3 points, ON/OFF
Schneider Electric | Schneider Electric | 01022021 |  | Schneider Electric |  | BM | MZ300S-24M |  |  | 441.49 |  | 1 |  | 1 | MZ,Servo 24V 0.10V | MZ,Servo 24V 0.10V |  | 24V MODULATING ACT+S.V.LINKAGE | [18 empty] | 1 |  | 0 |  | 492.6 | 20.8 | 11.9 | 8.4 | 2079.168 | [23 empty] | 5 | N | [12 empty] | FL2 | PK | 8481805100 | [14 empty] | Servomotor voor kraan M30-connectie, 24V, sturing 0-10V | Servomoteur pour vanne à connection M30, 24V, Modulant, 0-10V
Schneider Electric | Schneider Electric | 01022021 |  | Schneider Electric |  | BM | MZ95NC-230T |  |  | 59.25 |  | 1 |  | 1 | MZ, Servo VZx2, 230V NC | MZ, Servo VZx2, 230V NF |  | MZ95-NCD-230T 1.5M54 00 | [18 empty] | 1 | 4019837137731 | 0 |  | 257.6 | 13.5 | 10.1 | 6.1 | 831.735 | [23 empty] | 5 | N | [12 empty] | FL2 | PK | 9032108090 | [14 empty] | Thermische servomotor voor VZx2, 230V, NC | Servomoteur thermique pour vanne VZx2, 230v, Normalement fermé, M30 x 1,5
Schneider Electric | Schneider Electric | 01022021 |  | Schneider Electric |  | BM | MZ95NC-24T |  |  | 53.74 |  | 1 |  | 1 | MZ, Servo VZx2, 24V NC | MZ, Servo VZx2, 24V NF |  | MZ95-NCD-24T 1.5M54 00 | [18 empty] | 1 | 4019837137717 | 0 |  | 258.4 | 13.6 | 6.1 | 10.4 | 862.784 | [23 empty] | 21 | N | [12 empty] | FL2 | PK | 9032108090 | [14 empty] | Thermische servomotor voor VZx2, 24V, NC | Servomoteur thermique pour vanne VZx2, 24v, Normalement fermé, M30 x 1,5
Schneider Electric | Schneider Electric | 01022021 |  | Schneider Electric |  | BM | MZ95NO-230T |  |  | 59.25 |  | 1 |  | 1 | MZ, Servo VZx2, 230V NO | MZ, Servo VZx2, 230V NO |  | MZ95-NOU-230T 1.5M54 00 | [18 empty] | 1 | 4019837137748 | 0 |  | 259.4 | 10.3 | 13.5 | 6.2 | 862.11 | [23 empty] | 5 | N | [12 empty] | FL2 | PK | 9032108090 | [14 empty] | Thermische servomotor voor VZx2, 230V, NO | Servomoteur thermique pour vanne VZx2, 230v, Normalement ouvert, M30 x 1,5
Schneider Electric | Schneider Electric | 01022021 |  | Schneider Electric |  | BM | MZ95NO-24T |  |  | 53.74 |  | 1 |  | 1 | MZ, Servo VZx2, 24V NO | MZ, Servo VZx2, 24V NO |  | MZ95-NOU-24T 1.5M54 00 | [18 empty] | 1 | 4019837137724 | 0 |  | 259.2 | 13.6 | 10.2 | 6.1 | 846.192 | [23 empty] | 2 | Y | [12 empty] | FL2 | PK | 9032108090 | [14 empty] | Thermische servomotor voor VZx2, 24V, NO | Servomoteur thermique pour vanne VZx2, 24v, Normalement ouvert, M30 x 1,5
Schneider Electric | Schneider Electric | 01022021 |  | Schneider Electric |  | BM | RM3601 |  |  | 533.83 |  | 1 |  | 1 | Servo MB, 230V, 3 Pts | Servo MB, 230V, 3 Pts |  | RM3601 0471 ACTUATOR 240V | [18 empty] | 1 | 3606485100869 | 0 |  | 1073 | 19.3 | 17.7 | 13 | 4440.93 | [23 empty] | 4 | N | [12 empty] | SW1 | PS | 8501109190 | [14 empty] | Servomotor voor MB kraan, Roterend, 230V, 3-punts | Servomotor pour vanne rotative MB, 230V, 3 Pts | [17 empty] | https://eref.se.com/be/nl/sis-tarif/product/RM3601 | https://eref.se.com/be/fr/sis-tarif/product/RM3601
Schneider Electric | Schneider Electric | 01022021 |  | Schneider Electric |  | BM | RS-03 |  |  | 60.26 |  | 1 |  | 1 | 3m Lenght NTC10K voeler 10/set | Capt. déporté 10K NTC (10pces) |  | 3M NTC 10K SENSOR 10PCS | [18 empty] | 1 | 7332552013454 | 0 |  | 24.4 | 11.3 | 10 | 5.9 | 666.7 | [23 empty] | 28 | N | [12 empty] | FL4 | PY | 8501109190 | [14 empty] | RS-03, 3m lenght NTC10K voeler 10/set | RS-03, sonde déportée de 3m, 10K, NTC (10pièces) | [17 empty] | https://eref.se.com/be/nl/sis-tarif/product/RS-03 | https://eref.se.com/be/fr/sis-tarif/product/RS-03
Schneider Electric | Schneider Electric | 01022021 |  | Schneider Electric |  | BM | RTR-E 3502 |  |  | 50.37 |  | 1 |  | 1 | RTR-E, Thermostaat On/Off | RTR-E, thermostat On/Off, Régl, témoin |  | RT ON/OFF + SET-POINT + ON/OFF SWITCH | [18 empty] | 1 | 4017254106910 | 0 |  | 91 | 0.1 | 0.1 | 0.1 | 0.001 | [23 empty] | 12 | N | [12 empty] | FL4 | PY | 90251980 | [14 empty] | RTR-E, Electronische thermostaat, On/Off, Setpunt, LED, Switch | RTR-E, thermostat électronique On/Off, Réglage, témoin de fonctionnement
Schneider Electric | Schneider Electric | 01022021 |  | Schneider Electric |  | BM | RTR-E 3520 |  |  | 33.92 |  | 1 |  | 1 | RTR-E, Thermostaat On/Off | RTR-E, thermostat On/Off, Régl. |  | RT ON/OFF OUTPUT WITH SET-POINT ONLY | [18 empty] | 1 | 3606489641740 | 0 |  | 159 | 0.1 | 0.1 | 0.1 | 0.001 | [23 empty] | 12 | N | [12 empty] | FL4 | PY | 90251980 | [14 empty] | RTR-E, Electronische thermostaat, On/Off, Setpunt | RTR-E, thermostat électronique On/Off, Réglage
Schneider Electric | Schneider Electric | 01022021 |  | Schneider Electric |  | BM | RTR-E 6124 |  |  | 40.09 |  | 1 |  | 1 | RTR-E, Thermostaat On/Off | RTR-E, therm/ On/Off, Régl. Com. On/Off |  | RT ON/OFF + SET-POINT AND ON/OFF SWITCH | [18 empty] | 1 | 4017254084621 | 0 |  | 90 | 0.1 | 0.1 | 0.1 | 0.001 | [23 empty] | 12 | N | [12 empty] | FL4 | PY | 90251980 | [14 empty] | RTR-E, Electronische thermostaat, On/Off, Setpunt, Switch | RTR-E, thermostat électronique On/Off, Réglage, Commutateur On/Off
Schneider Electric | Schneider Electric | 01022021 |  | Schneider Electric |  | BM | RTR-E 6721 |  |  | 40.09 |  | 1 |  | 1 | RTR-E, Thermostaat | RTR-E, thermostat, sortie inv |  | RT CHANGE-OVER OUTPUT WITHOUT INDICATOR | [18 empty] | 1 | 4017254084638 | 0 |  | 88 | 0.1 | 0.1 | 0.1 | 0.001 | [23 empty] | 12 | N | [12 empty] | FL4 | PY | 90251980 | [14 empty] | RTR-E, Electronische thermostaat, On/Off, Setpunt, Switch | RTR-E, thermostat électronique, sortie inverseur, sans temoin
Schneider Electric | Schneider Electric | 01022021 |  | Schneider Electric |  | BM | SB351 |  |  | 146.28 |  | 1 |  | 1 | OPBOUWBAK METAAL 35MM | METAL BOX 1G 35MM |  | Installationsdose UP-Montage TC3xx 10 ST | [18 empty] | 1 | 5018486405580 | 0 |  | 988.2 | 18.5 | 14.9 | 7.4 | 2039.81 | [23 empty] | 20 | N | [12 empty] | XX4 | PU | 9032900090 | [33 empty] | https://eref.se.com/be/nl/sis-tarif/product/SB351 | https://eref.se.com/be/fr/sis-tarif/product/SB351
Schneider Electric | Schneider Electric | 01022021 |  | Schneider Electric |  | BM | SC1300E5045 |  |  | 152.13 |  | 1 |  | 1 | RELPK SE73/83 MIXED-V 110/130V | RELPK SE73/83 MIXED-V 110/130V |  | FCU RELAY BOARD 110/130V | [18 empty] | 1 | 711426003758 | 0 |  | 100 | 0.1 | 0.1 | 0.1 | 0.001 | [23 empty] | 12 | N | [12 empty] | XX4 | PU | 9032102090 | [14 empty] | Relaispack SE7300/8300, 110/130V | Relais Pack SE7300/8300, 110/130V
Schneider Electric | Schneider Electric | 01022021 |  | Schneider Electric |  | BM | SC2300E5045 |  |  | 152.13 |  | 1 |  | 1 | RELPK SER73/83 MIXED-V 220/240V | RELPK SER73/83 MIXED-V 220/240V |  | FCU RELAY BOARD 220/240V | [18 empty] | 1 | 711426003765 | 0 |  | 1108 | 21 | 16 | 6.2 | 2083.2 | [23 empty] | 4 | N | [12 empty] | XX4 | PU | 9032102090 | [14 empty] | Relay Pack SER73/83, Mixed voltage, 230/240V | Relay Pack SER73/83 Mixed Voltage, 220/240V
Schneider Electric | Schneider Electric | 01022021 |  | Schneider Electric |  | BM | SE7200C5045 |  |  | 130.92 |  | 1 |  | 1 | ZC, SA 1H/1C ONOFF COMM | RT STANDALONE 2XFLOATING |  | ZONE CONTROLLER | [18 empty] | 1 | 711426066432 | 0 |  | 232 | 15 | 10.5 | 4.5 | 708.75 | [23 empty] | 4 | N | [12 empty] | XX4 | PU | 9032102090 | [14 empty] | Zonecont. SE7200, On/Off/PWM | Régulateur Term. SE7200, On/Off/PWM
Schneider Electric | Schneider Electric | 01022021 |  | Schneider Electric |  | BM | SE7200C5045B |  |  | 219.46 |  | 1 |  | 1 | ZC, BAC 1H/1C ONOFF COMM | RT, BACNET 2XFLOATING |  | BACNET ZONE CONTROLLER | [18 empty] | 1 | 711426066876 | 0 |  | 242 | 15.5 | 10.5 | 5 | 813.75 | [23 empty] | 4 | N | [12 empty] | XX4 | PU | 9032102090 | [14 empty] | Zonecont. SE7200, On/Off/PWM, BACnet | Régulateur Term. SE7200, On/Off/PWM, BACnet
Schneider Electric | Schneider Electric | 01022021 |  | Schneider Electric |  | BM | SE7200F5045 |  |  | 152.07 |  | 1 |  | 1 | ZC,0-10V,1W/1K,NAVERW,PIR-EN NET KLAAR | RT, STANDALONE 2X0-10V |  | ZONE CONTROLLER | [18 empty] | 1 | 711426066449 | 0 |  | 230.6 | 15.4 | 10.7 | 4.7 | 774.466 | [23 empty] | 4 | N | [12 empty] | XX4 | PU | 9032102090 | [14 empty] | Zonecont. SE7200, 0-10V | Régulateur Term. SE7200, 0-10V
Schneider Electric | Schneider Electric | 01022021 |  | Schneider Electric |  | BM | SE7200F5045B |  |  | 256.06 |  | 1 |  | 1 | ZC, 0-10V,1W/1K,NAVERW,PIR-KLAAR,BAC | RT, 0-10V,1W/1K,NAVERW,PIR-read,BAC |  | BACNET ZONE CONTROLLER | [18 empty] | 1 | 711426066883 | 0 |  | 235 | 15.3 | 10.7 | 4.7 | 769.437 | [23 empty] | 4 | N | [12 empty] | XX4 | PU | 9032102090 | [14 empty] | Zonecont. SE7200, 0-10V, BACnet | Régulateur Term. SE7200, 0-10V, BACnet
Schneider Electric | Schneider Electric | 01022021 |  | Schneider Electric |  | BM | SE7350C5045 |  |  | 216.89 |  | 1 |  | 1 | ZC, 2XFLOATING+RH C-UI | RT, 2XFLOATING+RH C-UI |  | FAN COIL CONTROLLER | [18 empty] | 1 | 711426066487 | 0 |  | 100 | 0.1 | 0.1 | 0.1 | 0.001 | [23 empty] | 14 | N | [12 empty] | XX4 | PU | 9032102090 | [14 empty] | Zonecont. SE7300, On/Off/PWM | Régulateur Term. SE7300, On/Off/PWM
Schneider Electric | Schneider Electric | 01022021 |  | Schneider Electric |  | BM | SE7350C5045B |  |  | 365.14 |  | 1 |  | 1 | ZC, FCU BN RH ONOFF COMM | RT, FCU BN RH ONOFF COMM |  | BACNET FAN COIL CONTROLLER | [18 empty] | 1 | 711426066920 | 0 |  | 260 | 15.5 | 10.5 | 5 | 813.75 | [23 empty] | 4 | N | [12 empty] | XX4 | PU | 9032102090 | [14 empty] | Zonecont. SE7300, On/Off/PWM, BACnet | Régulateur Term. SE7300, On/Off/PWM, BACnet
Schneider Electric | Schneider Electric | 01022021 |  | Schneider Electric |  | BM | SE7350F5045 |  |  | 225.53 |  | 1 |  | 1 | ZC, FCU SA RH 0-10V COMM | RT, FCU SA RH 0-10V COMM |  | FAN COIL CONTROLLER | [18 empty] | 1 | 711426066524 | 0 |  | 100 | 0.1 | 0.1 | 0.1 | 0.001 | [23 empty] | 14 | N | [12 empty] | XX4 | PU | 9032102090 | [14 empty] | Zonecont. SE7300, 0-10V | Régulateur Term. SE7300, 0-10V
Schneider Electric | Schneider Electric | 01022021 |  | Schneider Electric |  | BM | SE7350F5045B |  |  | 379.4 |  | 1 |  | 1 | ZC, FCU BN RH 0-10V COMM | RT, FCU BN RH 0-10V COMM |  | BACNET FAN COIL CONTROLLER | [18 empty] | 1 | 711426066968 | 0 |  | 250 | 0.1 | 0.1 | 0.1 | 0.001 | [23 empty] | 18 | N | [12 empty] | XX4 | PU | 9032102090 | [14 empty] | Zonecont. SE7300, 0-10V, BACnet | Régulateur Term. SE7300, 0-10V, BACnet
Schneider Electric | Schneider Electric | 01022021 |  | Schneider Electric |  | BM | SE7355C5045 |  |  | 222.53 |  | 1 |  | 1 | ZC, FCU SA RH ONOFF HOTEL | RT, FCU SA RH ONOFF HOTEL |  | FAN COIL CONTROLLER | [18 empty] | 1 | 711426066500 | 0 |  | 100 | 0.1 | 0.1 | 0.1 | 0.001 | [23 empty] | 14 | N | [12 empty] | XX4 | PU | 9032102090 | [14 empty] | Zonecont. SE7300, Hotel, On/Off/PWM | Régulateur Term. SE7300, Hotel, On/Off/PWM
Schneider Electric | Schneider Electric | 01022021 |  | Schneider Electric |  | BM | SE7355C5045B |  |  | 374.63 |  | 1 |  | 1 | ZC, FCU BN RH ONOFF HOTEL | RT, FCU BN RH ONOFF HOTEL |  | BACNET FAN COIL CONTROLLER | [18 empty] | 1 | 711426066944 | 0 |  | 100 | 0.1 | 0.1 | 0.1 | 0.001 | [23 empty] | 14 | N | [12 empty] | XX4 | PU | 9032102090 | [14 empty] | Zonecont. SE7300, Hotel, On/Off/PWM, BACnet | Régulateur Term. SE7300, Hotel, On/Off/PWM, BACnet
Schneider Electric | Schneider Electric | 01022021 |  | Schneider Electric |  | BM | SE7355F5045 |  |  | 231.4 |  | 1 |  | 1 | ZC, FCU SA RH 0-10V HOTEL | RT, FCU SA RH 0-10V HOTEL |  | FAN COIL CONTROLLER | [18 empty] | 1 | 711426066548 | 0 |  | 100 | 0.1 | 0.1 | 0.1 | 0.001 | [23 empty] | 14 | N | [12 empty] | XX4 | PU | 9032102090 | [14 empty] | Zonecont. SE7300, Hotel, 0-10V | Régulateur Term. SE7300, Hotel, 0-10V
Schneider Electric | Schneider Electric | 01022021 |  | Schneider Electric |  | BM | SE7355F5045B |  |  | 389.27 |  | 1 |  | 1 | ZC, FCU BN RH 0-10V HOTEL | RT, FCU BN RH 0-10V HOTEL |  | BACNET FAN COIL CONTROLLER | [18 empty] | 1 | 711426066982 | 0 |  | 100 | 0.1 | 0.1 | 0.1 | 0.001 | [23 empty] | 14 | N | [12 empty] | XX4 | PU | 9032102090 | [14 empty] | Zonecont. SE7300, Hotel, 0-10V, BACnet | Régulateur Term. SE7300, Hotel, 0-10V, BACnet
Schneider Electric | Schneider Electric | 01022021 |  | Schneider Electric |  | BM | SE7652B5045 |  |  | 239.8 |  | 1 |  | 1 | ZC,2W/2K DAK,PIR- EN NET KLAAR | RT, STANDALONE 2H/2C+SCH |  | ROOF TOP CONTROLLER | [18 empty] | 1 | 711426066586 | 0 |  | 340 | 0.1 | 0.1 | 0.1 | 0.001 | [23 empty] | 14 | N | [12 empty] | XX4 | PU | 9032102090 | [14 empty] | Zonecont. SE7600, Rooftop, 2H/2C | Régulateur Term. SE7600, Rooftop, 2H/2C
Schneider Electric | Schneider Electric | 01022021 |  | Schneider Electric |  | BM | SE7652B5045B |  |  | 314.48 |  | 1 |  | 1 | ZC,2W/2K DAK,PIR-KLAAR,BACNET | RT, BACNET 2H/2C+SCH |  | BACNET ROOF TOP CONTROLLER | [18 empty] | 1 | 711426067026 | 0 |  | 340 | 0.1 | 0.1 | 0.1 | 0.001 | [23 empty] | 14 | N | [12 empty] | XX4 | PU | 9032102090 | [14 empty] | Zonecont. SE7600, Rooftop, 2H/2C, BACnet | Régulateur Term. SE7600, Rooftop, 2H/2C, BACnet
Schneider Electric | Schneider Electric | 01022021 |  | Schneider Electric |  | BM | SE7652F5045 |  |  | 271.31 |  | 1 |  | 1 | ZC,1W/2K MODE WARMTE,PIR- EN NET KLAAR | RT, STANDALONE AH/2C+SCH |  | RTUCTRL STANDALONE AH/2C+SCH | [18 empty] | 1 | 711426070590 | 0 |  | 230 | 0.1 | 0.1 | 0.1 | 0.001 | [23 empty] | 14 | N | [12 empty] | XX4 | PU | 9032102090 | [14 empty] | Zonecont. SE7600, Rooftop, 1H/2C | Régulateur Term. SE7600, Rooftop, 1H/2C
Schneider Electric | Schneider Electric | 01022021 |  | Schneider Electric |  | BM | SE7652F5045B |  |  | 343 |  | 1 |  | 1 | ZC,1W/2K MODE WARMTE,PIR-KLAAR,BACNET | RT, BACNET AH/2C+SCH |  | RTUCTRL BACNET AH/2C+SCH | [18 empty] | 1 | 711426070606 | 0 |  | 230 | 0.1 | 0.1 | 0.1 | 0.001 | [23 empty] | 14 | N | [12 empty] | XX4 | PU | 9032102090 | [14 empty] | Zonecont. SE7600, Rooftop, 1H/2C, BACnet | Régulateur Term. SE7600, Rooftop, 1H/2C, BACnet
Schneider Electric | Schneider Electric | 01022021 |  | Schneider Electric |  | BM | SE7652H5045 |  |  | 239.8 |  | 1 |  | 1 | ZC, HPRC SA 3H/2C SCH | RT, HPRC SA 3H/2C SCH |  | HEAT PUMP CONTROLLER | [18 empty] | 1 | 711426066623 | 0 |  | 100 | 0.1 | 0.1 | 0.1 | 0.001 | [23 empty] | 14 | N | [12 empty] | XX4 | PU | 9032102090 | [14 empty] | Zonecont. SE7600, Warmtepomp, 3H/2C | Régulateur Term. SE7600, pome à chaleur, 3H/2C
Schneider Electric | Schneider Electric | 01022021 |  | Schneider Electric |  | BM | SE7652H5045B |  |  | 314.48 |  | 1 |  | 1 | ZC, HPRC BN 3H/2C SCH | RT, HPRC BN 3H/2C SCH |  | BACNET HEAT PUMP CONTROLLER | [18 empty] | 1 | 711426067064 | 0 |  | 276 | 15.5 | 10.5 | 5 | 813.75 | [23 empty] | 14 | N | [12 empty] | XX4 | PU | 9032102090 | [14 empty] | Zonecont. SE7600, Warmtepomp, 3H/2C, BACnet | Régulateur Term. SE7600, pompe à chaleur, 3H/2C, BACnet
Schneider Electric | Schneider Electric | 01022021 |  | Schneider Electric |  | BM | SE7652W5045 |  |  | 290.45 |  | 1 |  | 1 | ZC, WSHPRC SA 2H/2C SCH | RT, WSHPRC SA 2H/2C SCH |  | WSHPCTRL STANDALONE 3H/2C+SCH | [18 empty] | 1 | 711426070712 | 0 |  | 230 | 0.1 | 0.1 | 0.1 | 0.001 | [23 empty] | 14 | N | [12 empty] | XX4 | PU | 9032102090 | [14 empty] | Zonecont. SE7600, Warmtepomp, 3H/2C | Régulateur Term. SE7600, pompe à chaleur, 3H/2C
Schneider Electric | Schneider Electric | 01022021 |  | Schneider Electric |  | BM | SE7652W5045B |  |  | 382.02 |  | 1 |  | 1 | ZC, WSHPRC BN 2H/2C SCH | RT, WSHPRC BN 2H/2C SCH |  | WSHPCTRL BACNET 3H/2C+SCH | [18 empty] | 1 | 711426070729 | 0 |  | 230 | 0.1 | 0.1 | 0.1 | 0.001 | [23 empty] | 14 | N | [12 empty] | XX4 | PU | 9032102090 | [14 empty] | Zonecont. SE7600, Warmtepomp, 3H/2C, BACnet | Régulateur Term. SE7600, pompe à chaleur, 3H/2C, BACnet
Schneider Electric | Schneider Electric | 01022021 |  | Schneider Electric |  | BM | SE7656B5045 |  |  | 278.76 |  | 1 |  | 1 | ZC, SA 2H/2C ECON SCH | RT, SA 2H/2C ECON SCH |  | ROOF TOP CONTROLLER | [18 empty] | 1 | 711426066609 | 0 |  | 340 | 0.1 | 0.1 | 0.1 | 0.001 | [23 empty] | 14 | N | [12 empty] | XX4 | PU | 9032102090 | [14 empty] | Zonecont. SE7600, Rooftop, 2H/2C, Economizer | Régulateur Term. SE7600, Rooftop, 2H/2C, Economizer
Schneider Electric | Schneider Electric | 01022021 |  | Schneider Electric |  | BM | SE7656B5045B |  |  | 352.68 |  | 1 |  | 1 | ZC, BN 2H/2C ECON SCH | RT, BN 2H/2C ECON SCH |  | BACNET ROOF TOP CONTROLLER | [18 empty] | 1 | 711426067040 | 0 |  | 340 | 0.1 | 0.1 | 0.1 | 0.001 | [23 empty] | 14 | N | [12 empty] | XX4 | PU | 9032102090 | [14 empty] | Zonecont. SE7600, Rooftop, 2H/2C, Economizer, BACnet | Régulateur Term. SE7600, Rooftop, 2H/2C, Economizer, BACnet
Schneider Electric | Schneider Electric | 01022021 |  | Schneider Electric |  | BM | SE7656E5045 |  |  | 278.36 |  | 1 |  | 1 | ZC, IAQRC SA 2H/2C ECON SCH | RT, IAQRC SA 2H/2C ECON SCH |  | IAQCTRL 2H/2C+SCH+ECO | [18 empty] | 1 | 711426070477 | 0 |  | 230 | 0.1 | 0.1 | 0.1 | 0.001 | [23 empty] | 14 | N | [12 empty] | XX4 | PU | 9032102090 | [14 empty] | Zonecont. SE7600, Air quality, 2H/2C | Régulateur Term. SE7600, Air quality, 2H/2C
Schneider Electric | Schneider Electric | 01022021 |  | Schneider Electric |  | BM | SE7656E5045B |  |  | 351.92 |  | 1 |  | 1 | ZC, IAQRC BN 2H/2C ECON SCH | RT, IAQRC BN 2H/2C ECON SCH |  | IAQCTRL BACNET 2H/2C+SCH+ECO | [18 empty] | 1 | 711426070484 | 0 |  | 230 | 0.1 | 0.1 | 0.1 | 0.001 | [23 empty] | 14 | N | [12 empty] | XX4 | PU | 9032102090 | [14 empty] | Zonecont. SE7600, Air quality, 2H/2C, BACnet | Régulateur Term. SE7600, Air quality, 2H/2C, BACnet
Schneider Electric | Schneider Electric | 01022021 |  | Schneider Electric |  | BM | SE7657B5045 |  |  | 298 |  | 1 |  | 1 | ZC, SA 2H/2C RH SCH | RT, SA 2H/2C RH SCH |  | ROOF TOP CONTROLLER | [18 empty] | 1 | 711426066647 | 0 |  | 263 | 15 | 10.5 | 4.5 | 708.75 | [23 empty] | 14 | N | [12 empty] | XX4 | PU | 9032102090 | [14 empty] | Zonecont. SE7600, Rooftop, 2H/2C, Rel.Vochtigheid | Régulateur Term. SE7600, Rooftop, 2H/2C, Humidité Rel.
Schneider Electric | Schneider Electric | 01022021 |  | Schneider Electric |  | BM | SE7657B5045B |  |  | 392.33 |  | 1 |  | 1 | ZC, BN 2H/2C RH SCH | RT, BN 2H/2C RH SCH |  | BACNET ROOF TOP CONTROLLER | [18 empty] | 1 | 711426067095 | 0 |  | 340 | 0.1 | 0.1 | 0.1 | 0.001 | [23 empty] | 14 | N | [12 empty] | XX4 | PU | 9032102090 | [14 empty] | Zonecont. SE7600, Rooftop, 2H/2C, Rel.Vochtigheid, BACnet | Régulateur Term. SE7600, Rooftop, 2H/2C, HR, BACnet
Schneider Electric | Schneider Electric | 01022021 |  | Schneider Electric |  | BM | SE8350U0B00 |  |  | 494.4 |  | 1 |  | 1 | ZC Z/Z,BAC/MOD +VOCHT | RT AG/AG BAC/MODBUS+HG |  | LWV FCU BN RH SLV SLV | [18 empty] | 1 |  | 0 |  | 238.4 | 15.1 | 10.6 | 4.7 | 752.282 | [23 empty] | 5 | N | [12 empty] | XX4 | PU | 9032200090 | [14 empty] | Zonecontroller SE8350, 24V, ventilo, BAC/Mod, Vochtigheid Zilver | Régulateur Terminale SE8350, 24V, ventilo, BAC/Mod, HR argent | [17 empty] | https://eref.se.com/be/nl/sis-tarif/product/SE8350U0B00 | https://eref.se.com/be/fr/sis-tarif/product/SE8350U0B00
Schneider Electric | Schneider Electric | 01022021 |  | Schneider Electric |  | BM | SE8350U0B11 |  |  | 494.4 |  | 1 |  | 1 | ZC W/W,BAC/MODBUS +VOCHT | RT BL/BL BAC/MODBUS+HG |  | LWV FCU BN RH WHT WHT | [18 empty] | 1 |  | 0 |  | 235 | 15 | 10.6 | 4.5 | 715.5 | [23 empty] | 5 | N | [12 empty] | XX4 | PU | 9032200090 | [14 empty] | Zonecontroller SE8350, 24V, ventilo, BAC/Mod, Vochtigheid Wit | Régulateur Terminale SE8350, 24V, ventilo, BAC/Mod, HR blanc | [17 empty] | https://eref.se.com/be/nl/sis-tarif/product/SE8350U0B11 | https://eref.se.com/be/fr/sis-tarif/product/SE8350U0B11
Schneider Electric | Schneider Electric | 01022021 |  | Schneider Electric |  | BM | SE8350U5B00 |  |  | 575.68 |  | 1 |  | 1 | ZC Z/Z,BAC/MOD +VOCHT+PIR | RT AG/AG BAC/MODBUS+HG+PIR |  | LWV FCU BN RH PIR SLV SLV | [18 empty] | 1 | 3606480770074 | 0 |  | 237.6 | 15.1 | 10.5 | 4.5 | 713.475 | [23 empty] | 5 | N | [12 empty] | XX4 | PU | 9032200090 | [14 empty] | Zonecontroller SE8350, 24V, ventilo, BAC/Mod, Vochtigheid, PIR, Zilver | Régulateur Terminale SE8350, 24V, ventilo, BAC/Mod, HR, PIR, argent | [17 empty] | https://eref.se.com/be/nl/sis-tarif/product/SE8350U5B00 | https://eref.se.com/be/fr/sis-tarif/product/SE8350U5B00
Schneider Electric | Schneider Electric | 01022021 |  | Schneider Electric |  | BM | SE8350U5B00P |  |  | 467 |  | 1 |  | 1 | ZC Z/Z,BAC/MOD +VOCHT+PIR+ZigB | RT AG/AG BAC/MODBUS+HG+PIR+ZigB |  | RH ZIGBEE PIR LOW VOL SILVER | [18 empty] | 1 | 3606489715458 | 0 |  | 180 | 15.2 | 10.7 | 4.6 | 748.144 | [23 empty] | 4 | N | [12 empty] | XX4 | PU | 9032102090 | [14 empty] | Zonecont. SE8350, 24V, ventilo, BAC/Mod, Vochtigheid, PIR, ZigB, Zilver | Régulateur Term. SE8350, 24V, ventilo, BAC/Mod, HR, PIR, ZigB, argent
Schneider Electric | Schneider Electric | 01022021 |  | Schneider Electric |  | BM | SE8350U5B11 |  |  | 564.57 |  | 1 |  | 1 | ZC W/W,BAC/MOD +VOCHT+PIR | RT BL/BL BAC/MODBUS+HG+PIR |  | LWV FCU BN RH PIR WHT WHT | [18 empty] | 1 |  | 0 |  | 238.2 | 15.2 | 10.6 | 4.5 | 725.04 | [23 empty] | 5 | N | [12 empty] | XX4 | PU | 9032200090 | [14 empty] | Zonecontroller SE8350, 24V, ventilo, BAC/Mod, Vochtigheid, PIR, Wit | Régulateur Terminale SE8350, 24V, ventilo, BAC/Mod, HR, PIR, blanc | [17 empty] | https://eref.se.com/be/nl/sis-tarif/product/SE8350U5B11 | https://eref.se.com/be/fr/sis-tarif/product/SE8350U5B11
Schneider Electric | Schneider Electric | 01022021 |  | Schneider Electric |  | BM | SE8350U5B11P |  |  | 637.36 |  | 1 |  | 1 | ZC W/W,BAC/MOD +VOCHT+PIR+ZigB | RT BL/BL BAC/MODBUS+HG+PIR+ZigB |  | RH ZIGBEE PIR LOW VOL WHITE | [18 empty] | 1 | 3606489715465 | 0 |  | 180 | 15.2 | 10.7 | 4.6 | 748.144 | [23 empty] | 4 | N | [12 empty] | XX4 | PU | 9032102090 | [14 empty] | Zonecont. SE8350, 24V, ventilo, BAC/Mod, Vochtigheid, PIR, ZigB, Wit | Régulateur Term. SE8350, 24V, ventilo, BAC/Mod, HR, PIR, ZigB, blanc
Schneider Electric | Schneider Electric | 01022021 |  | Schneider Electric |  | BM | SE8650U0B00 |  |  | 493.44 |  | 1 |  | 1 | ZC Z/Z,BAC/MOD +VOCHT | RT AG/AG BAC/MODBUS+HG |  | CTRL RTU/IAQ RH BN S/SI | [18 empty] | 1 | 3606489928414 | 0 |  | 246 | 15 | 10.5 | 4.5 | 708.75 | [23 empty] | 15 | N | [12 empty] | XX4 | PU | 9032102090 | [14 empty] | Zonecontroller SE8650, 24V, RTU-IAQ, BAC/Mod, Vochtigheid Zilver | Régulateur Terminale SE8650, 24V, RTU-IAQ, BAC/Mod, HR, argent | [17 empty] | https://eref.se.com/be/nl/sis-tarif/product/SE8650U0B00 | https://eref.se.com/be/fr/sis-tarif/product/SE8650U0B00
Schneider Electric | Schneider Electric | 01022021 |  | Schneider Electric |  | BM | SE8650U0B11 |  |  | 562.41 |  | 1 |  | 1 | ZC W/W,BAC/MODBUS +VOCHT | RT BL/BL BAC/MODBUS+HG |  | CTRL RTU/IAQ RH BN W/WH | [18 empty] | 1 | 785901643128 | 0 |  | 52 | 11.4 | 8 | 4 | 364.8 | [23 empty] | 4 | N | [12 empty] | XX4 | PU | 9032102090 | [14 empty] | Zonecontroller SE8650, 24V, RTU-IAQ, BAC/Mod, Vochtigheid Wit | Régulateur Terminale SE8650, 24V, RTU-IAQ, BAC/Mod, HR, blanc | [17 empty] | https://eref.se.com/be/nl/sis-tarif/product/SE8650U0B11 | https://eref.se.com/be/fr/sis-tarif/product/SE8650U0B11
Schneider Electric | Schneider Electric | 01022021 |  | Schneider Electric |  | BM | SE8650U5B00 |  |  | 534.34 |  | 1 |  | 1 | ZC Z/Z,BAC/MOD +VOCHT+PIR | RT AG/AG BAC/MODBUS+HG+PIR |  | CTRL RTU/IAQ RH PIR BN S/SI | [18 empty] | 1 | 785901654988 | 0 |  | 246 | 15 | 10.5 | 4.5 | 708.75 | [23 empty] | 15 | N | [12 empty] | XX4 | PU | 9032102090 | [14 empty] | Zonecontroller SE8650, 24V, RTU-IAQ, BAC/Mod, Vochtigheid, PIR, Zilver | Régulateur Terminale SE8650, 24V, RTU-IAQ, BAC/Mod, HR, PIR, argent | [17 empty] | https://eref.se.com/be/nl/sis-tarif/product/SE8650U5B00 | https://eref.se.com/be/fr/sis-tarif/product/SE8650U5B00
Schneider Electric | Schneider Electric | 01022021 |  | Schneider Electric |  | BM | SE8650U5B00P |  |  | 663.06 |  | 1 |  | 1 | ZC Z/Z,BAC/MOD +VOCHT+PIR+ZigB | RT AG/AG BAC/MODBUS+HG+PIR+ZigB |  | RH ZIGBEE PIR HP RT SILVER | [18 empty] | 1 | 3606489715472 | 0 |  | 245 | 15.2 | 10.7 | 4.6 | 748.144 | [23 empty] | 4 | N | [12 empty] | XX4 | PU | 9032102090 | [14 empty] | Zonecont. SE8650, 24V, RTU-IAQ, BAC/Mod, Vochtigheid, PIR, ZigB, Zilver | Régulateur Term. SE8650, 24V, RTU-IAQ, BAC/Mod, HR, PIR, ZigB, argent
Schneider Electric | Schneider Electric | 01022021 |  | Schneider Electric |  | BM | SE8650U5B11 |  |  | 627.08 |  | 1 |  | 1 | ZC W/W,BAC/MOD +VOCHT+PIR | RT BL/BL BAC/MODBUS+HG+PIR |  | CTRL RTU/IAQ RH PIR BN W/WH | [18 empty] | 1 | 3606481204998 | 0 |  | 246 | 15 | 10.5 | 4.5 | 708.75 | [23 empty] | 4 | N | [12 empty] | XX4 | PU | 9032102090 | [14 empty] | Zonecontroller SE8650, 24V, RTU-IAQ, BAC/Mod, Vochtigheid, PIR, Wit | Régulateur Terminale SE8650, 24V, RTU-IAQ, BAC/Mod, HR, PIR, blanc | [17 empty] | https://eref.se.com/be/nl/sis-tarif/product/SE8650U5B11 | https://eref.se.com/be/fr/sis-tarif/product/SE8650U5B11
Schneider Electric | Schneider Electric | 01022021 |  | Schneider Electric |  | BM | SE8650U5B11P |  |  | 663.06 |  | 1 |  | 1 | ZC W/W,BAC/MOD +VOCHT+PIR+ZigB | RT BL/BL BAC/MODBUS+HG+PIR+ZigB |  | RH ZIGBEE PIR HP RT WHITE | [18 empty] | 1 | 3606489715489 | 0 |  | 245 | 15.2 | 10.7 | 4.6 | 748.144 | [23 empty] | 4 | N | [12 empty] | XX4 | PU | 9032102090 | [14 empty] | Zonecont. SE8650, 24V, RTU-IAQ, BAC/Mod, Vochtigheid, PIR, ZigB, Wit | Régulateur Term. SE8650, 24V, RTU-IAQ, BAC/Mod, HR, PIR, ZigB, blanc | [17 empty] | https://eref.se.com/be/nl/sis-tarif/product/SE8650U5B11P | https://eref.se.com/be/fr/sis-tarif/product/SE8650U5B11P
Schneider Electric | Schneider Electric | 01022021 |  | Schneider Electric |  | BM | SED-CO2-G-5045 |  |  | 387.49 |  | 1 |  | 1 | WIRELESS CO2 T & RH ZGP SENSOR | CO2 module for 8000 series room controll |  | CO2 module for 8000 series room controll | [18 empty] | 1 | 3606481332271 | 0 |  | 140 | 12.5 | 9.1 | 4.5 | 511.875 | [23 empty] | 5 | N | [12 empty] | XX4 | PU | 8537109899 | [14 empty] | Wireless sensor voor SE8000, CO2, Temperatuur, Rel. vochtigheid | Capteur sans fil pour SE8000 série, CO2 module et HR
Schneider Electric | Schneider Electric | 01022021 |  | Schneider Electric |  | BM | SED-MTH-G-5045 |  |  | 65.73 |  | 1 |  | 1 | WIRELESS MOTION/TEMP/RV SENSOR ZIGBEE | WIRELESS MOTION/TEMP/RH SENSOR ZIGBEE |  | MOTION /TEMP / HUMIDITY SENSOR | [18 empty] | 1 | 7332552015823 | 0 |  | 59 | 7.5 | 7.5 | 5.2 | 292.5 | [23 empty] | 4 | N | [12 empty] | XX4 | PU | 90258040 | [14 empty] | Wireless sensor voor SE8000, Beweging, Temperatuur, Rel. vochtigheid | Capteur sans fil Zigbee pour SE8000 : PIR/température/RH
Schneider Electric | Schneider Electric | 01022021 |  | Schneider Electric |  | BM | SED-TRH-G-5045 |  |  | 110.03 |  | 1 |  | 1 | WIRELESS T & RH ZGP SENSOR | RH and Temperature for 8000 series rom c |  | RH and Temperature for 8000 series rom c | [18 empty] | 1 | 3606481332288 | 0 |  | 130 | 12.5 | 9.1 | 4.5 | 511.875 | [23 empty] | 2 | Y | [12 empty] | XX4 | PU | 8537109899 | [14 empty] | Wireless sensor voor SE8000, Temperatuur, Rel. vochtigheid | Capteur sans fil, HR and Temperature pour 8000 series room controller | [17 empty] | https://eref.se.com/be/nl/sis-tarif/product/SED-TRH-G-5045 | https://eref.se.com/be/fr/sis-tarif/product/SED-TRH-G-5045
Schneider Electric | Schneider Electric | 01022021 |  | Schneider Electric |  | BM | SED-WDC-G-5045 |  |  | 162.95 |  | 1 |  | 1 | Wireless WINDOW/DOOR Sensor ZigB | Wireless WINDOW/DOOR Sensor ZigB |  | WINDOW / DOOR CONTACT SENSOR | [18 empty] | 1 | 7332552015809 | 0 |  | 34 | 7.5 | 7.5 | 5.2 | 292.5 | [23 empty] | 5 | N | [12 empty] | XX4 | PU | 8536501990 | [14 empty] | Wireless deurcontact voor SE8000 | Capteur sans fil Zigbee pour SE8000 : contact de porte/fenêtre | [17 empty] | https://eref.se.com/be/nl/sis-tarif/product/SED-WDC-G-5045 | https://eref.se.com/be/fr/sis-tarif/product/SED-WDC-G-5045
Schneider Electric | Schneider Electric | 01022021 |  | Schneider Electric |  | BM | SED-WLS-G-5045 |  |  | 50.68 |  | 1 |  | 1 | WIRELESS WATER LEKKAGE SENSOR ZIGBEE | WIRELESS WATERLEAKAGE SENSOR ZIGBEE |  | WATER LEAKAGE SENSOR | [18 empty] | 1 | 7332552015816 | 0 |  | 64 | 7.5 | 7.5 | 5.2 | 292.5 | [23 empty] | 4 | N | [12 empty] | XX4 | PU | 90261089 | [14 empty] | Wireless waterlek sensor voor SE8000 | Capteur sans fil Zigbee pour SE8000 : détection de fuite
Schneider Electric | Schneider Electric | 01022021 |  | Schneider Electric |  | BM | SED-WMS-P-5045 |  |  | 108.63 |  | 1 |  | 1 | WIRELESS PIR ZIGBEE | WIRELESS PIR ZIGBEE |  | ZigBee Präsenzmelder Wand | [18 empty] | 1 | 3606481205094 | 0 |  | 36 | 8.4 | 3.5 | 2.2 | 64.68 | [23 empty] | 4 | N | [12 empty] | XX4 | PU | 90321020 | [14 empty] | Wireless bewegingssensor muur voor SE8000 | Capteur mural sans fil Zigbee pour SE8000 : détecteur mouvement | [17 empty] | https://eref.se.com/be/nl/sis-tarif/product/SED-WMS-P-5045 | https://eref.se.com/be/fr/sis-tarif/product/SED-WMS-P-5045
Schneider Electric | Schneider Electric | 01022021 |  | Schneider Electric |  | BM | SER7350A5045 |  |  | 155.06 |  | 1 |  | 1 | ZC, W/HUM COMM | RT, W/HUM COMM |  | TERM EQ CTRL W/HUM COMM | [18 empty] | 1 | 711426069990 | 0 |  | 230 | 0.1 | 0.1 | 0.1 | 0.001 | [23 empty] | 14 | N | [12 empty] | XX4 | PU | 9032102090 | [14 empty] | Zonecont. SER7300, ventilo, met vochtregeling | Régulateur Term. SER7350, ventilo, avec régul. HR | [17 empty] | https://eref.se.com/be/nl/sis-tarif/product/SER7350A5045 | https://eref.se.com/be/fr/sis-tarif/product/SER7350A5045
Schneider Electric | Schneider Electric | 01022021 |  | Schneider Electric |  | BM | SER7350A5045B |  |  | 258.36 |  | 1 |  | 1 | ZC, W/HUM BNET COMM | RT, W/HUM BNET COMM |  | TERM EQ CTRL W/HUM BNET COMM | [18 empty] | 1 | 711426070002 | 0 |  | 230 | 0.1 | 0.1 | 0.1 | 0.001 | [23 empty] | 14 | N | [12 empty] | XX4 | PU | 9032102090 | [14 empty] | Zonecont. SER7300, ventilo, met vochtregeling, BACnet | Régulateur Term. SER7300, ventilo, avec régulation HR, BACnet
Schneider Electric | Schneider Electric | 01022021 |  | Schneider Electric |  | BM | SER7355A5045 |  |  | 155.16 |  | 1 |  | 1 | ZC, W/HUM LODGE | RT, W/HUM LODGE |  | TERM EQ CTRL W/HUM LODGE | [18 empty] | 1 | 711426070309 | 0 |  | 392 | 15 | 10.5 | 4.5 | 708.75 | [23 empty] | 14 | N | [12 empty] | XX4 | PU | 9032102090 | [14 empty] | Zonecont. SER7300, Hotel, ventilo, met vochtregeling | Régulateur Term. SER7350, Hotel, ventilo, avec régulation HR | [17 empty] | https://eref.se.com/be/nl/sis-tarif/product/SER7355A5045 | https://eref.se.com/be/fr/sis-tarif/product/SER7355A5045
Schneider Electric | Schneider Electric | 01022021 |  | Schneider Electric |  | BM | SER7355A5045B |  |  | 258.36 |  | 1 |  | 1 | ZC, W/HUM BNET LODGE | RT, W/HUM BNET LODGE |  | TERM EQ CTRL W/HUM BNET LODGE | [18 empty] | 1 | 711426070316 | 0 |  | 230 | 0.1 | 0.1 | 0.1 | 0.001 | [23 empty] | 14 | N | [12 empty] | XX4 | PU | 9032102090 | [14 empty] | Zonecont. SER7300, Hotel, ventilo, met vochtregeling, BACnet | Régulateur Term. SER7300, Hotel, ventilo, ave régulation HR, BACnet
Schneider Electric | Schneider Electric | 01022021 |  | Schneider Electric |  | BM | SER7355A5045P |  |  | 338.23 |  | 1 |  | 1 | ZC EQ FC LG RH ZIGB PRO | RT EQ VC LG HR ZIGB PRO |  | CTL TERM EQ FC LG RH ZB PRO | [18 empty] | 1 | 3606481942999 | 0 |  | 340 | 0.1 | 0.1 | 0.1 | 0.001 | [23 empty] | 14 | N | [12 empty] | XX4 | PU | 9032102090 | [14 empty] | Zonecontroller SER7355, ventilo, zonder relaypack, Vochtigheid, ZigBee, Pro | Régulateur Terminale SER7355, ventilo, sans relaispack, Humidité, ZigBee, Pro
Schneider Electric | Schneider Electric | 01022021 |  | Schneider Electric |  | BM | SER8350A0B00 |  |  | 298.88 |  | 1 |  | 1 | ZC Z/Z,BAC/MOD +VOCHT | RT AG/AG BAC/MODBUS+HG |  | CTRL TERM EQ FC RH BN S/SI | [18 empty] | 1 | 3606480771491 | 0 |  | 217.4 | 15 | 10.6 | 4.6 | 731.4 | [23 empty] | 2 | Y | [12 empty] | XX4 | PU | 9032102090 | [14 empty] | Zonecontroller SER8350, ventilo, No relaypack, BAC/Mod, Vochtigheid Zilver | Régulateur Terminale SER8350, ventilo, sans relaypack, BAC/Mod, HR argent | [17 empty] | https://eref.se.com/be/nl/sis-tarif/product/SER8350A0B00 | https://eref.se.com/be/fr/sis-tarif/product/SER8350A0B00
Schneider Electric | Schneider Electric | 01022021 |  | Schneider Electric |  | BM | SER8350A0B11 |  |  | 298.88 |  | 1 |  | 1 | ZC W/W,BAC/MODBUS +VOCHT | RT BL/BL BAC/MODBUS+HG |  | CTRL TERM EQ FC RH BN W/WH | [18 empty] | 1 | 3606480771606 | 0 |  | 219.6 | 15.2 | 10.1 | 4.8 | 736.896 | [23 empty] | 2 | Y | [12 empty] | XX4 | PU | 9032102090 | [14 empty] | Zonecontroller SER8350, ventilo, No relaypack, BAC/Mod, Vochtigheid Wit | Régulateur Terminale SER8350, ventilo, sans relaypack, BAC/Mod, HR, blanc | [17 empty] | https://eref.se.com/be/nl/sis-tarif/product/SER8350A0B11 | https://eref.se.com/be/fr/sis-tarif/product/SER8350A0B11
Schneider Electric | Schneider Electric | 01022021 |  | Schneider Electric |  | BM | SER8350A5B00 |  |  | 395.31 |  | 1 |  | 1 | ZC Z/Z,BAC/MOD +VOCHT+PIR | RT AG/AG BAC/MODBUS+HG+PIR |  | CTRL TERM EQ FC RH PIR BN S/SI | [18 empty] | 1 | 3606480772092 | 0 |  | 216.2 | 15.1 | 10.6 | 4.5 | 720.27 | [23 empty] | 4 | N | [12 empty] | XX4 | PU | 9032102090 | [14 empty] | Zonecontroller SER8350, ventilo, No relaypack, BAC/Mod, Vochtigheid, PIR, Zilver | Régulateur Terminale SER8350, ventilo, sans relaypack, BAC/Mod, HR, PIR, argent | [17 empty] | https://eref.se.com/be/nl/sis-tarif/product/SER8350A5B00 | https://eref.se.com/be/fr/sis-tarif/product/SER8350A5B00
Schneider Electric | Schneider Electric | 01022021 |  | Schneider Electric |  | BM | SER8350A5B00P |  |  | 426.51 |  | 1 |  | 1 | ZC Z/Z,BAC/MOD +VOCHT+PIR+ZigB | RT AG/AG BAC/MODBUS+HG+PIR+ZigB |  | RH ZIGBEE PIR LINE VOL SILVER | [18 empty] | 1 | 3606489715496 | 0 |  | 180 | 15.2 | 10.7 | 4.6 | 748.144 | [23 empty] | 4 | N | [12 empty] | XX4 | PU | 9032102090 | [14 empty] | Zonecont. SER8350, ventilo, No relaypack, BAC/Mod, Vochtigheid, PIR, ZigB, Zilv. | Régulateur Term. SER8350, ventilo, No relaypack, BAC/Mod, HR, PIR, ZigB, argent
Schneider Electric | Schneider Electric | 01022021 |  | Schneider Electric |  | BM | SER8350A5B11 |  |  | 395.31 |  | 1 |  | 1 | ZC W/W,BAC/MOD +VOCHT+PIR | RT BL/BL BAC/MODBUS+HG+PIR |  | CTRL TERM EQ FC RH PIR BN W/WH | [18 empty] | 1 | 3606480772207 | 0 |  | 219.2 | 15.2 | 10.5 | 4.5 | 718.2 | [23 empty] | 4 | N | [12 empty] | XX4 | PU | 9032102090 | [14 empty] | Zonecontroller SER8350, ventilo, No relaypack, BAC/Mod, Vochtigheid, PIR, Wit | Régulateur Terminale SER8350, ventilo, sans relaypack, BAC/Mod, HR, PIR, blanc | [17 empty] | https://eref.se.com/be/nl/sis-tarif/product/SER8350A5B11 | https://eref.se.com/be/fr/sis-tarif/product/SER8350A5B11
Schneider Electric | Schneider Electric | 01022021 |  | Schneider Electric |  | BM | SER8350A5B11P |  |  | 293.7 |  | 1 |  | 1 | ZC W/W,BAC/MOD +VOCHT+PIR+ZigB | RT BL/BL BAC/MODBUS+HG+PIR+ZigB |  | RH ZIGBEE PIR LINE VOL WHITE | [18 empty] | 1 | 3606489715502 | 0 |  | 180 | 15.2 | 10.7 | 4.6 | 748.144 | [23 empty] | 4 | N | [12 empty] | XX4 | PU | 9032102090 | [14 empty] | Zonecont. SER8350, ventilo, No relaypack, BAC/Mod, Vochtigheid, PIR, ZigB, Wit | Régulateur Term. SER8350, ventilo, No relaypack, BAC/Mod, HR, PIR, ZigB, blanc
Schneider Electric | Schneider Electric | 01022021 |  | Schneider Electric |  | BM | SEZ7260C5045B |  |  | 237.17 |  | 1 |  | 1 | ZC, BACNET 2XFLTNG | RT, BACNET 2XFLTNG |  | ZN SYS CTRL BACNET 2XFLTNG | [18 empty] | 1 | 711426070781 | 0 |  | 230 | 0.1 | 0.1 | 0.1 | 0.001 | [23 empty] | 14 | N | [12 empty] | XX4 | PU | 9032102090 | [14 empty] | Zonecont. SEZ7200, VVT, BACnet, sturing 3-punts/O/D | Régulateur Term. SEZ7200, VVT, BACnet, 3-points/O/D
Schneider Electric | Schneider Electric | 01022021 |  | Schneider Electric |  | BM | SEZ7260C5045W |  |  | 295.7 |  | 1 |  | 1 | ZC, WIRELESS 2XFLTNG | RT, WIRELESS 2XFLTNG |  | ZN SYS CTRL WIRELESS 2XFLTNG | [18 empty] | 1 | 711426070798 | 0 |  | 230 | 0.1 | 0.1 | 0.1 | 0.001 | [23 empty] | 14 | N | [12 empty] | XX4 | PU | 9032102090 | [14 empty] | Zonecont. SEZ7200, VVT, Wireless, sturing 3-punts/O/D | Régulateur Term. SEZ7200, VVT, Wireless, 3-points/O/D
Schneider Electric | Schneider Electric | 01022021 |  | Schneider Electric |  | BM | SEZ7260F5045B |  |  | 261.04 |  | 1 |  | 1 | ZC, BACNET 2XANLG | RT, BACNET 2XANLG |  | ZN SYS CTRL BACNET 2XANLG | [18 empty] | 1 | 711426070804 | 0 |  | 230 | 0.1 | 0.1 | 0.1 | 0.001 | [23 empty] | 14 | N | [12 empty] | XX4 | PU | 9032102090 | [14 empty] | Zonecont. SEZ7200, VVT, BACnet, sturing 0-10V | Régulateur Term. SEZ7200, VVT, BACnet, 0-10V
Schneider Electric | Schneider Electric | 01022021 |  | Schneider Electric |  | BM | SEZ7260F5045W |  |  | 326.13 |  | 1 |  | 1 | ZC, WIRELESS 2XANLG | RT, WIRELESS 2XANLG |  | ZN SYS CTRL WIRELESS 2XANLG | [18 empty] | 1 | 711426070811 | 0 |  | 230 | 0.1 | 0.1 | 0.1 | 0.001 | [23 empty] | 14 | N | [12 empty] | XX4 | PU | 9032102090 | [14 empty] | Zonecont. SEZ7200, VVT, Wireless, sturing 0-10V | Régulateur Term. SEZ7200, VVT, Wireless, 0-10V
Schneider Electric | Schneider Electric | 01022021 |  | Schneider Electric |  | BM | SEZ7656E1045B |  |  | 869.77 |  | 1 |  | 1 | ZC, BAC 2H/2C+SCH+ECO | RT, BAC 2H/2C+SCH+ECO |  | ZN SYS CTRL BAC 2H/2C+SCH+ECO | [18 empty] | 1 | 711426070828 | 0 |  | 230 | 0.1 | 0.1 | 0.1 | 0.001 | [23 empty] | 14 | N | [12 empty] | XX4 | PU | 9032102090 | [14 empty] | Zonecont. SEZ7600, Rooftop+VVT, BACnet, 2H/2C, Economizer | Régulateur Term. SEZ7600, Rooftop+VVT, BACnet, 2H/2C, Economizer
Schneider Electric | Schneider Electric | 01022021 |  | Schneider Electric |  | BM | SEZ7656F1045B |  |  | 689.97 |  | 1 |  | 1 | ZC, BAC 2H/2C+SCH+ECO | RT, BAC 2H/2C+SCH+ECO |  | ZN SYS CTRL BAC 2H/2C+SCH+ECO | [18 empty] | 1 | 711426070842 | 0 |  | 230 | 0.1 | 0.1 | 0.1 | 0.001 | [23 empty] | 14 | N | [12 empty] | XX4 | PU | 9032102090 | [14 empty] | Zonecont. SEZ7600, Rooftop+VVT, BACnet, 1H/2C | Régulateur Term. SEZ7600, Rooftop+VVT, BACnet, 1H/2C
Schneider Electric | Schneider Electric | 01022021 |  | Schneider Electric |  | BM | SEZ7656F1045W |  |  | 891.32 |  | 1 |  | 1 | ZC, WRLS 2H/2C+SCH+ECO | RT, WRLS 2H/2C+SCH+ECO |  | ZN SYS CTRL WRLS 2H/2C+SCH+ECO | [18 empty] | 1 | 711426070859 | 0 |  | 230 | 0.1 | 0.1 | 0.1 | 0.001 | [23 empty] | 14 | N | [12 empty] | XX4 | PU | 9032102090 | [14 empty] | Zonecont. SEZ7600, Rooftop+VVT, Wireless, 1H/2C | Régulateur Term. SEZ7600, Rooftop+VVT, Wireless, 1H/2C
Schneider Electric | Schneider Electric | 01022021 |  | Schneider Electric |  | BM | SEZ7656H1045B |  |  | 689.97 |  | 1 |  | 1 | ZC, HP 3H/2C BN PIR | RT, HP 3H/2C BN PIR |  | TSTAT ZN SYS HP 3H/2C BN PIR | [18 empty] | 1 | 3606489642310 | 0 |  | 230 | 0.1 | 0.1 | 0.1 | 0.001 | [23 empty] | 14 | N | [12 empty] | XX4 | PU | 9032102090 | [14 empty] | Zonecont. SEZ7600, Warmtepomp+VVT, BACnet | Régulateur Term. SEZ7600, pompe à chaleur+VVT, BACnet
Schneider Electric | Schneider Electric | 01022021 |  | Schneider Electric |  | BM | SEZ7656H1045W |  |  | 891.32 |  | 1 |  | 1 | ZC, WRLS 2H/2C+SCH+ECO | RT, WRLS 2H/2C+SCH+ECO |  | ZN SYS CTRL WRLS 2H/2C+SCH+ECO | [18 empty] | 1 | 711426070866 | 0 |  | 230 | 0.1 | 0.1 | 0.1 | 0.001 | [23 empty] | 14 | N | [12 empty] | XX4 | PU | 9032102090 | [14 empty] | Zonecont. SEZ7600, Warmtepomp+VVT, Wireless | Régulateur Term. SEZ7600, pompe à chakeur+VVT, Wireless
Schneider Electric | Schneider Electric | 01022021 |  | Schneider Electric |  | BM | SEZ7656R1045B |  |  | 712.68 |  | 1 |  | 1 | ZC, BAC 2H/2C+SCH+ECO | RT, BAC 2H/2C+SCH+ECO |  | ZN SYS CTRL BAC 2H/2C+SCH+ECO | [18 empty] | 1 | 711426070873 | 0 |  | 230 | 0.1 | 0.1 | 0.1 | 0.001 | [23 empty] | 14 | N | [12 empty] | XX4 | PU | 9032102090 | [14 empty] | Zonecont. SEZ7600, Rooftop+VVT, BACnet, 2H/2C | Régulateur Term. SEZ7600, Rooftop+VVT, BACnet, 2H/2C
Schneider Electric | Schneider Electric | 01022021 |  | Schneider Electric |  | BM | SEZ7656R1045W |  |  | 891.32 |  | 1 |  | 1 | ZC, WRLS 2H/2C+SCH+ECO | RT, WRLS 2H/2C+SCH+ECO |  | ZN SYS CTRL WRLS 2H/2C+SCH+ECO | [18 empty] | 1 | 711426070880 | 0 |  | 230 | 0.1 | 0.1 | 0.1 | 0.001 | [23 empty] | 14 | N | [12 empty] | XX4 | PU | 9032102090 | [14 empty] | Zonecont. SEZ7600, Rooftop+VVT, Wireless, 2H/2C | Régulateur Term. SEZ7600, Rooftop+VVT, Wireless, 2H/2C
Schneider Electric | Schneider Electric | 01022021 |  | Schneider Electric |  | BM | SLABTC2 |  |  | 515.25 |  | 1 |  | 1 | SmartX Sensor,CO2,RH,Touch,An.,Optm Zw | SmartX Sensor,CO2,RH,Touch,An.,Opt Noir |  | SENSOR CO2 RH TOUCH AN OPTM BK | [18 empty] | 1 | 3606481900630 | 0 |  | 137 | 0 | 0 | 0 | 0 | [23 empty] | 6 | N | [12 empty] | FL1 | N8 | 90271090 | [14 empty] | SmartX Sensor, Temperatuur, CO2,RH,Touch,An.,Optimum zwart | SmartX Sensor, sonde de température, CO2,RH,Touch,An.,Optimum Noir | [17 empty] | https://eref.se.com/be/nl/sis-tarif/product/SLABTC2 | https://eref.se.com/be/fr/sis-tarif/product/SLABTC2
Schneider Electric | Schneider Electric | 01022021 |  | Schneider Electric |  | BM | SLABTCV2 |  |  | 512.4 |  | 1 |  | 1 | SmartX Sensor,CO2,VOC,RH,Tch,An.,Optm Zw | SmartX Sensor,CO2,VOC,RH,Tch,An.,Opt N |  | SENSOR CO2 VOC RH TCH AN OP BK | [18 empty] | 1 | 3606481900647 | 0 |  | 137 | 0 | 0 | 0 | 0 | [23 empty] | 18 | N | [12 empty] | FL1 | N8 | 90271090 | [14 empty] | SmartX Sensor, Temperatuur, CO2,VOC,RH,Tch,An.,Optimum zwart | SmartX Sensor, sonde de température, CO2,VOC,RH,Tch,An.,Optimum Noir | [17 empty] | https://eref.se.com/be/nl/sis-tarif/product/SLABTCV2 | https://eref.se.com/be/fr/sis-tarif/product/SLABTCV2
Schneider Electric | Schneider Electric | 01022021 |  | Schneider Electric |  | BM | SLABTCVX |  |  | 481.5 |  | 1 |  | 1 | SmartX Sensor,CO2,VOC,Tch,An.,Optm Zw | SmartX Sensor,CO2,VOC,Tch,An.,Opt Noir |  | SENSOR CO2 VOC TOUCH AN OP BK | [18 empty] | 1 | 3606481900654 | 0 |  | 137 | 0 | 0 | 0 | 0 | [23 empty] | 18 | N | [12 empty] | FL1 | N8 | 90271090 | [14 empty] | SmartX Sensor, Temperatuur, CO2,VOC,Tch,An.,Optimum zwart | SmartX Sensor, sonde de température, CO2,VOC,Tch,An.,Optimum Noir | [17 empty] | https://eref.se.com/be/nl/sis-tarif/product/SLABTCVX | https://eref.se.com/be/fr/sis-tarif/product/SLABTCVX
Schneider Electric | Schneider Electric | 01022021 |  | Schneider Electric |  | BM | SLABTCX |  |  | 470.25 |  | 1 |  | 1 | SmartX Sensor,CO2,Touch,Analog,Optm Zw | SmartX Sensor,CO2,Touch,Analog,Opt Noir |  | SENSOR CO2 TOUCH AN OPTM BK | [18 empty] | 1 | 3606481900661 | 0 |  | 137 | 0 | 0 | 0 | 0 | [23 empty] | 18 | N | [12 empty] | FL1 | N8 | 90271090 | [14 empty] | SmartX Sensor, Temperatuur, CO2,Touch,Analog,Optimum zwart | SmartX Sensor, sonde de température, CO2,Touch,Analog,Optimum Noir | [17 empty] | https://eref.se.com/be/nl/sis-tarif/product/SLABTCX | https://eref.se.com/be/fr/sis-tarif/product/SLABTCX
Schneider Electric | Schneider Electric | 01022021 |  | Schneider Electric |  | BM | SLABTX2 |  |  | 301.5 |  | 1 |  | 1 | SmartX Sensor,RH,Touch,Analog,Optm Zw | SmartX Sensor,RH,Touch,Analog,Opt Noir |  | SENSOR RH TOUCH ANALOG OPTM BK | [18 empty] | 1 | 3606481900678 | 0 |  | 137 | 0 | 0 | 0 | 0 | [23 empty] | 18 | N | [12 empty] | FL1 | N8 | 90258040 | [14 empty] | SmartX Sensor, Temperatuur, RH,Touch,Analog,Optimum zwart | SmartX Sensor, sonde de température, RH,Touch,Analog,Optimum Noir | [17 empty] | https://eref.se.com/be/nl/sis-tarif/product/SLABTX2 | https://eref.se.com/be/fr/sis-tarif/product/SLABTX2
Schneider Electric | Schneider Electric | 01022021 |  | Schneider Electric |  | BM | SLABTXX |  |  | 153 |  | 1 |  | 1 | SmartX Sensor,Touch,Analog,Optm Zw | SmartX Sensor,Touch,Analog,Opt Noir |  | SENSOR TEMP TOUCH ANALOG OP BK | [18 empty] | 1 | 3606481900685 | 0 |  | 137 | 0 | 0 | 0 | 0 | [23 empty] | 6 | N | [12 empty] | FL1 | N8 | 90251980 | [14 empty] | SmartX Sensor, Temperatuur, Touch,Analog,Optimum zwart | SmartX Sensor, sonde de température, Touch,Analog,Optimum Noir | [17 empty] | https://eref.se.com/be/nl/sis-tarif/product/SLABTXX | https://eref.se.com/be/fr/sis-tarif/product/SLABTXX
Schneider Electric | Schneider Electric | 01022021 |  | Schneider Electric |  | BM | SLABXC2 |  |  | 382.5 |  | 1 |  | 1 | SmartX Sensor,CO2,RH,Analog,Optm Zw | SmartX Sensor,CO2,RH,Analog,Opt Noir |  | SENSOR CO2 RH ANALOG OPTM BK | [18 empty] | 1 | 3606481900692 | 0 |  | 137 | 0 | 0 | 0 | 0 | [23 empty] | 18 | N | [12 empty] | FL1 | N8 | 90271090 | [14 empty] | SmartX Sensor, Temperatuur, CO2,RH,Analog,Optimum zwart | SmartX Sensor, sonde de température, CO2,RH,Analog,Optimum Noir | [17 empty] | https://eref.se.com/be/nl/sis-tarif/product/SLABXC2 | https://eref.se.com/be/fr/sis-tarif/product/SLABXC2
Schneider Electric | Schneider Electric | 01022021 |  | Schneider Electric |  | BM | SLABXCV2 |  |  | 399 |  | 1 |  | 1 | SmartX Sensor,CO2,VOC,RH,Analog,Optm Zw | SmartX Sensor,CO2,VOC,RH,Analog,Opt Noir |  | SENSOR CO2 VOC RH AN OPTM BK | [18 empty] | 1 | 3606481900708 | 0 |  | 137 | 0 | 0 | 0 | 0 | [23 empty] | 18 | N | [12 empty] | FL1 | N8 | 90271090 | [14 empty] | SmartX Sensor, Temperatuur, CO2,VOC,RH,Analog,Optimum zwart | SmartX Sensor, sonde de température, CO2,VOC,RH,Analog,Optimum Noir | [17 empty] | https://eref.se.com/be/nl/sis-tarif/product/SLABXCV2 | https://eref.se.com/be/fr/sis-tarif/product/SLABXCV2
Schneider Electric | Schneider Electric | 01022021 |  | Schneider Electric |  | BM | SLABXCVX |  |  | 371.25 |  | 1 |  | 1 | SmartX Sensor,CO2,VOC,Analog,Optm Zw | SmartX Sensor,CO2,VOC,Analog,Opt Noir |  | SENSOR CO2 VOC ANALOG OPTM BK | [18 empty] | 1 | 3606481900715 | 0 |  | 137 | 0 | 0 | 0 | 0 | [23 empty] | 18 | N | [12 empty] | FL1 | N8 | 90271090 | [14 empty] | SmartX Sensor, Temperatuur, CO2,VOC,Analog,Optimum zwart | SmartX Sensor, sonde de température, CO2,VOC,Analog,Optimum Noir | [17 empty] | https://eref.se.com/be/nl/sis-tarif/product/SLABXCVX | https://eref.se.com/be/fr/sis-tarif/product/SLABXCVX
Schneider Electric | Schneider Electric | 01022021 |  | Schneider Electric |  | BM | SLABXCX |  |  | 348.75 |  | 1 |  | 1 | SmartX Sensor,CO2,Analog,Optm Zw | SmartX Sensor,CO2,Analog,Opt Noir |  | SENSOR CO2 ANALOG OPTM BK | [18 empty] | 1 | 3606481900722 | 0 |  | 137 | 0 | 0 | 0 | 0 | [23 empty] | 18 | N | [12 empty] | FL1 | N8 | 90271090 | [14 empty] | SmartX Sensor, Temperatuur, CO2,Analog,Optimum zwart | SmartX Sensor, sonde de température, CO2,Analog,Optimum Noir | [17 empty] | https://eref.se.com/be/nl/sis-tarif/product/SLABXCX | https://eref.se.com/be/fr/sis-tarif/product/SLABXCX
Schneider Electric | Schneider Electric | 01022021 |  | Schneider Electric |  | BM | SLABXX2 |  |  | 202.5 |  | 1 |  | 1 | SmartX Sensor,RH,Analog,Optm Zw | SmartX Sensor,RH,Analog,Opt Noir |  | SENSOR RH ANALOG OPTM BK | [18 empty] | 1 | 3606481900739 | 0 |  | 137 | 0 | 0 | 0 | 0 | [23 empty] | 18 | N | [12 empty] | FL1 | N8 | 90258040 | [14 empty] | SmartX Sensor, Temperatuur, RH,Analog,Optimum zwart | SmartX Sensor, sonde de température, RH,Analog,Optimum Noir | [17 empty] | https://eref.se.com/be/nl/sis-tarif/product/SLABXX2 | https://eref.se.com/be/fr/sis-tarif/product/SLABXX2
Schneider Electric | Schneider Electric | 01022021 |  | Schneider Electric |  | BM | SLABXXX |  |  | 47.22 |  | 1 |  | 1 | SmartX Sensor,T°,10KT3,W/Optim Wit | SmartX Sensor,T°,10KT3,W/Optim Bl |  | SENSOR,TEMP,LCD,SPS,PBO,W/OPTM BLK COVER | [18 empty] | 1 | 3606481817969 | 0 |  | 121 | 14 | 9.7 | 4.8 | 651.84 | [23 empty] | 5 | N | [12 empty] | FL1 | N8 | 90279080 | [14 empty] | SmartX Sensor, Temperature, 10KT3, met cover, Optimum Witte | SmartX Sensor, Temperature, 10KT3, avec face avant, Optimum Blanc | [17 empty] | https://eref.se.com/be/nl/sis-tarif/product/SLABXXX | https://eref.se.com/be/fr/sis-tarif/product/SLABXXX
Schneider Electric | Schneider Electric | 01022021 |  | Schneider Electric |  | BM | SLASTC2 |  |  | 461.25 |  | 1 |  | 1 | SmartX Sensor,CO2,RH,Touch,Analog | SmartX Sensor,CO2,RH,Touch,Analog |  | SENSOR WAND CO2 RH TEMP TOUCH ANALOG | [18 empty] | 1 | 3606481900463 | 0 |  | 137 | 14 | 9.7 | 4.8 | 651.84 | [23 empty] | 18 | N | [12 empty] | FL1 | N8 | 90271090 | [14 empty] | SmartX Sensor, Temperatuur, CO2,RH,Touch,Analog | SmartX Sensor, sonde de température, CO2,RH,Touch,Analog | [17 empty] | https://eref.se.com/be/nl/sis-tarif/product/SLASTC2 | https://eref.se.com/be/fr/sis-tarif/product/SLASTC2
Schneider Electric | Schneider Electric | 01022021 |  | Schneider Electric |  | BM | SLASTCV2 |  |  | 495 |  | 1 |  | 1 | SmartX Sensor,CO2,VOC,RH,Touch,Analog | SmartX Sensor,CO2,VOC,RH,Touch,Analog |  | SENSOR WAND CO2 VOC RH TEMP TOUCH ANALOG | [18 empty] | 1 | 3606481900470 | 0 |  | 137 | 14 | 9.7 | 4.8 | 651.84 | [23 empty] | 18 | N | [12 empty] | FL1 | N8 | 90271090 | [14 empty] | SmartX Sensor, Temperatuur, CO2,VOC,RH,Touch,Analog | SmartX Sensor, sonde de température, CO2,VOC,RH,Touch,Analog | [17 empty] | https://eref.se.com/be/nl/sis-tarif/product/SLASTCV2 | https://eref.se.com/be/fr/sis-tarif/product/SLASTCV2
Schneider Electric | Schneider Electric | 01022021 |  | Schneider Electric |  | BM | SLASTCVX |  |  | 427.5 |  | 1 |  | 1 | SmartX Sensor,CO2,VOC,Touch,Analog | SmartX Sensor,CO2,VOC,Touch,Analog |  | SENSOR WAND CO2 VOC TEMP TOUCH ANALOG | [18 empty] | 1 | 3606481900487 | 0 |  | 137 | 14 | 9.7 | 4.8 | 651.84 | [23 empty] | 18 | N | [12 empty] | FL1 | N8 | 90271090 | [14 empty] | SmartX Sensor, Temperatuur, CO2,VOC,Touch,Analog | SmartX Sensor, sonde de température, CO2,VOC,Touch,Analog | [17 empty] | https://eref.se.com/be/nl/sis-tarif/product/SLASTCVX | https://eref.se.com/be/fr/sis-tarif/product/SLASTCVX
Schneider Electric | Schneider Electric | 01022021 |  | Schneider Electric |  | BM | SLASTCX |  |  | 416.25 |  | 1 |  | 1 | SmartX Sensor,CO2,Touch,Analog | SmartX Sensor,CO2,Touch,Analog |  | SENSOR WAND CO2 TEMP TOUCH ANALOG | [18 empty] | 1 | 3606481900494 | 0 |  | 137 | 14 | 9.7 | 4.8 | 651.84 | [23 empty] | 18 | N | [12 empty] | FL1 | N8 | 90271090 | [14 empty] | SmartX Sensor, Temperatuur, CO2,Touch,Analog | SmartX Sensor, sonde de température, CO2,Touch,Analog | [17 empty] | https://eref.se.com/be/nl/sis-tarif/product/SLASTCX | https://eref.se.com/be/fr/sis-tarif/product/SLASTCX
Schneider Electric | Schneider Electric | 01022021 |  | Schneider Electric |  | BM | SLASTX2 |  |  | 270 |  | 1 |  | 1 | SmartX Sensor,RH,Touch,Analog | SmartX Sensor,RH,Touch,Analog |  | SENSOR RH TEMP TOUCH ANALOG | [18 empty] | 1 | 3606481900500 | 0 |  | 137 | 14 | 9.7 | 4.8 | 651.84 | [23 empty] | 18 | N | [12 empty] | FL1 | N8 | 90258040 | [14 empty] | SmartX Sensor, Temperatuur, RH,Touch,Analog | SmartX Sensor, sonde de température, RH,Touch,Analog | [17 empty] | https://eref.se.com/be/nl/sis-tarif/product/SLASTX2 | https://eref.se.com/be/fr/sis-tarif/product/SLASTX2
Schneider Electric | Schneider Electric | 01022021 |  | Schneider Electric |  | BM | SLASTXX |  |  | 130.5 |  | 1 |  | 1 | SmartX Sensor,Touch,Analog | SmartX Sensor,Touch,Analog |  | SENSOR WAND TEMP TOUCH ANALOG | [18 empty] | 1 | 3606481900517 | 0 |  | 137 | 14 | 9.7 | 4.8 | 651.84 | [23 empty] | 6 | N | [12 empty] | FL1 | N8 | 90251980 | [14 empty] | SmartX Sensor, Temperatuur, Touch,Analog | SmartX Sensor, sonde de température, Touch,Analog | [17 empty] | https://eref.se.com/be/nl/sis-tarif/product/SLASTXX | https://eref.se.com/be/fr/sis-tarif/product/SLASTXX
Schneider Electric | Schneider Electric | 01022021 |  | Schneider Electric |  | BM | SLASXC2 |  |  | 371.25 |  | 1 |  | 1 | SmartX Sensor,CO2,RH,Analog | SmartX Sensor,CO2,RH,Analog |  | SENSOR WAND CO2 RH TEMP ANALOG | [18 empty] | 1 | 3606481900524 | 0 |  | 137 | 14 | 9.7 | 4.8 | 651.84 | [23 empty] | 18 | N | [12 empty] | FL1 | N8 | 90271090 | [14 empty] | SmartX Sensor, Temperatuur, CO2,RH,Analog | SmartX Sensor, sonde de température, CO2,RH,Analog | [17 empty] | https://eref.se.com/be/nl/sis-tarif/product/SLASXC2 | https://eref.se.com/be/fr/sis-tarif/product/SLASXC2
Schneider Electric | Schneider Electric | 01022021 |  | Schneider Electric |  | BM | SLASXCV2 |  |  | 416.25 |  | 1 |  | 1 | SmartX Sensor,CO2,VOC,RH,Analog | SmartX Sensor,CO2,VOC,RH,Analog |  | SENSOR WAND CO2 VOC RH TEMP ANALOG | [18 empty] | 1 | 3606481900531 | 0 |  | 137 | 14 | 9.7 | 4.8 | 651.84 | [23 empty] | 18 | N | [12 empty] | FL1 | N8 | 90271090 | [14 empty] | SmartX Sensor, Temperatuur, CO2,VOC,RH,Analog | SmartX Sensor, sonde de température, CO2,VOC,RH,Analog | [17 empty] | https://eref.se.com/be/nl/sis-tarif/product/SLASXCV2 | https://eref.se.com/be/fr/sis-tarif/product/SLASXCV2
Schneider Electric | Schneider Electric | 01022021 |  | Schneider Electric |  | BM | SLASXCVX |  |  | 360 |  | 1 |  | 1 | SmartX Sensor,CO2,VOC,Analog | SmartX Sensor,CO2,VOC,Analog |  | SENSOR WAND CO2 VOC TEMP ANALOG | [18 empty] | 1 | 3606481900548 | 0 |  | 137 | 14 | 9.7 | 4.8 | 651.84 | [23 empty] | 18 | N | [12 empty] | FL1 | N8 | 90271090 | [14 empty] | SmartX Sensor, Temperatuur, CO2,VOC,Analog | SmartX Sensor, sonde de température, CO2,VOC,Analog | [17 empty] | https://eref.se.com/be/nl/sis-tarif/product/SLASXCVX | https://eref.se.com/be/fr/sis-tarif/product/SLASXCVX
Schneider Electric | Schneider Electric | 01022021 |  | Schneider Electric |  | BM | SLASXCX |  |  | 337.5 |  | 1 |  | 1 | SmartX Sensor,CO2,Analog | SmartX Sensor,CO2,Analog |  | SENSOR WAND CO2 TEMP ANALOG | [18 empty] | 1 | 3606481900555 | 0 |  | 137 | 14 | 9.7 | 4.8 | 651.84 | [23 empty] | 6 | N | [12 empty] | FL1 | N8 | 90271090 | [14 empty] | SmartX Sensor, Temperatuur, CO2,Analog | SmartX Sensor, sonde de température, CO2,Analog | [17 empty] | https://eref.se.com/be/nl/sis-tarif/product/SLASXCX | https://eref.se.com/be/fr/sis-tarif/product/SLASXCX
Schneider Electric | Schneider Electric | 01022021 |  | Schneider Electric |  | BM | SLASXX2 |  |  | 191.25 |  | 1 |  | 1 | SmartX Sensor,RH,Analog | SmartX Sensor,RH,Analog |  | SENSOR RH TEMP ANALOG | [18 empty] | 1 | 3606481900562 | 0 |  | 137 | 14 | 9.7 | 4.8 | 651.84 | [23 empty] | 6 | N | [12 empty] | FL1 | N8 | 90258040 | [14 empty] | SmartX Sensor, Temperatuur, RH,Analog | SmartX Sensor, sonde de température, RH,Analog | [17 empty] | https://eref.se.com/be/nl/sis-tarif/product/SLASXX2 | https://eref.se.com/be/fr/sis-tarif/product/SLASXX2
Schneider Electric | Schneider Electric | 01022021 |  | Schneider Electric |  | BM | SLASXXX |  |  | 34.41 |  | 1 |  | 1 | SmartX Sensor,Temp,10KT3,No Com,w/Cover | SmartX Sensor,Temp,10KT3,No Com, Blanc |  | SENSOR,TEMP,10KT3,W/STD WHT COVER | [18 empty] | 1 | 3606481817952 | 0 |  | 121 | 0.1 | 0.1 | 0.1 | 0.001 | [23 empty] | 4 | N | [12 empty] | FL1 | N8 | 90251980 | [14 empty] | SmartX Sensor, Temperatuur, Temp,10KT3,No Com,w/Cover | SmartX Sensor, sonde de température, Temp,10KT3,No Com,w/Cover | [17 empty] | https://eref.se.com/be/nl/sis-tarif/product/SLASXXX | https://eref.se.com/be/fr/sis-tarif/product/SLASXXX
Schneider Electric | Schneider Electric | 01022021 |  | Schneider Electric |  | BM | SLAWTC2 |  |  | 515.25 |  | 1 |  | 1 | SmartX Sensor,CO2,RH,Touch,An.,Optm W | SmartX Sensor,CO2,RH,Touch,An.,Optm Bl |  | SENSOR CO2 RH TOUCH AN OPTM WH | [18 empty] | 1 | 3606481901156 | 0 |  | 137 | 0 | 0 | 0 | 0 | [23 empty] | 18 | N | [12 empty] | FL1 | N8 | 90271090 | [14 empty] | SmartX Sensor, Temperatuur, CO2,RH,Touch,An.,Optm Wh | SmartX Sensor, sonde de température, CO2,RH,Touch,An.,Optimum Blanc | [17 empty] | https://eref.se.com/be/nl/sis-tarif/product/SLAWTC2 | https://eref.se.com/be/fr/sis-tarif/product/SLAWTC2
Schneider Electric | Schneider Electric | 01022021 |  | Schneider Electric |  | BM | SLAWTCV2 |  |  | 512.4 |  | 1 |  | 1 | SmartX Sensor,CO2,VOC,RH,Tch,An.,Optm W | SmartX Sensor,CO2,VOC,RH,Tch,An.,Optm Bl |  | SENSOR CO2 VOC RH TCH AN OP WH | [18 empty] | 1 | 3606481901163 | 0 |  | 137 | 0 | 0 | 0 | 0 | [23 empty] | 18 | N | [12 empty] | FL1 | N8 | 90271090 | [14 empty] | SmartX Sensor, Temperatuur, CO2,VOC,RH,Tch,An.,Optm Wh | SmartX Sensor, sonde de température, CO2,VOC,RH,Tch,An.,Optimum Blanc | [17 empty] | https://eref.se.com/be/nl/sis-tarif/product/SLAWTCV2 | https://eref.se.com/be/fr/sis-tarif/product/SLAWTCV2
Schneider Electric | Schneider Electric | 01022021 |  | Schneider Electric |  | BM | SLAWTCVX |  |  | 481.5 |  | 1 |  | 1 | SmartX Sensor,CO2,VOC,Tch,An.,Optm W | SmartX Sensor,CO2,VOC,Tch,An.,Optm Bl |  | SENSOR CO2 VOC TOUCH AN OP WH | [18 empty] | 1 | 3606481901170 | 0 |  | 137 | 0 | 0 | 0 | 0 | [23 empty] | 18 | N | [12 empty] | FL1 | N8 | 90271090 | [14 empty] | SmartX Sensor, Temperatuur, CO2,VOC,Tch,An.,Optm Wh | SmartX Sensor, sonde de température, CO2,VOC,Tch,An.,Optimum Blanc | [17 empty] | https://eref.se.com/be/nl/sis-tarif/product/SLAWTCVX | https://eref.se.com/be/fr/sis-tarif/product/SLAWTCVX
Schneider Electric | Schneider Electric | 01022021 |  | Schneider Electric |  | BM | SLAWTCX |  |  | 470.25 |  | 1 |  | 1 | SmartX Sensor,CO2,Touch,Analog,Optm W | SmartX Sensor,CO2,Touch,Analog,Optm Bl |  | SENSOR CO2 TOUCH AN OPTM WH | [18 empty] | 1 | 3606481901187 | 0 |  | 137 | 0 | 0 | 0 | 0 | [23 empty] | 18 | N | [12 empty] | FL1 | N8 | 90271090 | [14 empty] | SmartX Sensor, Temperatuur, CO2,Touch,Analog,Optm Wh | SmartX Sensor, sonde de température, CO2,Touch,Analog,Optimum Blanc | [17 empty] | https://eref.se.com/be/nl/sis-tarif/product/SLAWTCX | https://eref.se.com/be/fr/sis-tarif/product/SLAWTCX
Schneider Electric | Schneider Electric | 01022021 |  | Schneider Electric |  | BM | SLAWTX2 |  |  | 301.5 |  | 1 |  | 1 | SmartX Sensor,RH,Touch,Analog,Optm W | SmartX Sensor,RH,Touch,Analog,Optm Bl |  | SENSOR RH TOUCH ANALOG OPTM WH | [18 empty] | 1 | 3606481901194 | 0 |  | 137 | 0 | 0 | 0 | 0 | [23 empty] | 18 | N | [12 empty] | FL1 | N8 | 90258040 | [14 empty] | SmartX Sensor, Temperatuur, RH,Touch,Analog,Optm Wh | SmartX Sensor, sonde de température, RH,Touch,Analog,Optimum Blanc | [17 empty] | https://eref.se.com/be/nl/sis-tarif/product/SLAWTX2 | https://eref.se.com/be/fr/sis-tarif/product/SLAWTX2
Schneider Electric | Schneider Electric | 01022021 |  | Schneider Electric |  | BM | SLAWTXX |  |  | 153 |  | 1 |  | 1 | SmartX Sensor,Touch,Analog,Optm Wt | SmartX Sensor,Touch,Analog,Optm Bl |  | SENSOR TEMP ANALOG OPTM WH | [18 empty] | 1 | 3606481911285 | 0 |  | 137 | 0 | 0 | 0 | 0 | [23 empty] | 6 | N | [12 empty] | FL1 | N8 | 90251980 | [14 empty] | SmartX Sensor, Temperatuur, Touch,Analog,Optm Wht | SmartX Sensor, sonde de température, Touch,Analog,Optimum Blanc | [17 empty] | https://eref.se.com/be/nl/sis-tarif/product/SLAWTXX | https://eref.se.com/be/fr/sis-tarif/product/SLAWTXX
Schneider Electric | Schneider Electric | 01022021 |  | Schneider Electric |  | BM | SLAWXC2 |  |  | 382.5 |  | 1 |  | 1 | SmartX Sensor,CO2,RH,Analog,Optm W | SmartX Sensor,CO2,RH,Analog,Optm Bl |  | SENSOR CO2 RH ANALOG OPTM WH | [18 empty] | 1 | 3606481901200 | 0 |  | 137 | 0 | 0 | 0 | 0 | [23 empty] | 18 | N | [12 empty] | FL1 | N8 | 90271090 | [14 empty] | SmartX Sensor, Temperatuur, CO2,RH,Analog,Optm Wh | SmartX Sensor, sonde de température, CO2,RH,Analog,Optimum Blanc | [17 empty] | https://eref.se.com/be/nl/sis-tarif/product/SLAWXC2 | https://eref.se.com/be/fr/sis-tarif/product/SLAWXC2
Schneider Electric | Schneider Electric | 01022021 |  | Schneider Electric |  | BM | SLAWXCV2 |  |  | 399 |  | 1 |  | 1 | SmartX Sensor,CO2,VOC,RH,Analog,Optm W | SmartX Sensor,CO2,VOC,RH,Analog,Optm Bl |  | SENSOR CO2 VOC RH AN OPTM WH | [18 empty] | 1 | 3606481901217 | 0 |  | 137 | 0 | 0 | 0 | 0 | [23 empty] | 18 | N | [12 empty] | FL1 | N8 | 90271090 | [14 empty] | SmartX Sensor, Temperatuur, CO2,VOC,RH,Analog,Optm Wh | SmartX Sensor, sonde de température, CO2,VOC,RH,Analog,Optimum Blanc | [17 empty] | https://eref.se.com/be/nl/sis-tarif/product/SLAWXCV2 | https://eref.se.com/be/fr/sis-tarif/product/SLAWXCV2
Schneider Electric | Schneider Electric | 01022021 |  | Schneider Electric |  | BM | SLAWXCVX |  |  | 371.25 |  | 1 |  | 1 | SmartX Sensor,CO2,VOC,Analog,Optm W | SmartX Sensor,CO2,VOC,Analog,Optm Bl |  | SENSOR CO2 VOC ANALOG OPTM WH | [18 empty] | 1 | 3606481901224 | 0 |  | 137 | 0 | 0 | 0 | 0 | [23 empty] | 18 | N | [12 empty] | FL1 | N8 | 90271090 | [14 empty] | SmartX Sensor, Temperatuur, CO2,VOC,Analog,Optm Wh | SmartX Sensor, sonde de température, CO2,VOC,Analog,Optimum Blanc | [17 empty] | https://eref.se.com/be/nl/sis-tarif/product/SLAWXCVX | https://eref.se.com/be/fr/sis-tarif/product/SLAWXCVX
Schneider Electric | Schneider Electric | 01022021 |  | Schneider Electric |  | BM | SLAWXCX |  |  | 348.75 |  | 1 |  | 1 | SmartX Sensor,CO2,Analog,Optm W | SmartX Sensor,CO2,Analog,Optm Bl |  | SENSOR CO2 ANALOG OPTM WH | [18 empty] | 1 | 3606481901231 | 0 |  | 137 | 0 | 0 | 0 | 0 | [23 empty] | 18 | N | [12 empty] | FL1 | N8 | 90271090 | [14 empty] | SmartX Sensor, Temperatuur, CO2,Analog,Optm Wh | SmartX Sensor, sonde de température, CO2,Analog,Optimum Blanc | [17 empty] | https://eref.se.com/be/nl/sis-tarif/product/SLAWXCX | https://eref.se.com/be/fr/sis-tarif/product/SLAWXCX
Schneider Electric | Schneider Electric | 01022021 |  | Schneider Electric |  | BM | SLAWXX2 |  |  | 202.5 |  | 1 |  | 1 | SmartX Sensor,RH,Analog,Optm W | SmartX Sensor,RH,Analog,Optm Bl |  | SENSOR RH ANALOG OPTM WH | [18 empty] | 1 | 3606481901248 | 0 |  | 137 | 0 | 0 | 0 | 0 | [23 empty] | 18 | N | [12 empty] | FL1 | N8 | 90258040 | [14 empty] | SmartX Sensor, Temperatuur, RH,Analog,Optm Wh | SmartX Sensor, sonde de température, RH,Analog,Optimum Blanc | [17 empty] | https://eref.se.com/be/nl/sis-tarif/product/SLAWXX2 | https://eref.se.com/be/fr/sis-tarif/product/SLAWXX2
Schneider Electric | Schneider Electric | 01022021 |  | Schneider Electric |  | BM | SLAWXXX |  |  | 47.22 |  | 1 |  | 1 | SmartX Sensor,T°,10KT3,W/Optim Zw | SmartX Sensor,T°,10KT3,W/Optim N |  | SENSOR,TEMP,10KT3,W/OPTIM WHT COVER | [18 empty] | 1 | 3606481817976 | 0 |  | 121 | 14 | 9.7 | 4.8 | 651.84 | [23 empty] | 4 | N | [12 empty] | FL1 | N8 | 90279080 | [14 empty] | SmartX Sensor, Temperature, 10KT3, met cover, Optimum Zwart | SmartX Sensor, Temperature, 10KT3, avec face avant, Optimum Noir | [17 empty] | https://eref.se.com/be/nl/sis-tarif/product/SLAWXXX | https://eref.se.com/be/fr/sis-tarif/product/SLAWXXX
Schneider Electric | Schneider Electric | 01022021 |  | Schneider Electric |  | BM | SLPBTC2 |  |  | 526.5 |  | 1 |  | 1 | SmartX Sensor,CO2,RH,Touch,BAC/MB,Opt Zw | SmartX Sensor,CO2,RH,Touch,BAC/MB,Opt N |  | SENSOR CO2 RH TCH BAC/MB OP BK | [18 empty] | 1 | 3606481900975 | 0 |  | 137 | 0 | 0 | 0 | 0 | [23 empty] | 18 | N | [12 empty] | FL1 | N8 | 90271090 | [14 empty] | SmartX Sensor, Temperatuur, CO2,RH,Touch,BACnet/ModBus,Optimum Zwart | SmartX Sensor, sonde de température, CO2,RH,Touch,BACnet/ModBus,Opt. Noir | [17 empty] | https://eref.se.com/be/nl/sis-tarif/product/SLPBTC2 | https://eref.se.com/be/fr/sis-tarif/product/SLPBTC2
Schneider Electric | Schneider Electric | 01022021 |  | Schneider Electric |  | BM | SLPBTCV2 |  |  | 560.25 |  | 1 |  | 1 | SmartX Sensor,CO2,VOC,RH,Tch,BAC/MB,Op Z | SmartX Sensor,CO2,VOC,RH,Tch,BAC/MB,Op N |  | SENSOR CO2V RH TCH BACMB OP BK | [18 empty] | 1 | 3606481900982 | 0 |  | 137 | 0 | 0 | 0 | 0 | [23 empty] | 18 | N | [12 empty] | FL1 | N8 | 90271090 | [14 empty] | SmartX Sensor, Temperatuur, CO2,VOC,RH,Tch,BACnet/ModBus,Optimum Zwart | SmartX Sensor, sonde de température, CO2,VOC,RH,Tch,BACnet/ModBus,Opt. Noir | [17 empty] | https://eref.se.com/be/nl/sis-tarif/product/SLPBTCV2 | https://eref.se.com/be/fr/sis-tarif/product/SLPBTCV2
Schneider Electric | Schneider Electric | 01022021 |  | Schneider Electric |  | BM | SLPBTCVX |  |  | 492.75 |  | 1 |  | 1 | SmartX Sensor,CO2,VOC,Tch,BAC/MB,Optm Zw | SmartX Sensor,CO2,VOC,Tch,BAC/MB,Op Noir |  | SENSOR CO2V TOUCH BAC/MB OP BK | [18 empty] | 1 | 3606481900999 | 0 |  | 137 | 0 | 0 | 0 | 0 | [23 empty] | 18 | N | [12 empty] | FL1 | N8 | 90271090 | [14 empty] | SmartX Sensor, Temperatuur, CO2,VOC,Tch,BACnet/ModBus,Optimum Zwart | SmartX Sensor, sonde de température, CO2,VOC,Tch,BACnet/ModBus,Opt. Noir | [17 empty] | https://eref.se.com/be/nl/sis-tarif/product/SLPBTCVX | https://eref.se.com/be/fr/sis-tarif/product/SLPBTCVX
Schneider Electric | Schneider Electric | 01022021 |  | Schneider Electric |  | BM | SLPBTCX |  |  | 481.5 |  | 1 |  | 1 | SmartX Sensor,CO2,Touch,BAC/MB,Optm Zw | SmartX Sensor,CO2,Touch,BAC/MB,Opt Noir |  | SENSOR CO2 TOUCH BAC/MB OP BK | [18 empty] | 1 | 3606481901002 | 0 |  | 137 | 0 | 0 | 0 | 0 | [23 empty] | 18 | N | [12 empty] | FL1 | N8 | 90271090 | [14 empty] | SmartX Sensor, Temperatuur, CO2,Touch,BACnet/ModBus,Optimum Zwart | SmartX Sensor, sonde de température, CO2,Touch,BACnet/ModBus,Opt. Noir | [17 empty] | https://eref.se.com/be/nl/sis-tarif/product/SLPBTCX | https://eref.se.com/be/fr/sis-tarif/product/SLPBTCX
Schneider Electric | Schneider Electric | 01022021 |  | Schneider Electric |  | BM | SLPBTX2 |  |  | 312.75 |  | 1 |  | 1 | SmartX Sensor,RH,Touch,BAC/MB,Optm Zw | SmartX Sensor,RH,Touch,BAC/MB,Opt Noir |  | SENSOR RH TOUCH BAC/MB OPTM BK | [18 empty] | 1 | 3606481901019 | 0 |  | 137 | 0 | 0 | 0 | 0 | [23 empty] | 18 | N | [12 empty] | FL1 | N8 | 90258040 | [14 empty] | SmartX Sensor, Temperatuur, RH,Touch,BACnet/ModBus,Optimum Zwart | SmartX Sensor, sonde de température, RH,Touch,BACnet/ModBus,Optimum Noir | [17 empty] | https://eref.se.com/be/nl/sis-tarif/product/SLPBTX2 | https://eref.se.com/be/fr/sis-tarif/product/SLPBTX2
Schneider Electric | Schneider Electric | 01022021 |  | Schneider Electric |  | BM | SLPBTXX |  |  | 162 |  | 1 |  | 1 | SmartX Sensor,Touch,BAC/MB,Optm Zw | SmartX Sensor,Touch,BAC/MB,Opt Noir |  | SENSOR TEMP TOUCH BAC/MB OP BK | [18 empty] | 1 | 3606481901026 | 0 |  | 137 | 0 | 0 | 0 | 0 | [23 empty] | 18 | N | [12 empty] | FL1 | N8 | 90251980 | [14 empty] | SmartX Sensor, Temperatuur, Touch,BACnet/ModBus,Optimum Zwart | SmartX Sensor, sonde de température, Touch,BACnet/ModBus,Optimum Noir | [17 empty] | https://eref.se.com/be/nl/sis-tarif/product/SLPBTXX | https://eref.se.com/be/fr/sis-tarif/product/SLPBTXX
Schneider Electric | Schneider Electric | 01022021 |  | Schneider Electric |  | BM | SLPBXC2 |  |  | 393.75 |  | 1 |  | 1 | SmartX Sensor,CO2,RH,BAC/MB,Optm Zw | SmartX Sensor,CO2,RH,BAC/MB,Opt Noir |  | SENSOR CO2 RH BAC/MB OPTM BK | [18 empty] | 1 | 3606481901033 | 0 |  | 137 | 0 | 0 | 0 | 0 | [23 empty] | 18 | N | [12 empty] | FL1 | N8 | 90271090 | [14 empty] | SmartX Sensor, Temperatuur, CO2,RH,BACnet/ModBus,Optimum Zwart | SmartX Sensor, sonde de température, CO2,RH,BACnet/ModBus,Opt. Noir | [17 empty] | https://eref.se.com/be/nl/sis-tarif/product/SLPBXC2 | https://eref.se.com/be/fr/sis-tarif/product/SLPBXC2
Schneider Electric | Schneider Electric | 01022021 |  | Schneider Electric |  | BM | SLPBXCV2 |  |  | 438.75 |  | 1 |  | 1 | SmartX Sensor,CO2,VOC,RH,BAC/MB,Optm Zw | SmartX Sensor,CO2,VOC,RH,BAC/MB,Opt Noir |  | SENSOR CO2 VOC RH BAC/MB OP BK | [18 empty] | 1 | 3606481901040 | 0 |  | 137 | 0 | 0 | 0 | 0 | [23 empty] | 18 | N | [12 empty] | FL1 | N8 | 90271090 | [14 empty] | SmartX Sensor, Temperatuur, CO2,VOC,RH,BACnet/ModBus,Optimum Zwart | SmartX Sensor, sonde de température, CO2,VOC,RH,BACnet/ModBus,Opt. Noir | [17 empty] | https://eref.se.com/be/nl/sis-tarif/product/SLPBXCV2 | https://eref.se.com/be/fr/sis-tarif/product/SLPBXCV2
Schneider Electric | Schneider Electric | 01022021 |  | Schneider Electric |  | BM | SLPBXCVX |  |  | 382.5 |  | 1 |  | 1 | SmartX Sensor,CO2,VOC,BAC/MB,Optm Zw | SmartX Sensor,CO2,VOC,BAC/MB,Opt Noir |  | SENSOR CO2 VOC BAC/MB OPTM BK | [18 empty] | 1 | 3606481901057 | 0 |  | 137 | 0 | 0 | 0 | 0 | [23 empty] | 18 | N | [12 empty] | FL1 | N8 | 90271090 | [14 empty] | SmartX Sensor, Temperatuur, CO2,VOC,BACnet/ModBus,Optimum Zwart | SmartX Sensor, sonde de température, CO2,VOC,BACnet/ModBus,Opt. Noir | [17 empty] | https://eref.se.com/be/nl/sis-tarif/product/SLPBXCVX | https://eref.se.com/be/fr/sis-tarif/product/SLPBXCVX
Schneider Electric | Schneider Electric | 01022021 |  | Schneider Electric |  | BM | SLPBXCX |  |  | 360 |  | 1 |  | 1 | SmartX Sensor,CO2,BAC/MB,Optm Zw | SmartX Sensor,CO2,BAC/MB,Opt Noir |  | SENSOR CO2 BAC/MB OPTM BK | [18 empty] | 1 | 3606481901064 | 0 |  | 137 | 0 | 0 | 0 | 0 | [23 empty] | 18 | N | [12 empty] | FL1 | N8 | 90271090 | [14 empty] | SmartX Sensor, Temperatuur, CO2,BACnet/ModBus,Optimum Zwart | SmartX Sensor, sonde de température, CO2,BACnet/ModBus,Opt. Noir | [17 empty] | https://eref.se.com/be/nl/sis-tarif/product/SLPBXCX | https://eref.se.com/be/fr/sis-tarif/product/SLPBXCX
Schneider Electric | Schneider Electric | 01022021 |  | Schneider Electric |  | BM | SLPBXX2 |  |  | 213.75 |  | 1 |  | 1 | SmartX Sensor,RH,BAC/MB,Optm Zw | SmartX Sensor,RH,BAC/MB,Opt Noir |  | SENSOR RH BAC/MB OPTM BK | [18 empty] | 1 | 3606481901071 | 0 |  | 137 | 0 | 0 | 0 | 0 | [23 empty] | 18 | N | [12 empty] | FL1 | N8 | 90258040 | [14 empty] | SmartX Sensor, Temperatuur, RH,BACnet/ModBus,Optimum Zwart | SmartX Sensor, sonde de température, RH,BACnet/ModBus,Optimum Noir | [17 empty] | https://eref.se.com/be/nl/sis-tarif/product/SLPBXX2 | https://eref.se.com/be/fr/sis-tarif/product/SLPBXX2
Schneider Electric | Schneider Electric | 01022021 |  | Schneider Electric |  | BM | SLPBXXX |  |  | 99 |  | 1 |  | 1 | SmartX Sensor,Temp,BAC/MB,Optm Zw | SmartX Sensor,Temp,BAC/MB,Opt Noir |  | SENSOR TEMP BAC/MB OPTM BK | [18 empty] | 1 | 3606481901088 | 0 |  | 137 | 0 | 0 | 0 | 0 | [23 empty] | 18 | N | [12 empty] | FL1 | N8 | 90251980 | [14 empty] | SmartX Sensor, Temperatuur, Temp,BACnet/ModBus,Optimum Zwart | SmartX Sensor, sonde de température, Temp,BACnet/ModBus,Optimum Noir | [17 empty] | https://eref.se.com/be/nl/sis-tarif/product/SLPBXXX | https://eref.se.com/be/fr/sis-tarif/product/SLPBXXX
Schneider Electric | Schneider Electric | 01022021 |  | Schneider Electric |  | BM | SLPSTC2 |  |  | 472.5 |  | 1 |  | 1 | SmartX Sensor,CO2,RH,Touch,BAC/MB | SmartX Sensor,CO2,RH,Touch,BAC/MB |  | SENSOR CO2 RH TEMP TOUCH BACNET/MODBUS | [18 empty] | 1 | 3606481900807 | 0 |  | 137 | 14 | 9.7 | 4.8 | 651.84 | [23 empty] | 18 | N | [12 empty] | FL1 | N8 | 90271090 | [14 empty] | SmartX Sensor, Temperatuur, CO2,RH,Touch,BACnet/ModBus | SmartX Sensor, sonde de température, CO2,RH,Touch,BACnet/ModBus | [17 empty] | https://eref.se.com/be/nl/sis-tarif/product/SLPSTC2 | https://eref.se.com/be/fr/sis-tarif/product/SLPSTC2
Schneider Electric | Schneider Electric | 01022021 |  | Schneider Electric |  | BM | SLPSTCV2 |  |  | 506.25 |  | 1 |  | 1 | SmartX Sensor,CO2,VOC,RH,Touch,BAC/MB | SmartX Sensor,CO2,VOC,RH,Touch,BAC/MB |  | SENSOR CO2 VOC RH TEMP TOUCH BAC/MB | [18 empty] | 1 | 3606481900814 | 0 |  | 137 | 14 | 9.7 | 4.8 | 651.84 | [23 empty] | 18 | N | [12 empty] | FL1 | N8 | 90271090 | [14 empty] | SmartX Sensor, Temperatuur, CO2,VOC,RH,Touch,BACnet/ModBus | SmartX Sensor, sonde de température, CO2,VOC,RH,Touch,BACnet/ModBus | [17 empty] | https://eref.se.com/be/nl/sis-tarif/product/SLPSTCV2 | https://eref.se.com/be/fr/sis-tarif/product/SLPSTCV2
Schneider Electric | Schneider Electric | 01022021 |  | Schneider Electric |  | BM | SLPSTCVX |  |  | 438.75 |  | 1 |  | 1 | SmartX Sensor,CO2,VOC,Touch,BAC/MB | SmartX Sensor,CO2,VOC,Touch,BAC/MB |  | SENSOR CO2 VOC TEMP TOUCH BACNET/MODBUS | [18 empty] | 1 | 3606481900821 | 0 |  | 137 | 14 | 9.7 | 4.8 | 651.84 | [23 empty] | 18 | N | [12 empty] | FL1 | N8 | 90271090 | [14 empty] | SmartX Sensor, Temperatuur, CO2,VOC,Touch,BACnet/ModBus | SmartX Sensor, sonde de température, CO2,VOC,Touch,BACnet/ModBus | [17 empty] | https://eref.se.com/be/nl/sis-tarif/product/SLPSTCVX | https://eref.se.com/be/fr/sis-tarif/product/SLPSTCVX
Schneider Electric | Schneider Electric | 01022021 |  | Schneider Electric |  | BM | SLPSTCX |  |  | 427.5 |  | 1 |  | 1 | SmartX Sensor,CO2,Touch,BAC/MB | SmartX Sensor,CO2,Touch,BAC/MB |  | SENSOR WAND CO2 TEMP TOUCH BACNET/MODBUS | [18 empty] | 1 | 3606481900838 | 0 |  | 137 | 14 | 9.7 | 4.8 | 651.84 | [23 empty] | 18 | N | [12 empty] | FL1 | N8 | 90271090 | [14 empty] | SmartX Sensor, Temperatuur, CO2,Touch,BACnet/ModBus | SmartX Sensor, sonde de température, CO2,Touch,BACnet/ModBus | [17 empty] | https://eref.se.com/be/nl/sis-tarif/product/SLPSTCX | https://eref.se.com/be/fr/sis-tarif/product/SLPSTCX
Schneider Electric | Schneider Electric | 01022021 |  | Schneider Electric |  | BM | SLPSTX2 |  |  | 281.25 |  | 1 |  | 1 | SmartX Sensor,RH,Touch,BAC/MB | SmartX Sensor,RH,Touch,BAC/MB |  | SENSOR RH TEMP TOUCH BACNET/MODBUS | [18 empty] | 1 | 3606481900845 | 0 |  | 137 | 14 | 9.7 | 4.8 | 651.84 | [23 empty] | 18 | N | [12 empty] | FL1 | N8 | 90258040 | [14 empty] | SmartX Sensor, Temperatuur, RH,Touch,BACnet/ModBus | SmartX Sensor, sonde de température, RH,Touch,BACnet/ModBus | [17 empty] | https://eref.se.com/be/nl/sis-tarif/product/SLPSTX2 | https://eref.se.com/be/fr/sis-tarif/product/SLPSTX2
Schneider Electric | Schneider Electric | 01022021 |  | Schneider Electric |  | BM | SLPSTXX |  |  | 139.5 |  | 1 |  | 1 | SmartX Sensor,Touch,BAC/MB | SmartX Sensor,Touch,BAC/MB |  | SENSOR WAND TEMP TOUCH BACNET/MODBUS | [18 empty] | 1 | 3606481900852 | 0 |  | 137 | 14 | 9.7 | 4.8 | 651.84 | [23 empty] | 18 | N | [12 empty] | FL1 | N8 | 90251980 | [14 empty] | SmartX Sensor, Temperatuur, Touch,BACnet/ModBus | SmartX Sensor, sonde de température, Touch,BACnet/ModBus | [17 empty] | https://eref.se.com/be/nl/sis-tarif/product/SLPSTXX | https://eref.se.com/be/fr/sis-tarif/product/SLPSTXX
Schneider Electric | Schneider Electric | 01022021 |  | Schneider Electric |  | BM | SLPSXC2 |  |  | 382.5 |  | 1 |  | 1 | SmartX Sensor,CO2,RH,BAC/MB | SmartX Sensor,CO2,RH,BAC/MB |  | SENSOR WAND CO2 RH TEMP BACNET/MODBUS | [18 empty] | 1 | 3606481900869 | 0 |  | 137 | 14 | 9.7 | 4.8 | 651.84 | [23 empty] | 18 | N | [12 empty] | FL1 | N8 | 90271090 | [14 empty] | SmartX Sensor, Temperatuur, CO2,RH,BACnet/ModBus | SmartX Sensor, sonde de température, CO2,RH,BACnet/ModBus | [17 empty] | https://eref.se.com/be/nl/sis-tarif/product/SLPSXC2 | https://eref.se.com/be/fr/sis-tarif/product/SLPSXC2
Schneider Electric | Schneider Electric | 01022021 |  | Schneider Electric |  | BM | SLPSXCV2 |  |  | 427.5 |  | 1 |  | 1 | SmartX Sensor,CO2,VOC,RH,BAC/MB | SmartX Sensor,CO2,VOC,RH,BAC/MB |  | SENSOR CO2 VOC RH TEMP BACNET/MODBUS | [18 empty] | 1 | 3606481900876 | 0 |  | 137 | 14 | 9.7 | 4.8 | 651.84 | [23 empty] | 18 | N | [12 empty] | FL1 | N8 | 90271090 | [14 empty] | SmartX Sensor, Temperatuur, CO2,VOC,RH,BACnet/ModBus | SmartX Sensor, sonde de température, CO2,VOC,RH,BACnet/ModBus | [17 empty] | https://eref.se.com/be/nl/sis-tarif/product/SLPSXCV2 | https://eref.se.com/be/fr/sis-tarif/product/SLPSXCV2
Schneider Electric | Schneider Electric | 01022021 |  | Schneider Electric |  | BM | SLPSXCVX |  |  | 371.25 |  | 1 |  | 1 | SmartX Sensor,CO2,VOC,BAC/MB | SmartX Sensor,CO2,VOC,BAC/MB |  | SENSOR WAND CO2 VOC TEMP BACNET/MODBUS | [18 empty] | 1 | 3606481900883 | 0 |  | 137 | 14 | 9.7 | 4.8 | 651.84 | [23 empty] | 18 | N | [12 empty] | FL1 | N8 | 90271090 | [14 empty] | SmartX Sensor, Temperatuur, CO2,VOC,BACnet/ModBus | SmartX Sensor, sonde de température, CO2,VOC,BACnet/ModBus | [17 empty] | https://eref.se.com/be/nl/sis-tarif/product/SLPSXCVX | https://eref.se.com/be/fr/sis-tarif/product/SLPSXCVX
Schneider Electric | Schneider Electric | 01022021 |  | Schneider Electric |  | BM | SLPSXCX |  |  | 348.75 |  | 1 |  | 1 | SmartX Sensor,CO2,BAC/MB | SmartX Sensor,CO2,BAC/MB |  | SENSOR WAND CO2 TEMP BACNET/MODBUS | [18 empty] | 1 | 3606481900890 | 0 |  | 137 | 14 | 9.7 | 4.8 | 651.84 | [23 empty] | 18 | N | [12 empty] | FL1 | N8 | 90271090 | [14 empty] | SmartX Sensor, Temperatuur, CO2,BACnet/ModBus | SmartX Sensor, sonde de température, CO2,BACnet/ModBus | [17 empty] | https://eref.se.com/be/nl/sis-tarif/product/SLPSXCX | https://eref.se.com/be/fr/sis-tarif/product/SLPSXCX
Schneider Electric | Schneider Electric | 01022021 |  | Schneider Electric |  | BM | SLPSXX2 |  |  | 202.5 |  | 1 |  | 1 | SmartX Sensor,RH,BAC/MB | SmartX Sensor,RH,BAC/MB |  | SENSOR RH TEMP BACNET/MODBUS | [18 empty] | 1 | 3606481900906 | 0 |  | 137 | 14 | 9.7 | 4.8 | 651.84 | [23 empty] | 4 | N | [12 empty] | FL1 | N8 | 90258040 | [14 empty] | SmartX Sensor, Temperatuur, RH,BACnet/ModBus | SmartX Sensor, sonde de température, RH,BACnet/ModBus | [17 empty] | https://eref.se.com/be/nl/sis-tarif/product/SLPSXX2 | https://eref.se.com/be/fr/sis-tarif/product/SLPSXX2
Schneider Electric | Schneider Electric | 01022021 |  | Schneider Electric |  | BM | SLPSXXX |  |  | 83.25 |  | 1 |  | 1 | SmartX Sensor,Temp,BAC/MB | SmartX Sensor,Temp,BAC/MB |  | SENSOR WAND TEMP BACNET/MODBUS | [18 empty] | 1 | 3606481911292 | 0 |  | 137 | 14 | 9.7 | 4.8 | 651.84 | [23 empty] | 6 | N | [12 empty] | FL1 | N8 | 90251980 | [14 empty] | SmartX Sensor, Temperatuur, BACnet/ModBus | SmartX Sensor, sonde de température, BACnet/ModBus | [17 empty] | https://eref.se.com/be/nl/sis-tarif/product/SLPSXXX | https://eref.se.com/be/fr/sis-tarif/product/SLPSXXX
Schneider Electric | Schneider Electric | 01022021 |  | Schneider Electric |  | BM | SLPWTC2 |  |  | 526.5 |  | 1 |  | 1 | SmartX Sensor,CO2,RH,Touch,BAC/MB,Optm W | SmartX Sensor,CO2,RH,Touch,BAC/MB,Opt Bl |  | SENSOR CO2 RH TCH BAC/MB OP WH | [18 empty] | 1 | 3606481901316 | 0 |  | 137 | 0 | 0 | 0 | 0 | [23 empty] | 18 | N | [12 empty] | FL1 | N8 | 90271090 | [14 empty] | SmartX Sensor, Temperatuur, CO2,RH,Touch,BACnet/ModBus,Optimum wit | SmartX Sensor, sonde de température, CO2,RH,Touch,BACnet/ModBus,Opt. Blanc | [17 empty] | https://eref.se.com/be/nl/sis-tarif/product/SLPWTC2 | https://eref.se.com/be/fr/sis-tarif/product/SLPWTC2
Schneider Electric | Schneider Electric | 01022021 |  | Schneider Electric |  | BM | SLPWTCV2 |  |  | 560.25 |  | 1 |  | 1 | SmartX Sensor,CO2,VOC,RH,Tch,BAC/MB,Op W | SmartX Sensor,CO2,VOC,RH,Tch,BAC/MB,Op B |  | SENSOR CO2V RH TCH BACMB OP WH | [18 empty] | 1 | 3606481901323 | 0 |  | 137 | 0 | 0 | 0 | 0 | [23 empty] | 18 | N | [12 empty] | FL1 | N8 | 90271090 | [14 empty] | SmartX Sensor, Temperatuur, CO2,VOC,RH,Tch,BACnet/ModBus,Optimum wit | SmartX Sensor, sonde de température, CO2,VOC,RH,Tch,BACnet/ModBus,Opt. Blanc | [17 empty] | https://eref.se.com/be/nl/sis-tarif/product/SLPWTCV2 | https://eref.se.com/be/fr/sis-tarif/product/SLPWTCV2
Schneider Electric | Schneider Electric | 01022021 |  | Schneider Electric |  | BM | SLPWTCVX |  |  | 492.75 |  | 1 |  | 1 | SmartX Sensor,CO2,VOC,Tch,BAC/MB,Optm W | SmartX Sensor,CO2,VOC,Tch,BAC/MB,Optm Bl |  | SENSOR CO2V TOUCH BAC/MB OP WH | [18 empty] | 1 | 3606481901330 | 0 |  | 137 | 0 | 0 | 0 | 0 | [23 empty] | 18 | N | [12 empty] | FL1 | N8 | 90271090 | [14 empty] | SmartX Sensor, Temperatuur, CO2,VOC,Tch,BACnet/ModBus,Optimum wit | SmartX Sensor, sonde de température, CO2,VOC,Tch,BACnet/ModBus,Opt. Blanc | [17 empty] | https://eref.se.com/be/nl/sis-tarif/product/SLPWTCVX | https://eref.se.com/be/fr/sis-tarif/product/SLPWTCVX
Schneider Electric | Schneider Electric | 01022021 |  | Schneider Electric |  | BM | SLPWTCX |  |  | 481.5 |  | 1 |  | 1 | SmartX Sensor,CO2,Touch,BAC/MB,Optm W | SmartX Sensor,CO2,Touch,BAC/MB,Optm Bl |  | SENSOR CO2 TOUCH BAC/MB OP WH | [18 empty] | 1 | 3606481901347 | 0 |  | 137 | 0 | 0 | 0 | 0 | [23 empty] | 18 | N | [12 empty] | FL1 | N8 | 90271090 | [14 empty] | SmartX Sensor, Temperatuur, CO2,Touch,BACnet/ModBus,Optimum wit | SmartX Sensor, sonde de température, CO2,Touch,BACnet/ModBus,Opt. Blanc | [17 empty] | https://eref.se.com/be/nl/sis-tarif/product/SLPWTCX | https://eref.se.com/be/fr/sis-tarif/product/SLPWTCX
Schneider Electric | Schneider Electric | 01022021 |  | Schneider Electric |  | BM | SLPWTX2 |  |  | 312.75 |  | 1 |  | 1 | SmartX Sensor,RH,Touch,BAC/MB,Optm W | SmartX Sensor,RH,Touch,BAC/MB,Optm Bl |  | SENSOR RH TOUCH BAC/MB OPTM WH | [18 empty] | 1 | 3606481901354 | 0 |  | 137 | 0 | 0 | 0 | 0 | [23 empty] | 18 | N | [12 empty] | FL1 | N8 | 90258040 | [14 empty] | SmartX Sensor, Temperatuur, RH,Touch,BACnet/ModBus,Optimum wit | SmartX Sensor, sonde de température, RH,Touch,BACnet/ModBus,Optimum Blanc | [17 empty] | https://eref.se.com/be/nl/sis-tarif/product/SLPWTX2 | https://eref.se.com/be/fr/sis-tarif/product/SLPWTX2
Schneider Electric | Schneider Electric | 01022021 |  | Schneider Electric |  | BM | SLPWTXX |  |  | 162 |  | 1 |  | 1 | SmartX Sensor,Touch,BAC/MB,Optm W | SmartX Sensor,Touch,BAC/MB,Optm Bl |  | SENSOR TEMP TOUCH BAC/MB OP WH | [18 empty] | 1 | 3606481901361 | 0 |  | 137 | 0 | 0 | 0 | 0 | [23 empty] | 18 | N | [12 empty] | FL1 | N8 | 90251980 | [14 empty] | SmartX Sensor, Temperatuur, Touch,BACnet/ModBus,Optimum wit | SmartX Sensor, sonde de température, Touch,BACnet/ModBus,Optimum Blanc | [17 empty] | https://eref.se.com/be/nl/sis-tarif/product/SLPWTXX | https://eref.se.com/be/fr/sis-tarif/product/SLPWTXX
Schneider Electric | Schneider Electric | 01022021 |  | Schneider Electric |  | BM | SLPWXC2 |  |  | 393.75 |  | 1 |  | 1 | SmartX Sensor,CO2,RH,BAC/MB,Optm W | SmartX Sensor,CO2,RH,BAC/MB,Optm Bl |  | SENSOR CO2 RH BAC/MB OPTM WH | [18 empty] | 1 | 3606481901378 | 0 |  | 137 | 0 | 0 | 0 | 0 | [23 empty] | 18 | N | [12 empty] | FL1 | N8 | 90271090 | [14 empty] | SmartX Sensor, Temperatuur, CO2,RH,BACnet/ModBus,Optimum wit | SmartX Sensor, sonde de température, CO2,RH,BACnet/ModBus,Opt. Blanc | [17 empty] | https://eref.se.com/be/nl/sis-tarif/product/SLPWXC2 | https://eref.se.com/be/fr/sis-tarif/product/SLPWXC2
Schneider Electric | Schneider Electric | 01022021 |  | Schneider Electric |  | BM | SLPWXCV2 |  |  | 438.75 |  | 1 |  | 1 | SmartX Sensor,CO2,VOC,RH,BAC/MB,Optm W | SmartX Sensor,CO2,VOC,RH,BAC/MB,Optm Bl |  | SENSOR CO2 VOC RH BAC/MB OP WH | [18 empty] | 1 | 3606481901385 | 0 |  | 137 | 0 | 0 | 0 | 0 | [23 empty] | 18 | N | [12 empty] | FL1 | N8 | 90271090 | [14 empty] | SmartX Sensor, Temperatuur, CO2,VOC,RH,BACnet/ModBus,Optimum wit | SmartX Sensor, sonde de température, CO2,VOC,RH,BACnet/ModBus,Opt. Blanc | [17 empty] | https://eref.se.com/be/nl/sis-tarif/product/SLPWXCV2 | https://eref.se.com/be/fr/sis-tarif/product/SLPWXCV2
Schneider Electric | Schneider Electric | 01022021 |  | Schneider Electric |  | BM | SLPWXCVX |  |  | 382.5 |  | 1 |  | 1 | SmartX Sensor,CO2,VOC,BAC/MB,Optm W | SmartX Sensor,CO2,VOC,BAC/MB,Optm Bl |  | SENSOR CO2 VOC BAC/MB OPTM WH | [18 empty] | 1 | 3606481901392 | 0 |  | 137 | 0 | 0 | 0 | 0 | [23 empty] | 18 | N | [12 empty] | FL1 | N8 | 90271090 | [14 empty] | SmartX Sensor, Temperatuur, CO2,VOC,BACnet/ModBus,Optimum wit | SmartX Sensor, sonde de température, CO2,VOC,BACnet/ModBus,Opt. Blanc | [17 empty] | https://eref.se.com/be/nl/sis-tarif/product/SLPWXCVX | https://eref.se.com/be/fr/sis-tarif/product/SLPWXCVX
Schneider Electric | Schneider Electric | 01022021 |  | Schneider Electric |  | BM | SLPWXCX |  |  | 360 |  | 1 |  | 1 | SmartX Sensor,CO2,BAC/MB,Optm W | SmartX Sensor,CO2,BAC/MB,Optm Bl |  | SENSOR CO2 BAC/MB OPTM WH | [18 empty] | 1 | 3606481901408 | 0 |  | 137 | 0 | 0 | 0 | 0 | [23 empty] | 18 | N | [12 empty] | FL1 | N8 | 90271090 | [14 empty] | SmartX Sensor, Temperatuur, CO2,BACnet/ModBus,Optimum wit | SmartX Sensor, sonde de température, CO2,BACnet/ModBus,Opt. Blanc | [17 empty] | https://eref.se.com/be/nl/sis-tarif/product/SLPWXCX | https://eref.se.com/be/fr/sis-tarif/product/SLPWXCX
Schneider Electric | Schneider Electric | 01022021 |  | Schneider Electric |  | BM | SLPWXX2 |  |  | 213.75 |  | 1 |  | 1 | SmartX Sensor,RH,BAC/MB,Optm W | SmartX Sensor,RH,BAC/MB,Optm Bl |  | SENSOR RH BAC/MB OPTM WH | [18 empty] | 1 | 3606481901415 | 0 |  | 137 | 0 | 0 | 0 | 0 | [23 empty] | 18 | N | [12 empty] | FL1 | N8 | 90258040 | [14 empty] | SmartX Sensor, Temperatuur, RH,BACnet/ModBus,Optimum wit | SmartX Sensor, sonde de température, RH,BACnet/ModBus,Optimum Blanc | [17 empty] | https://eref.se.com/be/nl/sis-tarif/product/SLPWXX2 | https://eref.se.com/be/fr/sis-tarif/product/SLPWXX2
Schneider Electric | Schneider Electric | 01022021 |  | Schneider Electric |  | BM | SLPWXXX |  |  | 99 |  | 1 |  | 1 | SmartX Sensor,Temp,BAC/MB,Optm W | SmartX Sensor,Temp,BAC/MB,Optm Bl |  | SENSOR TEMP BAC/MB OPTM WH | [18 empty] | 1 | 3606481901422 | 0 |  | 137 | 0 | 0 | 0 | 0 | [23 empty] | 18 | N | [12 empty] | FL1 | N8 | 90251980 | [14 empty] | SmartX Sensor, Temperatuur, Temp,BACnet/ModBus,Optimum wit | SmartX Sensor, sonde de température, Temp,BACnet/ModBus,Optimum Blanc | [17 empty] | https://eref.se.com/be/nl/sis-tarif/product/SLPWXXX | https://eref.se.com/be/fr/sis-tarif/product/SLPWXXX
Schneider Electric | Schneider Electric | 01022021 |  | Schneider Electric |  | BM | SLXRHS2X |  |  | 73.67 |  | 1 |  | 1 | SmartX Sensor, Repl. RH, 2% | SmartX Sensor, Repl. RH, 2% |  | REPLACEABLE RH SENSOR 2% | [18 empty] | 1 | 3606481901453 | 0 |  | 137 | 0 | 0 | 0 | 0 | [23 empty] | 6 | N | [12 empty] | FL1 | N8 | 90259000 | [14 empty] | SmartX Sensor, Repl. kaart RH, 2% | SmartX Sensor, carte électronique sonde hunidité relative, 2%
Schneider Electric | Schneider Electric | 01022021 |  | Schneider Electric |  | BM | SXWADBUND10003 |  |  | 2201.13 |  | 1 |  | 1 | SmartX ADVANCED DISPLAY V3 | SmartX ADVANCED DISPLAY V3 |  | SMARTX ADVANCED DISPLAY VERSION 3 | [18 empty] | 1 | 3606489826420 | 0 |  | 939 | 36 | 29 | 11.8 | 12319.2 | [23 empty] | 4 | N | [12 empty] | XX3 | PO | 8471300000 | [14 empty] | SmartX Advanced Display v3 | SmartX Advanced Display V3
Schneider Electric | Schneider Electric | 01022021 |  | Schneider Electric |  | BM | SXWADUSBA10002 |  |  | 55.16 |  | 1 |  | 1 | SmartX controller, USB S CABLE, 3m | SmartX controller, USB S CABLE, 3m |  | USB S CABLE SMARTX CONTR. 3 M | [18 empty] | 1 | 7332552013126 | 0 |  | 92 | 23 | 23 | 2 | 1058 | [23 empty] | 2 | Y | [12 empty] | XX3 | PO | 8544421000 | [14 empty] | SmartX controller, USB-S kabel voor Advanced Display, lengte 3m | SmartX controller, câble USB S pour Advanced Display, longueur 3m
Schneider Electric | Schneider Electric | 01022021 |  | Schneider Electric |  | BM | SXWADUSBC10001 |  |  | 69.33 |  | 1 |  | 1 | SmartX, USB-C kabel 3m Power only(5V) | SmartX, cable USB-C3m Power only(5V) |  | USB-C CABLE STRAIGHT 2.4M POWER ONLY 5V | [18 empty] | 1 | 3606489826444 | 0 |  | 4 | 16 | 13.8 | 5.4 | 1192.32 | [23 empty] | 4 | N | [12 empty] | XX3 | PO | 8544421000 | [14 empty] | SmartX USB-C kabel voor Advanced Display, lengte 3m | SmartX, câble USB-C pour Advanced Display, longueur 3m
Schneider Electric | Schneider Electric | 01022021 |  | Schneider Electric |  | BM | SXWADUSBC10002 |  |  | 100.01 |  | 1 |  | 1 | SmartX, USB-C kabel Y1.5m ASP/ASB (24V) | SmartX, cable USB-C,Y1.5m ASP/ASB (24V) |  | USB-C CABLE Y-SHAPE 1.35M AS/-B/-P 24V | [18 empty] | 1 | 3606489826451 | 0 |  | 4 | 16 | 13.8 | 5.4 | 1192.32 | [23 empty] | 4 | N | [12 empty] | XX3 | PO | 8544421000 | [14 empty] | SmartX, USB-C Y-kabel, lengte 1.5m, 24v voor AS-P/AS-B | SmartX, USB-C câble-Y, longueur 1.5m, 24v pour AS-P/AS-B
Schneider Electric | Schneider Electric | 01022021 |  | Schneider Electric |  | BM | SXWADUSBC10003 |  |  | 110.26 |  | 1 |  | 1 | SmartX, USB-C kabel Y3m ASP/ASB (24V) | SmartX, cable USB-C,Y3m ASP/ASB (24V) |  | USB-C CABLE Y-SHAPE 2.85M AS/-B/-P 24V | [18 empty] | 1 | 3606489826468 | 0 |  | 4 | 16 | 13.8 | 5.4 | 1192.32 | [23 empty] | 4 | N | [12 empty] | XX3 | PO | 8544421000 | [14 empty] | SmartX, USB-C Y-kabel, lengte 3m, 24v voor AS-P/AS-B | SmartX, USB-C câble-Y, longueur 3m, 24v pour AS-P/AS-B
Schneider Electric | Schneider Electric | 01022021 |  | Schneider Electric |  | BM | SXWADWIFI10001 |  |  | 97.63 |  | 1 |  | 1 | SmartX, AD V3 WIFI Opt-kaart | SmartX, AD V3 WIFI carte Opt. |  | OPTIONAL WI-FI CARD FOR AD V3 | [18 empty] | 1 | 3606489826437 | 0 |  | 4 | 16 | 13.8 | 5.4 | 1192.32 | [23 empty] | 4 | N | [12 empty] | XX3 | PO | 8529106900 | [14 empty] | SmartX, Wifi kaart voor Advance Display | SmartX, carte optionnelle WIFI pour Advance Display V3
Schneider Electric | Schneider Electric | 01022021 |  | Schneider Electric |  | BM | SXWAO8HXX10001 |  |  | 764.49 |  | 1 |  | 1 | SmartX I/O, 8 analog. Uit V/mA HAND | SmartX I/O, 8 analog. Out V/mA HAND |  | AO-8-H 8 ANALOG OUT V/MA HAND | [18 empty] | 1 | 7332552009624 | 0 |  | 184 | 11.7 | 9.2 | 5.7 | 613.548 | [23 empty] | 2 | Y | [12 empty] | XX3 | PO | 9032900090 | [14 empty] | SmartX I/O-module, 8 analoge uitgangen, handbediening | SmartX I/O-module, 8 sorties analogiques (courant/tension), forçage manuel | [17 empty] | https://eref.se.com/be/nl/sis-tarif/product/SXWAO8HXX10001 | https://eref.se.com/be/fr/sis-tarif/product/SXWAO8HXX10001
Schneider Electric | Schneider Electric | 01022021 |  | Schneider Electric |  | BM | SXWAO8XXX10001 |  |  | 527.93 |  | 1 |  | 1 | SmartX I/O, 8 analog. Uit V/mA | SmartX I/O, 8 analog. Out V/mA |  | AO-8 8 ANALOG OUT V/MA | [18 empty] | 1 | 7332552009631 | 0 |  | 158 | 11.6 | 9.1 | 5.6 | 591.136 | [23 empty] | 4 | N | [12 empty] | XX3 | PO | 9032900090 | [14 empty] | SmartX I/O-module, 8 analoge uitgangen | SmartX I/O-module, 8 sorties analogiques (courant/tension)
Schneider Electric | Schneider Electric | 01022021 |  | Schneider Electric |  | BM | SXWAOV8HX10001 |  |  | 764.49 |  | 1 |  | 1 | SmartX I/O, 8 analog. Uit V HAND | SmartX I/O, 8 analog. out V HAND |  | AO-V-8-H 8 ANALOG OUT V HAND | [18 empty] | 1 | 7332552009648 | 0 |  | 181.6 | 11.7 | 9 | 5.7 | 600.21 | [23 empty] | 2 | Y | [12 empty] | XX3 | PO | 9032900090 | [14 empty] | SmartX I/O-module, 8 analoge 0-10V uitgangen, handbediening | SmartX I/O-module, 8 sorties 0-10v, forçage manuel
Schneider Electric | Schneider Electric | 01022021 |  | Schneider Electric |  | BM | SXWAOV8XX10001 |  |  | 527.93 |  | 1 |  | 1 | SmartX I/O, 8 analog. Uit V | SmartX I/O, 8 analog. out V |  | AO-V-8 8 ANALOG OUT VOLTAGE | [18 empty] | 1 | 7332552009655 | 0 |  | 154.6 | 11.8 | 9.2 | 5.7 | 618.792 | [23 empty] | 4 | N | [12 empty] | XX3 | PO | 9032900090 | [14 empty] | SmartX I/O-module, 8 analoge 0-10V uitgangen | SmartX I/O-module, 8 sorties 0-10v
Schneider Electric | Schneider Electric | 01022021 |  | Schneider Electric |  | BM | SXWASB24H10001 |  |  | 4422.75 |  | 1 |  | 1 | SmartX Controller AS-B 24 HAND | SmartX Controller AS-B 24 HAND |  | SMARTX CONTROLLER AS-B 24 HAND | [18 empty] | 1 | 3606480908972 | 0 |  | 482 | 20.4 | 7 | 11.5 | 1642.2 | [23 empty] | 5 | N | [12 empty] | XX3 | PO | 8537109199 | [14 empty] | SmartX controller AS-B, 24 I/O, handbediening, 24v | SmartX controller AS-B, 24 entrées/sorties, forçage manuel, 24v
Schneider Electric | Schneider Electric | 01022021 |  | Schneider Electric |  | BM | SXWASB24X10001 |  |  | 3694.75 |  | 1 |  | 1 | SmartX Controller AS-B 24 | SmartX Controller AS-B 24 |  | SmartX Controller AS-B 24 | [18 empty] | 1 | 3606480908965 | 0 |  | 410 | 20 | 12 | 7 | 1.68 | [7 empty] | 43606480908963 | 12 | 6281 | 40 | 30 | 30 | [10 empty] | 2 | Y | [12 empty] | XX3 | PO | 8537109199 | [14 empty] | SmartX controller AS-B 24, 24 I/O, 24v | SmartX controller AS-B 24, 24 entrées/sorties, 24v | [17 empty] | https://eref.se.com/be/nl/sis-tarif/product/SXWASB24X10001 | https://eref.se.com/be/fr/sis-tarif/product/SXWASB24X10001
Schneider Electric | Schneider Electric | 01022021 |  | Schneider Electric |  | BM | SXWASB36H10001 |  |  | 5307.09 |  | 1 |  | 1 | SmartX Controller AS-B 36 HAND | SmartX Controller AS-B 36 HAND |  | SMARTX CONTROLLER AS-B 36 HAND | [18 empty] | 1 | 3606480908996 | 0 |  | 487.8 | 20.4 | 7 | 11.5 | 1642.2 | [23 empty] | 5 | N | [12 empty] | XX3 | PO | 8537109199 | [14 empty] | SmartX controller AS-B 36, 36 I/O, handbediening, 24v | SmartX controller AS-B 36, 36 entrées/sorties, forçage manuel, 24v
Schneider Electric | Schneider Electric | 01022021 |  | Schneider Electric |  | BM | SXWASB36X10001 |  |  | 4433.92 |  | 1 |  | 1 | SmartX Controller AS-B 36 | SmartX Controller AS-B 36 |  | SMARTX CONTROLLER AS-B 36 | [18 empty] | 1 | 3606480908989 | 0 |  | 468 | 20.4 | 7 | 11.5 | 1642.2 | [23 empty] | 5 | N | [12 empty] | XX3 | PO | 8537109199 | [14 empty] | SmartX controller AS-B 36, 36 I/O, 24v | SmartX controller AS-B 36, 36 entrées/sorties, 24v
Schneider Electric | Schneider Electric | 01022021 |  | Schneider Electric |  | BM | SXWASBCON10001 |  |  | 42.41 |  | 1 |  | 1 | SmartX controller, Connectorkit AS BUN. | SmartX controller, KIT con AS BUNDLE |  | AS-B STECKER-SET (INKL KLEMMENBLÖCKE) | [18 empty] | 1 | 3606480909009 | 0 |  | 85.6 | 15.5 | 4.5 | 3.5 | 244.125 | [23 empty] | 2 | Y | [12 empty] | XX3 | PO | 9032900090 | [14 empty] | SmartX controller, kit met klemmen voor SmartX controller AS-B | SmartX controller, Bornes à vis pour AS-B
Schneider Electric | Schneider Electric | 01022021 |  | Schneider Electric |  | BM | SXWASBINS10001 |  |  | 170.8 |  | 1 |  | 1 | SmartX controller, Installer KIT AS-B | SmartX controller, Installer KIT AS-B |  | INSTALLER KIT AS-B | [18 empty] | 1 | 3606480909016 | 0 |  | 343.8 | 20.5 | 7.1 | 11.5 | 1673.825 | [23 empty] | 5 | N | [12 empty] | XX3 | PO | 8538100000 | [14 empty] | SmartX controller, kit voor installateur voor SmartX controller AS-B | SmartX controller, support de câblage pour AS-B
Schneider Electric | Schneider Electric | 01022021 |  | Schneider Electric |  | BM | SXWASPXEN10001 |  |  | 555.79 |  | 1 |  | 1 | SmartX cotroller, XENTA/ASP adapt. | SmartX cotroller, XENTA/ASP adapt. |  | XENTA TO ASP ADAPTATOR | [18 empty] | 1 | 3606480841231 | 0 |  | 178 | 13.5 | 9 | 5.5 | 668.25 | [23 empty] | 2 | Y | [12 empty] | XX3 | PO | 8523809000 | [14 empty] | SmartX controller, adpatater Xenta naar AS-P | SmartX controller, adpatateur Xenta vers AS-P
Schneider Electric | Schneider Electric | 01022021 |  | Schneider Electric |  | BM | SXWASPXXX10001 |  |  | 2520.02 |  | 1 |  | 1 | SmartX controller, AS-P BAC/LON/MOD | SmartX controller, AS-P BAC/LON/MOD |  | SMARTX CONTROLLER AS-P | [18 empty] | 1 | 3606485439679 | 0 |  | 245 | 9 | 6 | 12 | 0.648 | [23 empty] | 2 | Y | [12 empty] | XX3 | PO | 9032890090 | [14 empty] | SmartX controller, Automation Server AS-P, BACNET/LON/MODBUS | SmartX controller, Automation serveur AS-P, BACNET/LON/MODBUS
Schneider Electric | Schneider Electric | 01022021 |  | Schneider Electric |  | BM | SXWASPXXX10002 |  |  | 2355.16 |  | 1 |  | 1 | SmartX Controller, AS-P-NL, zonder LON | SmartX Controller, AS-P-NL, sans LON |  | SMARTX CONTROLLER WITHOUT LON AS-P-NL | [18 empty] | 1 | 3606481797582 | 0 |  | 279 | 0 | 0 | 0 | 0 | [23 empty] | 5 | N | [12 empty] | XX3 | PO | 8537109199 | [14 empty] | SmartX Controller, AS-P-NL automation serveur Bacnet/Modbus, versie zonder LON | SmartX Controller, AS-P-NL : Automation Serveur, Bacnet/Modbus, version sans LON
Schneider Electric | Schneider Electric | 01022021 |  | Schneider Electric |  | BM | SXWASPXXX1S001 |  |  | 2923.16 |  | 1 |  | 1 | SmartX controller, AS-P SMK | SmartX controller, AS-P SMK |  | SMARTX CONTROLLER AS-P SMK | [18 empty] | 1 |  | 0 |  | 245 | 0.1 | 0.1 | 0.1 | 0.001 | [23 empty] | 16 | N | [12 empty] | XX3 | PO | 9032890090 | [14 empty] | SmartX controller, Automation Server AS-P-SMK , BACNET/LON/MODBUS | SmartX controller, Automation Serveur ASP-SMK , BACNET/LON/MODBUS
Schneider Electric | Schneider Electric | 01022021 |  | Schneider Electric |  | BM | SXWBTAECXX10001 |  |  | 224.79 |  | 1 |  | 1 | SmartX controller, Ecom. BT Adapt. | SmartX controller, Ecom. BT Adapt. |  | ECOMMISSION BT ADAPTER | [18 empty] | 1 | 3606489516932 | 0 |  | 41 | 1.3 | 0.7 | 0.3 | 0.273 | [23 empty] | 4 | N | [12 empty] | XX3 | PO | 85238091 | [14 empty] | SmartX controller, adapter Bluetooth voor e-Commissioning | SmartX controller, adaptateur Bluetooth pour e-Commissioning
Schneider Electric | Schneider Electric | 01022021 |  | Schneider Electric |  | BM | SXWDI16XX10001 |  |  | 478.53 |  | 1 |  | 1 | SmartX I/O, 16 Digitale In | SmartX I/O, 16 Digitale In |  | DI-16 16 DIGITAL IN | [18 empty] | 1 | 7332552009662 | 0 |  | 156.6 | 11.7 | 9 | 5.7 | 600.21 | [23 empty] | 2 | Y | [12 empty] | XX3 | PO | 9032900090 | [14 empty] | SmartX I/O-module, 16 digitale ingangen | SmartX I/O-module, 16 entrées digitales
Schneider Electric | Schneider Electric | 01022021 |  | Schneider Electric |  | BM | SXWDINEND10001 |  |  | 90.75 |  | 1 |  | 1 | SmartX controller, Eindstuk DINRAIL,25st | SmartX controller, Clip TERM. DIN, 25pc |  | DIN-RAIL END CLIP, 25 PCS | [18 empty] | 1 | 7332552009815 | 0 |  | 43.2 | 9.5 | 0.2 | 1.3 | 2.47 | [23 empty] | 4 | N | [12 empty] | XX3 | PO | 9032900090 | [14 empty] | SmartX I/O-module, DIN-rail eindclips, 25 stuks | SmartX I/O-module, butée d'arrêt pour rail din (25 pièces) | [17 empty] | https://eref.se.com/be/nl/sis-tarif/product/SXWDINEND10001 | https://eref.se.com/be/fr/sis-tarif/product/SXWDINEND10001
Schneider Electric | Schneider Electric | 01022021 |  | Schneider Electric |  | BM | SXWDOA12H10001 |  |  | 799.32 |  | 1 |  | 1 | SmartX I/O, 12 Digit Uit FormA | SmartX I/O, 12 Digit Out FormA |  | DO-FA-12-H 12 DO FORMA HAND | [18 empty] | 1 | 7332552009679 | 0 |  | 206.2 | 11.7 | 9.1 | 5.7 | 606.879 | [23 empty] | 2 | Y | [12 empty] | XX3 | PO | 9032900090 | [14 empty] | SmartX I/O-module, 12 digitale uitgangen, Form A, handbediening | SmartX I/O-module, 12 sorties digitales, Form A, forçage manuel
Schneider Electric | Schneider Electric | 01022021 |  | Schneider Electric |  | BM | SXWDOA12X10001 |  |  | 638.71 |  | 1 |  | 1 | SmartX I/O, 12 Digit Uit FormA HAND | SmartX I/O, 12 Digit Out FormA HAND |  | DO-FA-12 12 DIG OUT FORMA | [18 empty] | 1 | 7332552009686 | 0 |  | 196.2 | 11.8 | 9 | 5.7 | 605.34 | [23 empty] | 2 | Y | [12 empty] | XX3 | PO | 9032900090 | [14 empty] | SmartX I/O-module, 12 digitale uitgangen, Form A | SmartX I/O-module, 12 sorties digitales, Form A
Schneider Electric | Schneider Electric | 01022021 |  | Schneider Electric |  | BM | SXWDOC8HX10001 |  |  | 853.52 |  | 1 |  | 1 | SmartX I/O, 8 Digit Uit FormC HAND | SmartX I/O, 8 Digit Out FormC HAND |  | DO-FC-8-H 8 DO FORMC HAND | [18 empty] | 1 | 7332552009693 | 0 |  | 235.8 | 11.7 | 9 | 5.7 | 600.21 | [23 empty] | 2 | Y | [12 empty] | XX3 | PO | 9032900090 | [14 empty] | SmartX I/O-module, 8 digitale uitgangen, Form C, handbediening | SmartX I/O-module, 8 sorties digitales, Form C, forçage manuel
Schneider Electric | Schneider Electric | 01022021 |  | Schneider Electric |  | BM | SXWDOC8XX10001 |  |  | 581.14 |  | 1 |  | 1 | SmartX I/O, 8 Digit Uit FormC | SmartX I/O, 8 Digit Out FormC |  | DO-FC-8 8 DIG OUT FORMC | [18 empty] | 1 | 7332552009709 | 0 |  | 229.2 | 11.6 | 9 | 5.7 | 595.08 | [23 empty] | 4 | N | [12 empty] | XX3 | PO | 9032900090 | [14 empty] | SmartX I/O-module, 8 digitale uitgangen, Form C | SmartX I/O-module, 8 sorties digitales, Form C
Schneider Electric | Schneider Electric | 01022021 |  | Schneider Electric |  | BM | SXWIPIOAA10001 |  |  | 427.87 |  | 1 |  | 1 | SmartX IP-IO - Module IP 10 DI | SmartX IP-IO - Module IP 10 DI |  | SMARTX MODULE IP-I/O-DI10 | [18 empty] | 1 | 3606489778859 | 0 |  | 417 | 16.3 | 12.4 | 7 | 1414.84 | [23 empty] | 4 | N | [12 empty] | XX3 | PO | 8536508090 | [14 empty] | SmartX IP I/O-module decentraal, 10 digitale ingangen | SmartX IP I/O-module déporté, 10 entrées digitales
Schneider Electric | Schneider Electric | 01022021 |  | Schneider Electric |  | BM | SXWIPIOBA10001 |  |  | 649.53 |  | 1 |  | 1 | SmartX IP-IO - Module IP 10 UI | SmartX IP-IO - Module IP 10 UI |  | SMARTX MODULE IP-I/O-UIO10 | [18 empty] | 1 | 3606489778866 | 0 |  | 417 | 16.3 | 12.4 | 7 | 1414.84 | [23 empty] | 4 | N | [12 empty] | XX3 | PO | 8536508090 | [14 empty] | SmartX IP I/O-module decentraal, 10 universele ingangen | SmartX IP I/O-module déporté, 10 entrées universelles
Schneider Electric | Schneider Electric | 01022021 |  | Schneider Electric |  | BM | SXWIPIOCA10001 |  |  | 690.77 |  | 1 |  | 1 | SmartX IP-IO-UIO5DOFA4 | SmartX IP-IO-UIO5DOFA4 |  | SMARTX MODULE IP-I/O-UIO5DOFA4 | [18 empty] | 1 | 3606489778873 | 0 |  | 417 | 16.3 | 12.4 | 7 | 1414.84 | [23 empty] | 4 | N | [12 empty] | XX3 | PO | 8536508090 | [14 empty] | SmartX IP I/O-module decentraal, 5 univ. ingangen, 4 digit. uitgangen Form A | SmartX IP I/O-module déporté, 5 entrées universelles + 4 sorties digitales Form A
Schneider Electric | Schneider Electric | 01022021 |  | Schneider Electric |  | BM | SXWKITASX10001 |  |  | 5599.46 |  | 1 |  | 1 | SmartX controller, Training kit | SmartX controller, Training kit |  | AUTOMATION SERVER HARDWARE KIT | [18 empty] | 1 |  | 0 |  | 4239 | 0.1 | 0.1 | 0.1 | 0.001 | [23 empty] | 4 | N | [12 empty] | XX3 | PO | 9032890090 | [14 empty] | SmartX controller, AS-P Training/Demo Kit | SmartX controller, AS-P Training/Demo Kit
Schneider Electric | Schneider Electric | 01022021 |  | Schneider Electric |  | BM | SXWMPC15A10001 |  |  | 1031.36 |  | 1 |  | 1 | SmartX controller, MP-C-15 | SmartX controller, MP-C-15 |  | MP-C 15 POINTS 8 UIOB 6 DO TRIACS 1 HP | [18 empty] | 1 | 3606481355447 | 0 |  | 414.6 | 16.3 | 12.3 | 6.9 | 1383.381 | [23 empty] | 4 | N | [12 empty] | XX3 | PO | 85238091 | [14 empty] | SmartX controller, MP-C-15, 15 I/O, 24v, BACnet IP,BTL,B-AAC | SmartX controller MP-C-15, 15 entrées/sorties, 24v, BACnet IP,BTL,B-AAC
Schneider Electric | Schneider Electric | 01022021 |  | Schneider Electric |  | BM | SXWMPC18A10001 |  |  | 1332.84 |  | 1 |  | 1 | SmartX controller, MP-C-18A | SmartX controller, MP-C-18A |  | MP-C 18 POINTS 10 UIOB 4 DO TRIACS 3SPST | [18 empty] | 1 | 3606481355454 | 0 |  | 434.8 | 16.3 | 12.4 | 7 | 1414.84 | [23 empty] | 4 | N | [12 empty] | XX3 | PO | 85238091 | [14 empty] | SmartX controller, MP-C-18, 18 I/O, 24v, BACnet IP,BTL,B-AAC | SmartX controller MP-C-18, 18 entrées/sorties, 24v, BACnet IP,BTL,B-AAC
Schneider Electric | Schneider Electric | 01022021 |  | Schneider Electric |  | BM | SXWMPC18B10001 |  |  | 1237.63 |  | 1 |  | 1 | SmartX controller, MP-C-18B | SmartX controller, MP-C-18B |  | MP-C 18 POINTS 10 UIOB 8 DO TRIACS | [18 empty] | 1 | 3606481355461 | 0 |  | 414.8 | 16.3 | 12.3 | 7 | 1403.43 | [23 empty] | 4 | N | [12 empty] | XX3 | PO | 85238091 | [14 empty] | SmartX controller, MP-C-18, 18 I/O Triac, 24v, BACnet IP,BTL,B-AAC | SmartX controller MP-C-18, 18 entrées/sorties Triac, 24v, BACnet IP,BTL,B-AAC
Schneider Electric | Schneider Electric | 01022021 |  | Schneider Electric |  | BM | SXWMPC24A10001 |  |  | 1904.05 |  | 1 |  | 1 | SmartX controller, MP-C-24 | SmartX controller, MP-C-24 |  | MP-C 24 POINTS 4 UIOC 4 FORM 16 UIOB | [18 empty] | 1 | 3606481355478 | 0 |  | 558.4 | 23.7 | 12.5 | 6.9 | 2044.125 | [23 empty] | 4 | N | [12 empty] | XX3 | PO | 85238091 | [14 empty] | SmartX controller, MP-C-24, 24 I/O, 24v, BACnet IP,BTL,B-AAC | SmartX controller MP-C-24, 24 entrées/sorties, 24v, BACnet IP,BTL,B-AAC
Schneider Electric | Schneider Electric | 01022021 |  | Schneider Electric |  | BM | SXWMPC36A10001 |  |  | 2856.08 |  | 1 |  | 1 | SmartX controller, MP-C-36 | SmartX controller, MP-C-36 |  | MP-C 36 POINTS 8 UIOC 8 FORM 20 UIOB | [18 empty] | 1 | 3606481355485 | 0 |  | 611 | 23.8 | 12.4 | 7 | 2065.84 | [23 empty] | 4 | N | [12 empty] | XX3 | PO | 85238091 | [14 empty] | SmartX controller, MP-C-36, 36 I/O, 24v, BACnet IP,BTL,B-AAC | SmartX controller MP-C-36, 36 entrées/sorties, 24v, BACnet IP,BTL,B-AAC
Schneider Electric | Schneider Electric | 01022021 |  | Schneider Electric |  | BM | SXWMPCCON10001 |  |  | 52.89 |  | 1 |  | 1 | SmartX controller, MP-C CON. KIT | SmartX controller, MP-C CON. KIT |  | MP-C CONNECTOR KIT | [18 empty] | 1 | 3606489451899 | 0 |  | 128 | 15 | 8 | 1.8 | 216 | [23 empty] | 4 | N | [12 empty] | XX3 | PO | 85238091 | [14 empty] | SmartX controller, aansluitklemmen voor MP-C | SmartX controller, borne de connection pour MP-C
Schneider Electric | Schneider Electric | 01022021 |  | Schneider Electric |  | BM | SXWMPCDSP10001 |  |  | 219.5 |  | 1 |  | 1 | SmartX controller, MP-C DISPLAY | SmartX controller, MP-C DISPLAY |  | MP-C OVERRIDE DISPLAY MODULE | [18 empty] | 1 | 3606481355492 | 0 |  | 52.2 | 12.5 | 6.5 | 2.3 | 186.875 | [23 empty] | 4 | N | [12 empty] | XX3 | PO | 85238091 | [14 empty] | SmartX controller, LCD scherm voor MP-C | SmartX controller, écran de commande pou MP-C
Schneider Electric | Schneider Electric | 01022021 |  | Schneider Electric |  | BM | SXWMPV7AX10001 |  |  | 515.69 |  | 1 |  | 1 | SmartX controller, MP-V-7 | SmartX controller, MP-V-7 |  | MP-V 7 POINTS 3 UI 3 DO TRIAC 1 AO | [18 empty] | 1 | 3606481355508 | 0 |  | 1243.6 | 19.5 | 21.1 | 8.4 | 3456.18 | [23 empty] | 4 | N | [12 empty] | XX3 | PO | 85238091 | [14 empty] | SmartX controller MP-V-7, 3 In univ., 3 Uit. digit. - 1 analog. | SmartX controller MP-V-7, 3 entrées univ., 3 sorties digit. - 1 analogique
Schneider Electric | Schneider Electric | 01022021 |  | Schneider Electric |  | BM | SXWMPV9AX10001 |  |  | 595.02 |  | 1 |  | 1 | SmartX controller, MP-V-9 | SmartX controller, MP-V-9 |  | MP-V 9 POINTS 4 UI 3 DO TRIAC 2 AO | [18 empty] | 1 | 3606481355515 | 0 |  | 1255.6 | 19.4 | 21 | 8.4 | 3422.16 | [23 empty] | 16 | N | [12 empty] | XX3 | PO | 85238091 | [14 empty] | SmartX controller MP-V-9, 4 In univ., 3 Uit. digit. - 2 analog. | SmartX controller MP-V-9, 4 entrées univ., 3 sorties digit. - 2 analogiques
Schneider Electric | Schneider Electric | 01022021 |  | Schneider Electric |  | BM | SXWMPVCON10001 |  |  | 39.67 |  | 1 |  | 1 | SmartX controller, MP-V CON. KIT | SmartX controller, MP-V CON. KIT |  | MP-V CONNECTOR KIT | [18 empty] | 1 | 3606489451905 | 0 |  | 49 | 8 | 7 | 1.5 | 84 | [23 empty] | 4 | N | [12 empty] | XX3 | PO | 85238091 | [14 empty] | SmartX controller, aansluitklemmen voor MP-V | SmartX controller, borne de connection pour MP-V
Schneider Electric | Schneider Electric | 01022021 |  | Schneider Electric |  | BM | SXWPS24VX10001 |  |  | 180.92 |  | 1 |  | 1 | SmartX controller, Voeding 24V | SmartX controller, Alimentation 24V |  | PS-24V POWER SUPPLY 24 VAC/VDC | [18 empty] | 1 | 7332552009716 | 0 |  | 211.6 | 11.7 | 9 | 5.6 | 589.68 | [23 empty] | 2 | Y | [12 empty] | XX3 | PO | 9032900090 | [14 empty] | SmartX controller, voeding voor AS-P en IO-modules | SmartX controller, alimentation pour SmartX controler ASP et module entrées/sorties
Schneider Electric | Schneider Electric | 01022021 |  | Schneider Electric |  | BM | SXWRCF12A10001 |  |  | 538.86 |  | 1 |  | 1 | SmartX ZC RP-C-12A-F-24V | SmartX RT RP-C-12A-F-24V |  | SMARTX CONTROLLER RP-C-12A-F-24V | [18 empty] | 1 | 3606489549831 | 0 |  | 356 | 18.5 | 12.5 | 6.7 | 1549.375 | [23 empty] | 4 | N | [12 empty] | XX3 | PO | 8537109199 | [14 empty] | SmartX room controller, Zonecontroller, RP-C-12A 24V | SmartX room controller, Régulateur Terminale, RP-C-12A 24V
Schneider Electric | Schneider Electric | 01022021 |  | Schneider Electric |  | BM | SXWRCF12B10001 |  |  | 538.86 |  | 1 |  | 1 | SmartX ZC RP-C-12B-F-24V | SmartX RT RP-C-12B-F-24V |  | SMARTX CONTROLLER RP-C-12B-F-24V | [18 empty] | 1 | 3606489549848 | 0 |  | 376 | 18.5 | 12.5 | 6.7 | 1549.375 | [23 empty] | 4 | N | [12 empty] | VX2 | PI | 8537109199 | [14 empty] | SmartX room controller, Zonecontroller, RP-C-12B 24V | SmartX room controller, Régulateur Terminale, RP-C-12B 24V
Schneider Electric | Schneider Electric | 01022021 |  | Schneider Electric |  | BM | SXWRCF12C10001 |  |  | 538.86 |  | 1 |  | 1 | SmartX ZC RP-C-12C-F-24V | SmartX RT RP-C-12C-F-24V |  | SMARTX CONTROLLER RP-C-12C-F-24V | [18 empty] | 1 | 3606489549855 | 0 |  | 379 | 18.5 | 12.5 | 6.7 | 1549.375 | [23 empty] | 4 | N | [12 empty] | VX2 | PI | 8537109199 | [14 empty] | SmartX room controller, Zonecontroller, RP-C-12C 24V | SmartX room controller, Régulateur Terminale, RP-C-12C 24V
Schneider Electric | Schneider Electric | 01022021 |  | Schneider Electric |  | BM | SXWRCF16A10002 |  |  | 572 |  | 1 |  | 1 | SmartX ZC RP-C-16A -F-230V | SmartX RT RP-C-16A -F-230V |  | SMARTX CONTROLLER RP-C-16A-F-230V | [18 empty] | 1 | 3606489743611 | 0 |  | 709 | 18.5 | 12.5 | 6.7 | 1549.375 | [23 empty] | 4 | N | [12 empty] | VX2 | PI | 8537109199 | [14 empty] | SmartX room controller, Zonecontroller, RP-C-16A 230V | SmartX room controller, Régulateur Terminale, RP-C-16A 230V
Schneider Electric | Schneider Electric | 01022021 |  | Schneider Electric |  | BM | SXWRE010410001 |  |  | 419.44 |  | 1 |  | 1 | SmartX, RP-C-EXT-0-10V-4 | SmartX, RP-C-EXT-0-10V-4 |  | RP-C-EXT-0-10V-4 | [18 empty] | 1 | 3606481806659 | 0 |  | 468 | 0 | 0 | 0 | 0 | [23 empty] | 6 | N | [12 empty] | VX2 | PI | 85369095 | [14 empty] | SmartX room controller, 0-10V Dimming module zonder voeding | SmartX room controller, Module d'extention pour 4X 0-10V sans alim | [17 empty] | https://eref.se.com/be/nl/sis-tarif/product/SXWRE010410001 | https://eref.se.com/be/fr/sis-tarif/product/SXWRE010410001
Schneider Electric | Schneider Electric | 01022021 |  | Schneider Electric |  | BM | SXWRE0104PD10001 |  |  | 538.89 |  | 1 |  | 1 | SmartX, RP-C-EXT-0-10V-4-PD | SmartX, RP-C-EXT-0-10V-4-PD |  | RP-C-EXT-0-10V-4-PD | [18 empty] | 1 | 3606481806666 | 0 |  | 418 | 13.5 | 7 | 21.2 | 2003.4 | [23 empty] | 4 | N | [12 empty] | VX2 | PI | 85389099 | [14 empty] | SmartX room controller, 0-10V Dimming module met voeding | SmartX room controller, Module d'extention 4X 0-10V avec alim | [17 empty] | https://eref.se.com/be/nl/sis-tarif/product/SXWRE0104PD10001 | https://eref.se.com/be/fr/sis-tarif/product/SXWRE0104PD10001
Schneider Electric | Schneider Electric | 01022021 |  | Schneider Electric |  | BM | SXWRE010DIM10001 |  |  | 450 |  | 1 |  | 1 | SmartX, RP-C-EXT-0-10V-UNIDIM-1 | SmartX, RP-C-EXT-0-10V-UNIDIM-1 |  | RP-C-EXT-0-10V-UNIDIM-1 | [18 empty] | 1 | 3606481923974 | 0 |  | 1 | 9 | 1.8 | 5.2 | 84.24 | [23 empty] | 6 | N | [12 empty] | VX2 | PI | 85364900 | [14 empty] | SmartX room controller, Universele Dimmingsmodule | SmartX room controller, Module d'extention dimming 0-10V | [17 empty] | https://eref.se.com/be/nl/sis-tarif/product/SXWRE010DIM10001 | https://eref.se.com/be/fr/sis-tarif/product/SXWRE010DIM10001
Schneider Electric | Schneider Electric | 01022021 |  | Schneider Electric |  | BM | SXWREB2LVPD10001 |  |  | 337.5 |  | 1 |  | 1 | SmartX, RP-C-EXT-BL-2-LV-PD | SmartX, RP-C-EXT-BL-2-LV-PD |  | RP-C-EXT-BL-2-LV-PD | [18 empty] | 1 | 3606489856748 | 0 |  | 439 | 13.5 | 7 | 21.2 | 2003.4 | [23 empty] | 4 | N | [12 empty] | VX2 | PI | 85389099 | [14 empty] | SmartX Room Controller, Uitbreidingsmod. voor jaloezie, 2 uitgangen, 24V | SmartX room controller, Extension control des stores , 2 canaux, Low Voltage | [17 empty] | https://eref.se.com/be/nl/sis-tarif/product/SXWREB2LVPD10001 | https://eref.se.com/be/fr/sis-tarif/product/SXWREB2LVPD10001
Schneider Electric | Schneider Electric | 01022021 |  | Schneider Electric |  | BM | SXWREB4HVPD10001 |  |  | 362.5 |  | 1 |  | 1 | SmartX, RP-C-EXT-BL-4-HV-PD | SmartX, RP-C-EXT-BL-4-HV-PD |  | RP-C-EXT-BL-4-HV-PD | [18 empty] | 1 | 3606489857172 | 0 |  | 457 | 13.5 | 7 | 21.2 | 2003.4 | [23 empty] | 4 | N | [12 empty] | VX2 | PI | 85389099 | [14 empty] | SmartX Room Controller, Uitbreidingsmod. voor jaloezie, 4 uitgangen, 230V | SmartX room controller, Extension control des stores, 4 canaux, High Voltage | [17 empty] | https://eref.se.com/be/nl/sis-tarif/product/SXWREB4HVPD10001 | https://eref.se.com/be/fr/sis-tarif/product/SXWREB4HVPD10001
Schneider Electric | Schneider Electric | 01022021 |  | Schneider Electric |  | BM | SXWREDALI110001 |  |  | 419.44 |  | 1 |  | 1 | SmartX, RP-C-EXT-DALI-1 | SmartX, RP-C-EXT-DALI-1 |  | RP-C-EXT-DALI-1 | [18 empty] | 1 | 3606489856854 | 0 |  | 483 | 0 | 0 | 0 | 0 | [23 empty] | 6 | N | [12 empty] | VX2 | PI | 85369095 | [14 empty] | SmartX room controller, DALI Dimming module zonder voeding | SmartX room controller, Module d'extention DALI sans alimentation | [17 empty] | https://eref.se.com/be/nl/sis-tarif/product/SXWREDALI110001 | https://eref.se.com/be/fr/sis-tarif/product/SXWREDALI110001
Schneider Electric | Schneider Electric | 01022021 |  | Schneider Electric |  | BM | SXWREDAMPD10001 |  |  | 539 |  | 1 |  | 1 | SmartX, RP-C-EXT-DALI-M-PD | SmartX, RP-C-EXT-DALI-M-PD |  | RP-C-EXT-DALI-M-PD | [18 empty] | 1 | 3606481597021 | 0 |  | 453 | 13.5 | 7 | 21.2 | 2003.4 | [23 empty] | 3 | N | [12 empty] | VX2 | PI | 85389099 | [14 empty] | SmartX Room control, DALI Dimming module met voeding | SmartX room control, Module d'extention DALI avec alimentation pour RP-C
Schneider Electric | Schneider Electric | 01022021 |  | Schneider Electric |  | BM | SXWREKNX10001 |  |  | 333.33 |  | 1 |  | 1 | SmartX, RP-C-EXT-KNX | SmartX, RP-C-EXT-KNX |  | RP-C-EXT-KNX | [18 empty] | 1 | 3606489856830 | 0 |  | 50 | 0 | 0 | 0 | 0 | [23 empty] | 6 | N | [12 empty] | VX2 | PI | 85364900 | [14 empty] | SmartX room controller, KNX interface module | SmartX room controller, Module d'extention, interface KNX | [17 empty] | https://eref.se.com/be/nl/sis-tarif/product/SXWREKNX10001 | https://eref.se.com/be/fr/sis-tarif/product/SXWREKNX10001
Schneider Electric | Schneider Electric | 01022021 |  | Schneider Electric |  | BM | SXWREMSBLE10001 |  |  | 400 |  | 1 |  | 1 | SmartX, RP-C-EXT-MS-BLE | SmartX, RP-C-EXT-MS-BLE |  | RP-C-EXT-MS-BLE | [18 empty] | 1 | 3606489856779 | 0 |  | 98 | 13.5 | 7 | 21.2 | 2003.4 | [23 empty] | 3 | N | [12 empty] | VX2 | PI | 85365080 | [14 empty] | SmartX Room control, multi- Sensor voor RP-C | SmartX room control, Multi-capteur pour RP-C | [17 empty] | https://eref.se.com/be/nl/sis-tarif/product/SXWREMSBLE10001 | https://eref.se.com/be/fr/sis-tarif/product/SXWREMSBLE10001
Schneider Electric | Schneider Electric | 01022021 |  | Schneider Electric |  | BM | SXWRERCBLE10001 |  |  | 197.5 |  | 1 |  | 1 | SmartX, RP-C-afstandsbediening BLE | SmartX, RP-C-télécommande BLE |  | RP-C-RC-BLE | [18 empty] | 1 | 3606489856816 | 0 |  | 121 | 0 | 0 | 0 | 0 | [23 empty] | 6 | N | [12 empty] | VX2 | PI | 85364900 | [14 empty] | SmartX Room Controller, Afstandsbediening Bluetooth voor RP-C | SmartX room controller, Télécommande, Bluetooth pour RP-C
Schneider Electric | Schneider Electric | 01022021 |  | Schneider Electric |  | BM | SXWREREL410001 |  |  | 480.56 |  | 1 |  | 1 | SmartX, RP-C-EXT-REL-4 | SmartX, RP-C-EXT-REL-4 |  | RP-C-EXT-REL-4 | [18 empty] | 1 | 3606489872014 | 0 |  | 468 | 0 | 0 | 0 | 0 | [23 empty] | 6 | N | [12 empty] | VX2 | PI | 85369095 | [14 empty] | SmartX room controller, Relay Module without power distribution | SmartX room controller, Module d'extention 4 relais sans alimentation | [17 empty] | https://eref.se.com/be/nl/sis-tarif/product/SXWREREL410001 | https://eref.se.com/be/fr/sis-tarif/product/SXWREREL410001
Schneider Electric | Schneider Electric | 01022021 |  | Schneider Electric |  | BM | SXWRESMI2LVPD10001 |  |  | 538.89 |  | 1 |  | 1 | SmartX, RP-C-EXT-BL-SMI-2-LV-PD | SmartX, RP-C-EXT-BL-SMI-2-LV-PD |  | RP-C-EXT-BL-SMI-2-LV-PD | [18 empty] | 1 | 3606489856793 | 0 |  | 489 | 0 | 0 | 0 | 0 | [23 empty] | 6 | N | [12 empty] | VX2 | PI | 85371098 | [14 empty] | SmartX room controller, Uitbreidingsmod. voor jaloezie SMI, 230V | SmartX room controller, Module d'extention stores SMI, 24V | [17 empty] | https://eref.se.com/be/nl/sis-tarif/product/SXWRESMI2LVPD10001 | https://eref.se.com/be/fr/sis-tarif/product/SXWRESMI2LVPD10001
Schneider Electric | Schneider Electric | 01022021 |  | Schneider Electric |  | BM | SXWRESMI4HVPD10001 |  |  | 538.89 |  | 1 |  | 1 | SmartX, RP-C-EXT-BL-SMI-4-HV-PD | SmartX, RP-C-EXT-BL-SMI-4-HV-PD |  | RP-C-EXT-BL-SMI-4-HV-PD | [18 empty] | 1 | 3606489856809 | 0 |  | 487 | 0 | 0 | 0 | 0 | [23 empty] | 6 | N | [12 empty] | VX2 | PI | 85371098 | [14 empty] | SmartX room controller, Uitbreidingsmod. voor jaloezie SMI, 24V | SmartX room controller, Module d'extention stores SMI, 230V | [17 empty] | https://eref.se.com/be/nl/sis-tarif/product/SXWRESMI4HVPD10001 | https://eref.se.com/be/fr/sis-tarif/product/SXWRESMI4HVPD10001
Schneider Electric | Schneider Electric | 01022021 |  | Schneider Electric |  | BM | SXWRPCCOV10001 |  |  | 15.2 |  | 1 |  | 1 | SmartX ZC, RP-C terminal cover | SmartX RT, RP-C capot bornier |  | RP-C TERMINAL COVER | [18 empty] | 1 | 3606489832995 | 0 |  | 62 | 19 | 6 | 6 | 684 | [23 empty] | 4 | N | [12 empty] | VX2 | PI | 3926909790 | [14 empty] | SmartX room controller, RP-C Afdekplaat voor klemmen | SmartX room controller, RP-C capot pour bornes
Schneider Electric | Schneider Electric | 01022021 |  | Schneider Electric |  | BM | SXWRTD16X10001 |  |  | 880.01 |  | 1 |  | 1 | SmartX I/O, 16 Digit In RTD | SmartX I/O, 16 Digit In RTD |  | RTD-DI-16 16 RTD AND DIG IN | [18 empty] | 1 | 7332552010446 | 0 |  | 173.2 | 11.8 | 9 | 5.7 | 605.34 | [23 empty] | 2 | Y | [12 empty] | XX3 | PO | 9032900090 | [14 empty] | SmartX I/O-module, 16 ingangen RTD/DI | SmartX I/O-module, 16 entrées RTD/DI
Schneider Electric | Schneider Electric | 01022021 |  | Schneider Electric |  | BM | SXWSATXXXRXX |  |  | 41.22 |  | 1 |  | 1 | SmartX Sensor,T°,10KT3,No COM,W/Cover | SmartX Sensor,T°,10KT3,No COM,W/Cover |  | SENSOR,TEMP,10KT3,NO COMMS,W/COVER | [18 empty] | 1 | 3606489507282 | 0 |  | 79 | 14 | 9.7 | 4.8 | 651.84 | [23 empty] | 4 | N | [12 empty] | FL1 | N8 | 85238091 | [14 empty] | SmartX Sensor, tempertatuur, 10K Type 3, Geen config, witte cover | SmartX sensor, temp, Résistif 10K Type 3, pas de config., face avant blanche
Schneider Electric | Schneider Electric | 01022021 |  | Schneider Electric |  | BM | SXWSATXXXSLX |  |  | 123.65 |  | 1 |  | 1 | SmartX Sensor,T°,LCD,SPS,PBO,W/Cover | SmartX Sensor,T°,LCD,SPS,PBO,W/Cover |  | SENSOR,TEMP,LCD,3 BUTTON,W/COVER | [18 empty] | 1 | 3606489507275 | 0 |  | 113 | 14 | 9.7 | 4.8 | 651.84 | [23 empty] | 4 | N | [12 empty] | FL1 | N8 | 85238091 | [14 empty] | SmartX Sensor, temperatuur, LCD, 3 knoppen ,witte cover | SmartX sensor temp, écran LCD, 3 boutons, face avant blanche | [17 empty] | https://eref.se.com/be/nl/sis-tarif/product/SXWSATXXXSLX | https://eref.se.com/be/fr/sis-tarif/product/SXWSATXXXSLX
Schneider Electric | Schneider Electric | 01022021 |  | Schneider Electric |  | BM | SXWSBTHCXSXX |  |  | 467.09 |  | 1 |  | 1 | SmartX Sensor, T°, HR, CO2, Base | SmartX Sensor, T°, HR, CO2, Base |  | SENSOR BASE,TEMP,HUMIDITY,CO2 | [18 empty] | 1 | 3606489507268 | 0 |  | 129.4 | 14.2 | 9.7 | 4.9 | 674.926 | [23 empty] | 4 | N | [12 empty] | FL1 | N8 | 85238091 | [14 empty] | SmartX Sensor, tempertatuur, Rel.vochtigheid, CO2, zonder cover | SmartX sensor, embase pour capteur temp. + humid. + CO2, face avant non incluse | [17 empty] | https://eref.se.com/be/nl/sis-tarif/product/SXWSBTHCXSXX | https://eref.se.com/be/fr/sis-tarif/product/SXWSBTHCXSXX
Schneider Electric | Schneider Electric | 01022021 |  | Schneider Electric |  | BM | SXWSBTHXXSXX |  |  | 233.55 |  | 1 |  | 1 | SmartX Sensor, T°, HR, Base | SmartX Sensor, T°, HR, Base |  | SENSOR BASE,TEMP,HUMIDITY | [18 empty] | 1 | 3606489507244 | 0 |  | 67 | 14 | 9.7 | 4.8 | 651.84 | [23 empty] | 4 | N | [12 empty] | FL1 | N8 | 85238091 | [14 empty] | SmartX Sensor, tempertatuur, Rel.vochtigheid, zonder cover | SmartX sensor, embase capteur température + humidité, face avant non incluse | [17 empty] | https://eref.se.com/be/nl/sis-tarif/product/SXWSBTHXXSXX | https://eref.se.com/be/fr/sis-tarif/product/SXWSBTHXXSXX
Schneider Electric | Schneider Electric | 01022021 |  | Schneider Electric |  | BM | SXWSBTXCXSXX |  |  | 431.57 |  | 1 |  | 1 | SmartX Sensor, T°, CO2, Base | SmartX Sensor, T°, CO2, Base |  | SENSOR BASE,TEMP,CO2 | [18 empty] | 1 | 3606489507251 | 0 |  | 126 | 14.1 | 9.8 | 4.8 | 663.264 | [23 empty] | 4 | N | [12 empty] | FL1 | N8 | 85238091 | [14 empty] | SmartX Sensor, tempertatuur, CO2, zonder cover | SmartX sensor, embase pour capteur température + CO2, face avant non incluse | [17 empty] | https://eref.se.com/be/nl/sis-tarif/product/SXWSBTXCXSXX | https://eref.se.com/be/fr/sis-tarif/product/SXWSBTXCXSXX
Schneider Electric | Schneider Electric | 01022021 |  | Schneider Electric |  | BM | SXWSBTXXXSXX |  |  | 82.43 |  | 1 |  | 1 | SmartX Sensor, T°, Base | SmartX Sensor, T°, Base |  | SENSOR BASE,TEMP | [18 empty] | 1 | 3606489507237 | 0 |  | 125 | 14.2 | 9.6 | 4.8 | 654.336 | [23 empty] | 4 | N | [12 empty] | FL1 | N8 | 85238091 | [14 empty] | SmartX Sensor, tempertatuursensor, zonder cover | SmartX sensor, sonde température, face avant non incluse | [17 empty] | https://eref.se.com/be/nl/sis-tarif/product/SXWSBTXXXSXX | https://eref.se.com/be/fr/sis-tarif/product/SXWSBTXXXSXX
Schneider Electric | Schneider Electric | 01022021 |  | Schneider Electric |  | BM | SXWSC2PSELXW |  |  | 297 |  | 1 |  | 1 | SmartX Sensor, Cover,TCH.,2B LT,OC,OP.W | SmartX Sensor, Cover,TCH.,2B LT,OCC,OP.B |  | COVER,TOUCHSCREEN,2B LIGHT,OCC,OPTM WHT | [18 empty] | 1 | 3606481732552 | 0 |  | 121 | 0 | 0 | 0 | 0 | [23 empty] | 4 | N | [12 empty] | FL1 | N8 | 90279080 | [14 empty] | SmartX Sensor, voorkant, Touchscreen, 2 knoppen Lighting, PIR, Optimum Witte | SmartX Sensor, face avant, Touchscreen, 2 Boutons Lighting, PIR, Optimum Blanc | [17 empty] | https://eref.se.com/be/nl/sis-tarif/product/SXWSC2PSELXW | https://eref.se.com/be/fr/sis-tarif/product/SXWSC2PSELXW
Schneider Electric | Schneider Electric | 01022021 |  | Schneider Electric |  | BM | SXWSC2XSELXB |  |  | 187 |  | 1 |  | 1 | SmartX Sensor, Cover,TCH.,2B LT,OP. Z | SmartX Sensor, Cover,TCH.,2B LT,OP. N |  | COVER,TOUCHSCREEN,2B LIGHT,OPTM BLK | [18 empty] | 1 | 3606481732576 | 0 |  | 121 | 0 | 0 | 0 | 0 | [23 empty] | 4 | N | [12 empty] | FL1 | N8 | 90279080 | [14 empty] | SmartX Sensor, voorkant, Touchscreen, 2 knoppen Lighting, Optimum Zwart | SmartX Sensor, face avant, Touchscreen, 2 Boutons Lighting, Optimum Noir | [17 empty] | https://eref.se.com/be/nl/sis-tarif/product/SXWSC2XSELXB | https://eref.se.com/be/fr/sis-tarif/product/SXWSC2XSELXB
Schneider Electric | Schneider Electric | 01022021 |  | Schneider Electric |  | BM | SXWSC2XSELXW |  |  | 192.61 |  | 1 |  | 1 | SmartX Sensor,cover,Tch.,2B Lt,Op. W | SmartX Sensor,cover,Tch.,2B Lt,Op. B |  | COVER,TOUCHSCREEN,2B LIGHT,OPTM WHT | [18 empty] | 1 | 3606481732538 | 0 |  | 121 | 0 | 0 | 0 | 0 | [23 empty] | 4 | N | [12 empty] | FL1 | N8 | 90279080 | [14 empty] | SmartX Sensor, voorkant, Touchscreen, 2 knoppen Lighting, Optimum Witte | SmartX Sensor, face avant, Touchscreen, 2 boutons Lighting, Optimum Blanc | [17 empty] | https://eref.se.com/be/nl/sis-tarif/product/SXWSC2XSELXW | https://eref.se.com/be/fr/sis-tarif/product/SXWSC2XSELXW
Schneider Electric | Schneider Electric | 01022021 |  | Schneider Electric |  | BM | SXWSC3PSELXB |  |  | 213.75 |  | 1 |  | 1 | SmartX Sensor, Cover,3B,OV,SETP,OC,OP.Z | SmartX Sensor, Cover,3B,OVER,STP,OC,OP.N |  | COVER,3B,OVERRIDE,SETPOINT,OCC,OPTM BLK | [18 empty] | 1 | 3606481732514 | 0 |  | 121 | 14 | 9.7 | 4.8 | 651.84 | [23 empty] | 4 | N | [12 empty] | FL1 | N8 | 90279080 | [14 empty] | SmartX Sensor, voorkant, 3 knoppen, Setpoint, Override, PIR, Optimum Zwart | SmartX Sensor, face avant, 3 Boutons, Setpoint, Override, PIR, Optimum Noir | [17 empty] | https://eref.se.com/be/nl/sis-tarif/product/SXWSC3PSELXB | https://eref.se.com/be/fr/sis-tarif/product/SXWSC3PSELXB
Schneider Electric | Schneider Electric | 01022021 |  | Schneider Electric |  | BM | SXWSC3PSELXW |  |  | 213.75 |  | 1 |  | 1 | SmartX Sensor, Cover,3B,OV,STP,OC,OP.W | SmartX Sensor, Cover,3B,OVER,STP,OC,OP.B |  | COVER,3B,OVERRIDE,SETPOINT,OCC,OPTM WHT | [18 empty] | 1 | 3606481732453 | 0 |  | 121 | 14 | 9.7 | 4.8 | 651.84 | [23 empty] | 4 | N | [12 empty] | FL1 | N8 | 90279080 | [14 empty] | SmartX Sensor, voorkant, 3 knoppen, Setpoint, Override, PIR, Optimum Witte | SmartX Sensor, face avant, 3 Boutons, Setpoint, Override, PIR, Optimum Blanc | [17 empty] | https://eref.se.com/be/nl/sis-tarif/product/SXWSC3PSELXW | https://eref.se.com/be/fr/sis-tarif/product/SXWSC3PSELXW
Schneider Electric | Schneider Electric | 01022021 |  | Schneider Electric |  | BM | SXWSC3PSELXX |  |  | 206.08 |  | 1 |  | 1 | SmartX Sensor,cover,Override,Setp,Occ | SmartX Sensor,cover,Override,Setp,Occ |  | COVER PLATE,OVERRIDE,SETPOINT,OCC | [18 empty] | 1 | 3606489507336 | 0 |  | 134 | 14 | 9.7 | 4.8 | 651.84 | [23 empty] | 4 | N | [12 empty] | FL1 | N8 | 85238091 | [14 empty] | SmartX Sensor, voorkant, 3 knoppen, Setpoint, Override, PIR, Matwit | SmartX Sensor, face avant, 3 Boutons, Setpoint, Override, PIR, Blanc mat | [17 empty] | https://eref.se.com/be/nl/sis-tarif/product/SXWSC3PSELXX | https://eref.se.com/be/fr/sis-tarif/product/SXWSC3PSELXX
Schneider Electric | Schneider Electric | 01022021 |  | Schneider Electric |  | BM | SXWSC3XSELXB |  |  | 67.5 |  | 1 |  | 1 | SmartX Sensor, Cover,3B,OV,STP,OP. Z | SmartX Sensor, Cover,3B,OVER,STP,OP. N |  | COVER,3B,OVERRIDE,SETPOINT,OPTM BLK | [18 empty] | 1 | 3606481732484 | 0 |  | 121 | 14 | 9.7 | 4.8 | 651.84 | [23 empty] | 4 | N | [12 empty] | FL1 | N8 | 90279080 | [14 empty] | SmartX Sensor, voorkant, 3 knoppen, Setpoint, Override, Optimum Zwart | SmartX Sensor, face avant, 3 Boutons, Setpoint, Override, Optimum Noir | [17 empty] | https://eref.se.com/be/nl/sis-tarif/product/SXWSC3XSELXB | https://eref.se.com/be/fr/sis-tarif/product/SXWSC3XSELXB
Schneider Electric | Schneider Electric | 01022021 |  | Schneider Electric |  | BM | SXWSC3XSELXW |  |  | 67.5 |  | 1 |  | 1 | SmartX Sensor, Cover,3B,OV,STP,OP. W | SmartX Sensor, Cover,3B,OVER,STP,OP. B |  | COVER,3B,OVERRIDE,SETPOINT,OPTM WHT | [18 empty] | 1 | 3606481732422 | 0 |  | 121 | 14 | 9.7 | 4.8 | 651.84 | [23 empty] | 4 | N | [12 empty] | FL1 | N8 | 90279080 | [14 empty] | SmartX Sensor, voorkant, 3 knoppen, Setpoint, Override, Optimum Witte | SmartX Sensor, face avant, 3 Boutons, Setpoint, Override, Optimum Blanc | [17 empty] | https://eref.se.com/be/nl/sis-tarif/product/SXWSC3XSELXW | https://eref.se.com/be/fr/sis-tarif/product/SXWSC3XSELXW
Schneider Electric | Schneider Electric | 01022021 |  | Schneider Electric |  | BM | SXWSC3XSELXX |  |  | 52.84 |  | 1 |  | 1 | SmartX Sensor, cover,Over, Setp. | SmartX Sensor, cover,Over, Setp. |  | COVER PLATE,OVERRIDE, SETPOINT | [18 empty] | 1 | 3606489507305 | 0 |  | 70 | 14 | 9.7 | 4.8 | 651.84 | [23 empty] | 4 | N | [12 empty] | FL1 | N8 | 85238091 | [14 empty] | SmartX Sensor, voorkant, 3 knoppen, Setpoint, Override, Matwit | SmartX Sensor, face avant, 3 Boutons, Setpoint, Override, Blanc mat | [17 empty] | https://eref.se.com/be/nl/sis-tarif/product/SXWSC3XSELXX | https://eref.se.com/be/fr/sis-tarif/product/SXWSC3XSELXX
Schneider Electric | Schneider Electric | 01022021 |  | Schneider Electric |  | BM | SXWSC4PSELXB |  |  | 301.5 |  | 1 |  | 1 | SmartX Sensor, Cover,TCH,4B LT/B,OC,OP.Z | SmartX Sensor, Cover,TCH,4B LT/B,OC,OP.N |  | COVER,TOUCHSCREEN,4B LT/BLD,OCC,OPTM BLK | [18 empty] | 1 | 3606481732606 | 0 |  | 121 | 0 | 0 | 0 | 0 | [23 empty] | 4 | N | [12 empty] | FL1 | N8 | 90279080 | [14 empty] | SmartX Sensor, voorkant, Touchscreen, 4 knoppen Light/Blind, PIR, Optimum Zwart | SmartX Sensor, face avant, Touchscreen, 4 Boutons Light/Blind, PIR, Optimum Noir | [17 empty] | https://eref.se.com/be/nl/sis-tarif/product/SXWSC4PSELXB | https://eref.se.com/be/fr/sis-tarif/product/SXWSC4PSELXB
Schneider Electric | Schneider Electric | 01022021 |  | Schneider Electric |  | BM | SXWSC4PSELXW |  |  | 301.5 |  | 1 |  | 1 | SmartX Sensor, Cover,TCH,4B LT/B,OC,OP.W | SmartX Sensor, Cover,TCH,4B LT/B,OC,OP.B |  | COVER,TOUCHSCREEN,4B LT/BLD,OCC,OPTM WHT | [18 empty] | 1 | 3606481732569 | 0 |  | 121 | 0 | 0 | 0 | 0 | [23 empty] | 4 | N | [12 empty] | FL1 | N8 | 90279080 | [14 empty] | SmartX Sensor, voorkant, Touchscreen, 4 knoppen Light/Blind, PIR, Optimum Witte | SmartX Sensor, face avant, Touchscreen, 4 Boutons Light/Blind, PIR, Optim. Blanc | [17 empty] | https://eref.se.com/be/nl/sis-tarif/product/SXWSC4PSELXW | https://eref.se.com/be/fr/sis-tarif/product/SXWSC4PSELXW
Schneider Electric | Schneider Electric | 01022021 |  | Schneider Electric |  | BM | SXWSC4XSELXB |  |  | 155.25 |  | 1 |  | 1 | SmartX Sensor, Cover,TCH,4B LT/B,OP. Z | SmartX Sensor, Cover,TCH,4B LT/B,OP. N |  | COVER,TOUCHSCREEN,4B LT/BLD,OPTM BLK | [18 empty] | 1 | 3606481732583 | 0 |  | 121 | 0 | 0 | 0 | 0 | [23 empty] | 4 | N | [12 empty] | FL1 | N8 | 90279080 | [14 empty] | SmartX Sensor, voorkant, Touchscreen, 4 knoppen Light/Blind, Optimum Zwart | SmartX Sensor, face avant, Touchscreen, 4 Boutons Light/Blind, Optimum Noir | [17 empty] | https://eref.se.com/be/nl/sis-tarif/product/SXWSC4XSELXB | https://eref.se.com/be/fr/sis-tarif/product/SXWSC4XSELXB
Schneider Electric | Schneider Electric | 01022021 |  | Schneider Electric |  | BM | SXWSC4XSELXW |  |  | 155.25 |  | 1 |  | 1 | SmartX Sensor, Cover,TCH,4B LT/B,OP. W | SmartX Sensor, Cover,TCH,4B LT/B,OP. B |  | COVER,TOUCHSCREEN,4B LT/BLD,OPTM WHT | [18 empty] | 1 | 3606481732545 | 0 |  | 121 | 0 | 0 | 0 | 0 | [23 empty] | 4 | N | [12 empty] | FL1 | N8 | 90279080 | [14 empty] | SmartX Sensor, voorkant, Touchscreen, 4 knoppen Light/Blind, Optimum Witte | SmartX Sensor, face avant, Touchscreen, 4 Boutons Light/Blind, Optimum Blanc | [17 empty] | https://eref.se.com/be/nl/sis-tarif/product/SXWSC4XSELXW | https://eref.se.com/be/fr/sis-tarif/product/SXWSC4XSELXW
Schneider Electric | Schneider Electric | 01022021 |  | Schneider Electric |  | BM | SXWSCABLE10002 |  |  | 101.23 |  | 1 |  | 1 | SmartX I/O, S-kabel 1.5m ANGLE | SmartX I/O, S-cable 1.5m ANGLE |  | S-CABLE, 1.5 M, ANGLE | [18 empty] | 1 | 7332552009839 | 0 |  | 234 | 18.5 | 11.5 | 7.5 | 1595.625 | [23 empty] | 2 | Y | [12 empty] | XX3 | PO | 9032900090 | [14 empty] | SmartX S-kabel hoekvormig voor verbinding IO-modules, lengte 1,5 m | SmartX S-cable de liaison en angle pour module I/O, longueur 1,5m
Schneider Electric | Schneider Electric | 01022021 |  | Schneider Electric |  | BM | SXWSCABLE10003 |  |  | 52.94 |  | 1 |  | 1 | SmartX I/O, S-kabel 0.75m ANGLE | SmartX I/O, S-cable 0.75m ANGLE |  | S-CABLE 0.75M ANGLE | [18 empty] | 1 | 7332552010439 | 0 |  | 135.6 | 18.5 | 11.3 | 4.1 | 857.105 | [23 empty] | 5 | N | [12 empty] | XX3 | PO | 9032900090 | [14 empty] | SmartX S-kabel hoekvormig voor verbinding IO-modules, lengte 0,75 m | SmartX S-cable de liaison en angle pour module I/O, longueur 0,75m | [17 empty] | https://eref.se.com/be/nl/sis-tarif/product/SXWSCABLE10003 | https://eref.se.com/be/fr/sis-tarif/product/SXWSCABLE10003
Schneider Electric | Schneider Electric | 01022021 |  | Schneider Electric |  | BM | SXWSCBPSELXB |  |  | 162 |  | 1 |  | 1 | SmartX Sensor, Cover,Bl,OCC,OP. Z | SmartX Sensor, Cover,Bl,OCC,OP. N |  | COVER,BLANK,OCC,OPTM BLK | [18 empty] | 1 | 3606481732521 | 0 |  | 121 | 14 | 9.7 | 4.8 | 651.84 | [23 empty] | 4 | N | [12 empty] | FL1 | N8 | 90279080 | [14 empty] | SmartX Sensor, voorkant, Blank, PIR, Optimum Zwart | SmartX Sensor, face avant, Blank, PIR, Optimum Noir | [17 empty] | https://eref.se.com/be/nl/sis-tarif/product/SXWSCBPSELXB | https://eref.se.com/be/fr/sis-tarif/product/SXWSCBPSELXB
Schneider Electric | Schneider Electric | 01022021 |  | Schneider Electric |  | BM | SXWSCBPSELXW |  |  | 162 |  | 1 |  | 1 | SmartX Sensor, Cover,Bl,OCC,OP. W | SmartX Sensor, Cover,Bl,OCC,OP. B |  | COVER,BLANK,OCC,OPTM WHT | [18 empty] | 1 | 3606481732460 | 0 |  | 121 | 14 | 9.7 | 4.8 | 651.84 | [23 empty] | 4 | N | [12 empty] | FL1 | N8 | 90279080 | [14 empty] | SmartX Sensor, voorkant, Blank, PIR, Optimum Witte | SmartX Sensor, face avant, Blank, PIR, Optimum Blanc | [17 empty] | https://eref.se.com/be/nl/sis-tarif/product/SXWSCBPSELXW | https://eref.se.com/be/fr/sis-tarif/product/SXWSCBPSELXW
Schneider Electric | Schneider Electric | 01022021 |  | Schneider Electric |  | BM | SXWSCBPSELXX |  |  | 158.52 |  | 1 |  | 1 | SmartX Sensor,cover,Blank,Occ | SmartX Sensor,cover,Blank,Occ |  | COVER PLATE,BLANKCOVER,OCC | [18 empty] | 1 | 3606489507343 | 0 |  | 67 | 14 | 9.7 | 4.8 | 651.84 | [23 empty] | 4 | N | [12 empty] | FL1 | N8 | 85238091 | [14 empty] | SmartX Sensor, voorkant, Blank, PIR, Matwit | SmartX Sensor, face avant, Blank, PIR, Blanc mat | [17 empty] | https://eref.se.com/be/nl/sis-tarif/product/SXWSCBPSELXX | https://eref.se.com/be/fr/sis-tarif/product/SXWSCBPSELXX
Schneider Electric | Schneider Electric | 01022021 |  | Schneider Electric |  | BM | SXWSCBXSELXB |  |  | 18 |  | 1 |  | 1 | SmartX Sensor, cover,Blank,Op. Z | SmartX Sensor, cover,Blank,Op. N |  | COVER,BLANK,OPTM BLK | [18 empty] | 1 | 3606481732491 | 0 |  | 121 | 14 | 9.7 | 4.8 | 651.84 | [23 empty] | 4 | N | [12 empty] | FL1 | N8 | 90279080 | [14 empty] | SmartX Sensor, voorkant, Blank, Optimum Zwart | SmartX Sensor, face avant, Blank, Optimum Noir | [17 empty] | https://eref.se.com/be/nl/sis-tarif/product/SXWSCBXSELXB | https://eref.se.com/be/fr/sis-tarif/product/SXWSCBXSELXB
Schneider Electric | Schneider Electric | 01022021 |  | Schneider Electric |  | BM | SXWSCBXSELXW |  |  | 18 |  | 1 |  | 1 | SmartX Sensor, cover, ,Blank,Op. W | SmartX Sensor, cover, ,Blank,Op. B |  | COVER,BLANK,OPTM WHT | [18 empty] | 1 | 3606481732439 | 0 |  | 121 | 14 | 9.7 | 4.8 | 651.84 | [23 empty] | 4 | N | [12 empty] | FL1 | N8 | 90279080 | [14 empty] | SmartX Sensor, voorkant, Blank, Optimum Witte | SmartX Sensor, face avant, Blank, Optimum Blanc | [17 empty] | https://eref.se.com/be/nl/sis-tarif/product/SXWSCBXSELXW | https://eref.se.com/be/fr/sis-tarif/product/SXWSCBXSELXW
Schneider Electric | Schneider Electric | 01022021 |  | Schneider Electric |  | BM | SXWSCBXSELXX |  |  | 13.21 |  | 1 |  | 1 | SmartX Sensor,cover,Blank | SmartX Sensor,cover,Blank |  | COVER PLATE,BLANK COVER | [18 empty] | 1 | 3606489507312 | 0 |  | 49.6 | 1.2 | 0.9 | 0.2 | 0.216 | [23 empty] | 4 | N | [12 empty] | FL1 | N8 | 85238091 | [14 empty] | SmartX Sensor, voorkant, Blank, Matwit | SmartX Sensor, face avant, Blank, Blanc mat | [17 empty] | https://eref.se.com/be/nl/sis-tarif/product/SXWSCBXSELXX | https://eref.se.com/be/fr/sis-tarif/product/SXWSCBXSELXX
Schneider Electric | Schneider Electric | 01022021 |  | Schneider Electric |  | BM | SXWSCDPSELXB |  |  | 279 |  | 1 |  | 1 | SmartX Sensor, cover,Tch,Occ,Op. Z | SmartX Sensor, cover,Tch,Occ,Op. N |  | COVER,TOUCHSCREEN,OCC,OPTM BLK | [18 empty] | 1 | 3606481732507 | 0 |  | 121 | 0 | 0 | 0 | 0 | [23 empty] | 4 | N | [12 empty] | FL1 | N8 | 90279080 | [14 empty] | SmartX Sensor, voorkant, Touchscreen, Setpoint, Override, PIR, Optimum Zwart | SmartX Sensor, face avant, Touchscreen, Setpoint, Override, PIR, Optimum Noir | [17 empty] | https://eref.se.com/be/nl/sis-tarif/product/SXWSCDPSELXB | https://eref.se.com/be/fr/sis-tarif/product/SXWSCDPSELXB
Schneider Electric | Schneider Electric | 01022021 |  | Schneider Electric |  | BM | SXWSCDPSELXW |  |  | 279 |  | 1 |  | 1 | SmartX Sensor,cover,Tch,Occ,Op. W | SmartX Sensor,cover,Tch,Occ,Op. B |  | COVER,TOUCHSCREEN,OCC,OPTM WHT | [18 empty] | 1 | 3606481732446 | 0 |  | 121 | 0 | 0 | 0 | 0 | [23 empty] | 4 | N | [12 empty] | FL1 | N8 | 90279080 | [14 empty] | SmartX Sensor, voorkant, Touchscreen, Setpoint, Override, PIR, Optimum Witte | SmartX Sensor, face avant, Touchscreen, Setpoint, Override, PIR, Optimum Blanc | [17 empty] | https://eref.se.com/be/nl/sis-tarif/product/SXWSCDPSELXW | https://eref.se.com/be/fr/sis-tarif/product/SXWSCDPSELXW
Schneider Electric | Schneider Electric | 01022021 |  | Schneider Electric |  | BM | SXWSCDPSELXX |  |  | 237.78 |  | 1 |  | 1 | SmartX Sensor, cover,Tch,Basic,Occ | SmartX Sensor, cover,Tch,Basic,Occ |  | COVER PLATE,USER INTERFACE,BASIC,OCC | [18 empty] | 1 | 3606489507329 | 0 |  | 145.2 | 14.2 | 9.7 | 4.8 | 661.152 | [23 empty] | 4 | N | [12 empty] | FL1 | N8 | 85238091 | [14 empty] | SmartX Sensor, voorkant, Touchscreen, Setpoint, Override, PIR, Matwit | SmartX Sensor, face avant, Touchscreen, Setpoint, Override, PIR, Blanc mat | [17 empty] | https://eref.se.com/be/nl/sis-tarif/product/SXWSCDPSELXX | https://eref.se.com/be/fr/sis-tarif/product/SXWSCDPSELXX
Schneider Electric | Schneider Electric | 01022021 |  | Schneider Electric |  | BM | SXWSCDXSELXB |  |  | 132.75 |  | 1 |  | 1 | SmartX Sensor, cover,Tch,Op. Z | SmartX Sensor, cover,Tch,Op. N |  | COVER,TOUCHSCREEN,OPTM BLK | [18 empty] | 1 | 3606481732477 | 0 |  | 121 | 0 | 0 | 0 | 0 | [23 empty] | 4 | N | [12 empty] | FL1 | N8 | 90279080 | [14 empty] | SmartX Sensor, voorkant, Touchscreen, Setpoint, Override, Optimum Zwart | SmartX Sensor, face avant, Touchscreen, Setpoint, Override, Optimum Noir | [17 empty] | https://eref.se.com/be/nl/sis-tarif/product/SXWSCDXSELXB | https://eref.se.com/be/fr/sis-tarif/product/SXWSCDXSELXB
Schneider Electric | Schneider Electric | 01022021 |  | Schneider Electric |  | BM | SXWSCDXSELXW |  |  | 132.75 |  | 1 |  | 1 | SmartX Sensor,cover,Tch,Op. W | SmartX Sensor,cover,Tch,Op. B |  | COVER,TOUCHSCREEN,OPTM WHT | [18 empty] | 1 | 3606481732415 | 0 |  | 121 | 0 | 0 | 0 | 0 | [23 empty] | 4 | N | [12 empty] | FL1 | N8 | 90279080 | [14 empty] | SmartX Sensor, voorkant, Touchscreen, Setpoint, Override, Optimum Witte | SmartX Sensor, face avant, Touchscreen, Setpoint, Override, Optimum Blanc | [17 empty] | https://eref.se.com/be/nl/sis-tarif/product/SXWSCDXSELXW | https://eref.se.com/be/fr/sis-tarif/product/SXWSCDXSELXW
Schneider Electric | Schneider Electric | 01022021 |  | Schneider Electric |  | BM | SXWSCDXSELXX |  |  | 92.47 |  | 1 |  | 1 | SmartX Sensor,cover,Tch,Basic | SmartX Sensor,cover,Tch,Basic |  | COVER PLATE,USER INTERFACE,BASIC | [18 empty] | 1 | 3606489507299 | 0 |  | 140.8 | 14 | 9.7 | 4.8 | 651.84 | [23 empty] | 4 | N | [12 empty] | FL1 | N8 | 85238091 | [14 empty] | SmartX Sensor, voorkant, Touchscreen, Setpoint, Override, Matwit | SmartX Sensor, face avant, Touchscreen, Setpoint, Override, Blanc mat | [17 empty] | https://eref.se.com/be/nl/sis-tarif/product/SXWSCDXSELXX | https://eref.se.com/be/fr/sis-tarif/product/SXWSCDXSELXX
Schneider Electric | Schneider Electric | 01022021 |  | Schneider Electric |  | BM | SXWSWASDBXS001 |  |  | 303.92 |  | 1 |  | 1 | TIMESCALE DB OPTION - SMARTX | TIMESCALE DB OPTION - SMARTX |  | TIMESCALE DB OPTION - SMARTX | [18 empty] | 1 |  | 0 |  | 10 | 0 | 0 | 0 | 0 | [23 empty] | 3 | N | [12 empty] | XX2 | PN | 8523492000 | [14 empty] | EcostruXure Building Operation, TIMESCALE DB OPTION - SmartX | EcostruXure Building Operation, TIMESCALE DB OPTION - SmartX
Schneider Electric | Schneider Electric | 01022021 |  | Schneider Electric |  | BM | SXWSWASES00001 |  |  | 379.03 |  | 1 |  | 1 | ES HOSTING AS PACK - 1 | ES HOSTING AS PACK - 1 |  | ES HOSTING AS PACK - 1 | [18 empty] | 1 |  | 0 |  | 10 | 0.1 | 0.1 | 0.1 | 0.001 | [23 empty] | 3 | N | [12 empty] | XX2 | PN | 85238091 | [14 empty] | EcostruXure Building Operation, licentie Entreprise Server Hosting AS Pack - 1 | EcostruXure Building Operation, licence Entreprise Server HOSTING AS PACK - 1
Schneider Electric | Schneider Electric | 01022021 |  | Schneider Electric |  | BM | SXWSWASES00050 |  |  | 9777.78 |  | 1 |  | 1 | ES Hosting AS - 50 | ES Hosting AS - 50 |  | ES HOSTING AS - 50 | [18 empty] | 1 |  | 0 |  | 1 | 0 | 0 | 0 | 0 | [23 empty] | 4 | N | [12 empty] | XX2 | PN | 85238090 | [14 empty] | EcostruXure Building Operation, ES Hosting AS - 50 | EcostruXure Building Operation, ES Hosting AS - 50
Schneider Electric | Schneider Electric | 01022021 |  | Schneider Electric |  | BM | SXWSWASUP00001 |  |  | 281.11 |  | 1 |  | 1 | AS UPGRADE - 1 AS | AS UPGRADE - 1 AS |  | AS UPGRADE | [18 empty] | 1 | 3606481792235 | 0 |  | 10 | 0 | 0 | 0 | 0 | [23 empty] | 5 | N | [12 empty] | XX2 | PN | 85238090 | [14 empty] | EcostruXure Building Operation, AS UPGRADE 1,X - 1 AS | EcostruXure Building Operation, AS UPGRADE 1,X - 1 AS
Schneider Electric | Schneider Electric | 01022021 |  | Schneider Electric |  | BM | SXWSWCLIENT0001 |  |  | 1962.23 |  | 1 |  | 1 | BUILDING OPERATION CLIENT-1 | BUILDING OPERATION CLIENT-1 |  | BUILDING OPERATION CLIENT-1 | [18 empty] | 1 | 3606481792259 | 0 |  | 10 | 0.1 | 0.1 | 0.1 | 0.001 | [23 empty] | 3 | N | [12 empty] | XX2 | PN | 85238091 | [14 empty] | EcostruXure Building Operation, licentie Building Operation Client 1 | EcostruXure Building Operation, licence Building Opération Client 1
Schneider Electric | Schneider Electric | 01022021 |  | Schneider Electric |  | BM | SXWSWCLIENT0005 |  |  | 8356.82 |  | 1 |  | 1 | BUILDING OPERATION CLIENT-5 | BUILDING OPERATION CLIENT-5 |  | BUILDING OPERATION CLIENT  5 | [18 empty] | 1 | 3606481792266 | 0 |  | 10 | 0 | 0 | 0 | 0 | [23 empty] | 5 | N | [12 empty] | XX2 | PN | 8523809000 | [14 empty] | EcostruXure Building Operation, licentie Building Operation Client 5 | EcostruXure Building Operation, licence Building Opération Client 5
Schneider Electric | Schneider Electric | 01022021 |  | Schneider Electric |  | BM | SXWSWCLIENT0010 |  |  | 15938.75 |  | 1 |  | 1 | BUILDING OPERATION CLIENT-10 | BUILDING OPERATION CLIENT-10 |  | BUILDING OPERATION CLIENT  10 | [18 empty] | 1 | 3606481792273 | 0 |  | 10 | 0.1 | 0.1 | 0.1 | 0.001 | [23 empty] | 5 | N | [12 empty] | XX2 | PN | 8523809000 | [14 empty] | EcostruXure Building Operation, licentie Building Operation Client 10 | EcostruXure Building Operation, licence Building Opération Client 10
Schneider Electric | Schneider Electric | 01022021 |  | Schneider Electric |  | BM | SXWSWCLIENT0025 |  |  | 34562.1 |  | 1 |  | 1 | CLIENT BUILDING OPERATION - 25 CLIENTS | CLIENT BUILDING OPERATION - 25 CLIENTS |  | BUILDING OPERATION CLIENT  25 | [18 empty] | 1 | 3606481792280 | 0 |  | 10 | 0.1 | 0.1 | 0.1 | 0.001 | [23 empty] | 3 | N | [12 empty] | XX2 | PN | 8523809000 | [14 empty] | EcostruXure Building Operation, licentie Building Operation Client 25 | EcostruXure Building Operation, licence Building Opération Client 25
Schneider Electric | Schneider Electric | 01022021 |  | Schneider Electric |  | BM | SXWSWCLIENT0999 |  |  | 55120.6 |  | 1 |  | 1 | BUILDING OPERATION CLIENT-UNL | BUILDING OPERATION CLIENT-UNL |  | BUILDING OPERATION CLIENT-UNL | [18 empty] | 1 | 3606481792297 | 0 |  | 10 | 0.1 | 0.1 | 0.1 | 0.001 | [23 empty] | 3 | N | [12 empty] | XX2 | PN | 85238091 | [14 empty] | EcostruXure Building Operation, licentie Building Operation Client onbeperkt | EcostruXure Building Operation, licence Building Opération Client illim.
Schneider Electric | Schneider Electric | 01022021 |  | Schneider Electric |  | BM | SXWSWCLIEX00001 |  |  | 1071 |  | 1 |  | 1 | EBO CLIENT - 1 - SMARTX | EBO CLIENT - 1 - SMARTX |  | EBO CLIENT - 1 - SMARTX | [18 empty] | 1 |  | 0 |  | 10 | 0 | 0 | 0 | 0 | [23 empty] | 3 | N | [12 empty] | XX2 | PN | 8523492000 | [14 empty] | EcostruXure Building Operation, licentie EBO CLIENT, 1 gebruiker | EcostruXure Building Operation, licence EBO CLIENT, 1 utilisateur
Schneider Electric | Schneider Electric | 01022021 |  | Schneider Electric |  | BM | SXWSWCLIEX00005 |  |  | 3927 |  | 1 |  | 1 | EBO CLIENT - 5 - SMARTX | EBO CLIENT - 5 - SMARTX |  | EBO CLIENT - 5 - SMARTX | [18 empty] | 1 |  | 0 |  | 10 | 0 | 0 | 0 | 0 | [23 empty] | 3 | N | [12 empty] | XX2 | PN | 8523492000 | [14 empty] | EcostruXure Building Operation, licentie EBO CLIENT, 5 gebruikers | EcostruXure Building Operation, licence EBO CLIENT, 5 utilisateurs
Schneider Electric | Schneider Electric | 01022021 |  | Schneider Electric |  | BM | SXWSWCMPLPK001 |  |  | 11111.11 |  | 1 |  | 1 | Regulated Ind Compliance Pack | Regulated Ind Compliance Pack |  | REGULATED IND COMPLIANCE PACK | [18 empty] | 1 |  | 0 |  | 1 | 0 | 0 | 0 | 0 | [23 empty] | 4 | N | [12 empty] | XX2 | PN | 85238090 | [14 empty] | EcostruXure Building Operation, Regulated Ind Compliance Pack | EcostruXure Building Operation, Regulated Ind Compliance Pack
Schneider Electric | Schneider Electric | 01022021 |  | Schneider Electric |  | BM | SXWSWDASH00001 |  |  | 2861.04 |  | 1 |  | 1 | PERSONAL DASHBOARDS | LICENCE TABLEAUX BORD PERSONNALISABLES |  | PERSONAL DASHBOARDS | [18 empty] | 1 |  | 0 |  | 10 | 0 | 0 | 0 | 0 | [23 empty] | 3 | N | [12 empty] | XX2 | PN | 8523492000 | [14 empty] | EcostruXure Building Operation, licentie Software personal dashboards | EcostruXure Building Operation, licence Software de personnal dashboards
Schneider Electric | Schneider Electric | 01022021 |  | Schneider Electric |  | BM | SXWSWDASHX0001 |  |  | 1152.8 |  | 1 |  | 1 | PERSONAL DASHBOARDS - SMARTX | PERSONAL DASHBOARDS - SMARTX |  | PERSONAL DASHBOARDS - SMARTX | [18 empty] | 1 |  | 0 |  | 10 | 0 | 0 | 0 | 0 | [23 empty] | 3 | N | [12 empty] | XX2 | PN | 8523492000 | [14 empty] | EcostruXure Building Operation, licence Software personnal dashboards - SmartX | EcostruXure Building Operation, licence Software personnal dashboards-SmartX
Schneider Electric | Schneider Electric | 01022021 |  | Schneider Electric |  | BM | SXWSWECDBTS001 |  |  | 2305.6 |  | 1 |  | 1 | OPTION TIMESCALE DB EC | OPTION TIMESCALE DB EC |  | Timescale DB Option # EC | [18 empty] | 1 |  | 0 |  | 10 | 0 | 0 | 0 | 0 | [23 empty] | 3 | N | [12 empty] | XX2 | PN | 8523492000 | [14 empty] | EcostruXure Building Operation, licentie optie externe database | EcostruXure Building Operation, licence option database externe
Schneider Electric | Schneider Electric | 01022021 |  | Schneider Electric |  | BM | SXWSWECPDFSS01 |  |  | 4444.44 |  | 1 |  | 1 | Building Operation PDF Sign EC | Building Operation PDF Sign EC |  | BUILDING OPERATION PDF SIGN EC | [18 empty] | 1 |  | 0 |  | 1 | 0 | 0 | 0 | 0 | [23 empty] | 4 | N | [12 empty] | XX2 | PN | 85238090 | [14 empty] | EcostruXure Building Operation, Building Operation PDF Sign EC | EcostruXure Building Operation, Building Operation PDF Sign EC
Schneider Electric | Schneider Electric | 01022021 |  | Schneider Electric |  | BM | SXWSWECUP23005 |  |  | 4506.4 |  | 1 |  | 1 | EC Up fr 2.X - 5 or less ES | EC Up fr 2.X - 5 or less ES |  | EC UP FR 2.X - 5 OR LESS ES | [18 empty] | 1 |  | 0 |  | 10 | 0 | 0 | 0 | 0 | [23 empty] | 3 | N | [12 empty] | XX2 | PN | 8523492000 | [14 empty] | EcostruXure Building Operation, licentie Entreprise Central Upg voor max. 5 ES | EcostruXure Building Operation, licence Entreprise Central Upg. max. 5 ES
Schneider Electric | Schneider Electric | 01022021 |  | Schneider Electric |  | BM | SXWSWECUP23010 |  |  | 12016.37 |  | 1 |  | 1 | EC Up fr 2.X - 10 or less ES | EC Up fr 2.X - 10 or less ES |  | EC UP FR 2.X - 10 OR LESS ES | [18 empty] | 1 |  | 0 |  | 10 | 0 | 0 | 0 | 0 | [23 empty] | 3 | N | [12 empty] | XX2 | PN | 8523492000 | [14 empty] | EcostruXure Building Operation, licentie Entreprise Central Upg voor max. 10 ES | EcostruXure Building Operation, licence Entreprise Central Upg. max. 10 ES
Schneider Electric | Schneider Electric | 01022021 |  | Schneider Electric |  | BM | SXWSWECXX00005 |  |  | 26163 |  | 1 |  | 1 | ENTERPRISE CENTRAL - 5 | ENTERPRISE CENTRAL - 5 |  | ENTERPRISE CENTRAL - 5 | [18 empty] | 1 |  | 0 |  | 10 | 0.1 | 0.1 | 0.1 | 0.001 | [23 empty] | 3 | N | [12 empty] | XX2 | PN | 85238091 | [14 empty] | EcostruXure Building Operation, licentie Entreprise Central voor max. 5 ES | EcostruXure Building Operation, lic. Entreprise Central max. 5 Entreprise Server
Schneider Electric | Schneider Electric | 01022021 |  | Schneider Electric |  | BM | SXWSWECXX00010 |  |  | 46234.13 |  | 1 |  | 1 | ENTERPRISE CENTRAL - 10 | ENTERPRISE CENTRAL - 10 |  | ENTERPRISE CENTRAL - 10 | [18 empty] | 1 |  | 0 |  | 10 | 0.1 | 0.1 | 0.1 | 0.001 | [23 empty] | 3 | N | [12 empty] | XX2 | PN | 85238091 | [14 empty] | EcostruXure Building Operation, licentie Entreprise Central voor max. 10 ES | EcostruXure Building Operation, lic. Entreprise Central max 10 Entreprise Server
Schneider Electric | Schneider Electric | 01022021 |  | Schneider Electric |  | BM | SXWSWEDIT00001 |  |  | 8656.84 |  | 1 |  | 1 | EDITORS,1USER,NO MAINT | EDITORS,1USER,NO MAINT |  | EDITORS,1 USER, MAINTENANCE 1 YR INCL | [18 empty] | 1 | 3606481322951 | 0 |  | 10 | 0.1 | 0.1 | 0.1 | 0.001 | [23 empty] | 3 | N | [12 empty] | XX2 | PN | 8523809000 | [14 empty] | EcostruXure Building Operation, licentie Editors, 1 gebruiker | EcostruXure Building Operation, Editors, 1user, No maint.
Schneider Electric | Schneider Electric | 01022021 |  | Schneider Electric |  | BM | SXWSWESDBTS001 |  |  | 440.16 |  | 1 |  | 1 | OPTION TIMESCALE DB POUR ES | OPTION TIMESCALE DB POUR ES |  | TIMESCALE DB OPTION - ES | [18 empty] | 1 |  | 0 |  | 10 | 0 | 0 | 0 | 0 | [23 empty] | 3 | N | [12 empty] | XX2 | PN | 8523492000 | [14 empty] | EcostruXure Building Operation, Option Timescale DB voor ES | EcostruXure Building Operation, Option Timescale DB pour ES
Schneider Electric | Schneider Electric | 01022021 |  | Schneider Electric |  | BM | SXWSWESEC00005 |  |  | 55555.56 |  | 1 |  | 1 | Add ES to EC - 5 | Add ES to EC - 5 |  | ADD ES TO EC - 5 | [18 empty] | 1 |  | 0 |  | 1 | 0 | 0 | 0 | 0 | [23 empty] | 4 | N | [12 empty] | XX2 | PN | 85238090 | [14 empty] | EcostruXure Building Operation, Add ES to EC - 5 | EcostruXure Building Operation, Add ES to EC - 5
Schneider Electric | Schneider Electric | 01022021 |  | Schneider Electric |  | BM | SXWSWESPDFSS01 |  |  | 4444.44 |  | 1 |  | 1 | Building Operation PDF Sign ES | Building Operation PDF Sign ES |  | BUILDING OPERATION PDF SIGN ES | [18 empty] | 1 |  | 0 |  | 1 | 0 | 0 | 0 | 0 | [23 empty] | 4 | N | [12 empty] | XX2 | PN | 85238090 | [14 empty] | EcostruXure Building Operation, Building Operation PDF Sign ES | EcostruXure Building Operation, Building Operation PDF Sign ES
Schneider Electric | Schneider Electric | 01022021 |  | Schneider Electric |  | BM | SXWSWESUP13010 |  |  | 1321.45 |  | 1 |  | 1 | ES UP FR 1.X - 10 OR LESS AS | ES UP FR 1.X - 10 OR LESS AS |  | ES UP FR 1.X - 10 OR LESS AS | [18 empty] | 1 |  | 0 |  | 10 | 0 | 0 | 0 | 0 | [23 empty] | 3 | N | [12 empty] | XX2 | PN | 8523492000 | [14 empty] | EcostruXure Building Operation, licentie Upgrade ES 1.X voor max. 10 AS | EcostruXure Building Operation, licence Upg. Entreprise Serveur 1.x max. 10 AS
Schneider Electric | Schneider Electric | 01022021 |  | Schneider Electric |  | BM | SXWSWESUP13050 |  |  | 1807.12 |  | 1 |  | 1 | ES UP FR 1.X - 50 OR LESS AS | ES UP FR 1.X - 50 OR LESS AS |  | ES UP FR 1.X - 50 OR LESS AS | [18 empty] | 1 |  | 0 |  | 10 | 0 | 0 | 0 | 0 | [23 empty] | 3 | N | [12 empty] | XX2 | PN | 8523492000 | [14 empty] | EcostruXure Building Operation,licentie Upgrade ES 1.X voor max. 50 AS | EcostruXure Building Operation, licence Upg Entreprise Serveur 1.x max. 50 AS
Schneider Electric | Schneider Electric | 01022021 |  | Schneider Electric |  | BM | SXWSWESUP13100 |  |  | 2117.73 |  | 1 |  | 1 | ES UP FR 1.X - 100 OR LESS AS | ES UP FR 1.X - 100 OR LESS AS |  | ES UP FR 1.X - 100 OR LESS AS | [18 empty] | 1 |  | 0 |  | 10 | 0 | 0 | 0 | 0 | [23 empty] | 3 | N | [12 empty] | XX2 | PN | 8523492000 | [14 empty] | EcostruXure Building Operation, licentie Upgrade EBO 1.X voor max. 100 AS | EcostruXure Building Operation, licentie Upgrade EBO 1.X voor max. 100 AS
Schneider Electric | Schneider Electric | 01022021 |  | Schneider Electric |  | BM | SXWSWESUP13250 |  |  | 2675.67 |  | 1 |  | 1 | ES UP FR 1.X - 250 OR LESS AS | ES UP FR 1.X - 250 OR LESS AS |  | ES UP FR 1.X - 250 OR LESS AS | [18 empty] | 1 |  | 0 |  | 10 | 0 | 0 | 0 | 0 | [23 empty] | 3 | N | [12 empty] | XX2 | PN | 8523492000 | [14 empty] | EcostruXure Building Operation, licentie Upgrade EBO 1.X voor max. 250 AS | EcostruXure Building Operation, licentie Upgrade EBO 1.X voor max. 250 AS
Schneider Electric | Schneider Electric | 01022021 |  | Schneider Electric |  | BM | SXWSWESUP23010 |  |  | 1321.45 |  | 1 |  | 1 | ES UP FR 2.X - 10 OR LESS AS | ES UP FR 2.X - 10 OR LESS AS |  | ES UP FR 2.X - 10 OR LESS AS | [18 empty] | 1 |  | 0 |  | 10 | 0 | 0 | 0 | 0 | [23 empty] | 3 | N | [12 empty] | XX2 | PN | 8523492000 | [14 empty] | EcostruXure Building Operation, licentie Upgrade EBO 2.X voor max. 10 AS | EcostruXure Building Operation, licentie Upgrade EBO 2.X voor max. 10 AS
Schneider Electric | Schneider Electric | 01022021 |  | Schneider Electric |  | BM | SXWSWESUP23050 |  |  | 1807.12 |  | 1 |  | 1 | ES UP FR 2.X - 50 OR LESS AS | ES UP FR 2.X - 50 OR LESS AS |  | ES UP FR 2.X - 50 OR LESS AS | [18 empty] | 1 |  | 0 |  | 10 | 0 | 0 | 0 | 0 | [23 empty] | 3 | N | [12 empty] | XX2 | PN | 8523492000 | [14 empty] | EcostruXure Building Operation, licentie Upgrade EBO 2.X voor max. 50 AS | EcostruXure Building Operation, licentie Upgrade EBO 2.X voor max. 50 AS
Schneider Electric | Schneider Electric | 01022021 |  | Schneider Electric |  | BM | SXWSWESUP23100 |  |  | 2117.73 |  | 1 |  | 1 | ES UP FR 2.X - 100 OR LESS AS | ES UP FR 2.X - 100 OR LESS AS |  | ES UP FR 2.X - 100 OR LESS AS | [18 empty] | 1 |  | 0 |  | 10 | 0 | 0 | 0 | 0 | [23 empty] | 3 | N | [12 empty] | XX2 | PN | 8523492000 | [14 empty] | EcostruXure Building Operation, licentie Upgrade EBO 2.X voor max. 100 AS | EcostruXure Building Operation, licentie Upgrade EBO 2.X voor max. 100 AS
Schneider Electric | Schneider Electric | 01022021 |  | Schneider Electric |  | BM | SXWSWESUP23250 |  |  | 2675.67 |  | 1 |  | 1 | ES UP FR 2.X - 250 OR LESS AS | ES UP FR 2.X - 250 OR LESS AS |  | ES UP FR 2.X - 250 OR LESS AS | [18 empty] | 1 |  | 0 |  | 10 | 0 | 0 | 0 | 0 | [23 empty] | 3 | N | [12 empty] | XX2 | PN | 8523492000 | [14 empty] | EcostruXure Building Operation, licentie Upgrade EBO 2.X voor max. 250 AS | EcostruXure Building Operation, licentie Upgrade EBO 2.X voor max. 250 AS
Schneider Electric | Schneider Electric | 01022021 |  | Schneider Electric |  | BM | SXWSWESXX00001 |  |  | 5432.12 |  | 1 |  | 1 | ES, NO MAINT | ES, NO MAINT |  | Enterprise Server, no maint | [18 empty] | 1 | 3606481322920 | 0 |  | 10 | 0.1 | 0.1 | 0.1 | 0.001 | [23 empty] | 3 | N | [12 empty] | XX2 | PN | 8523809000 | [14 empty] | EcostruXure Building Operation, licen. ES, max. 1 EcoStruxure SmartX Edge Ser. | EcostruXure Building Operation, licence ES, max. 1 EcoStruxure SmartX Edge ser.
Schneider Electric | Schneider Electric | 01022021 |  | Schneider Electric |  | BM | SXWSWESXX00010 |  |  | 4037.56 |  | 1 |  | 1 | ENTERPRISE SERVER - 10 | ENTERPRISE SERVER - 10 |  | ENTERPRISE SERVER - 10 | [18 empty] | 1 | 3606481792365 | 0 |  | 10 | 0.1 | 0.1 | 0.1 | 0.001 | [23 empty] | 3 | N | [12 empty] | XX2 | PN | 85238091 | [14 empty] | EcostruXure Building Operation, licen. ES, max. 10 EcoStruxure SmartX Edge Ser. | EcostruXure Building Operation, licence ES, max. 10 EcoStruxure SmartX Edge ser.
Schneider Electric | Schneider Electric | 01022021 |  | Schneider Electric |  | BM | SXWSWESXX00050 |  |  | 6188.05 |  | 1 |  | 1 | ENTERPRISE SERVER - 50 | ENTERPRISE SERVER - 50 |  | ENTERPRISE SERVER - 50 | [18 empty] | 1 | 3606481792372 | 0 |  | 10 | 0.1 | 0.1 | 0.1 | 0.001 | [23 empty] | 3 | N | [12 empty] | XX2 | PN | 8523809000 | [14 empty] | EcostruXure Building Operation, licen. ES, max. 50 EcoStruxure SmartX Edge Ser. | EcostruXure Building Operation, licence ES, max. 50 EcoStruxure SmartX Edge ser.
Schneider Electric | Schneider Electric | 01022021 |  | Schneider Electric |  | BM | SXWSWESXX00100 |  |  | 6994.49 |  | 1 |  | 1 | ENTERPRISE SERVER - 100 | ENTERPRISE SERVER - 100 |  | ENTERPRISE SERVER - 100 | [18 empty] | 1 | 3606481792389 | 0 |  | 10 | 0.1 | 0.1 | 0.1 | 0.001 | [23 empty] | 3 | N | [12 empty] | XX2 | PN | 8523809000 | [14 empty] | EcostruXure Building Operation, licen. ES, max. 100 EcoStruxure SmartX Edge Ser. | EcostruXure Building Operation, licence ES, max. 100 EcoStruxure SmartX Edg ser.
Schneider Electric | Schneider Electric | 01022021 |  | Schneider Electric |  | BM | SXWSWESXX00250 |  |  | 9548.2 |  | 1 |  | 1 | ENTERPRISE SERVER - 250 | ENTERPRISE SERVER - 250 |  | ENTERPRISE SERVER - 250 | [18 empty] | 1 | 3606481792396 | 0 |  | 10 | 0.1 | 0.1 | 0.1 | 0.001 | [23 empty] | 3 | N | [12 empty] | XX2 | PN | 85238091 | [14 empty] | EcostruXure Building Operation, licen. ES, max. 250 EcoStruxure SmartX Edge Ser. | EcostruXure Building Operation, licence ES, max. 250 EcoStruxure SmartX Edg ser.
Schneider Electric | Schneider Electric | 01022021 |  | Schneider Electric |  | BM | SXWSWEWSX00001 |  |  | 987.35 |  | 1 |  | 1 | WEBSERVICES, EWS CONS | WEBSERVICES, EWS CONS |  | WEBSERVICES, EWS CONS | [18 empty] | 1 | 3606481323002 | 0 |  | 10 | 0.1 | 0.1 | 0.1 | 0.001 | [23 empty] | 3 | N | [12 empty] | XX2 | PN | 8523809000 | [14 empty] | EcostruXure Building Operation, licentie Webservices EWS, Consume | EcostruXure Building Operation, licence Webservices EWS, Consume | [17 empty] | https://eref.se.com/be/nl/sis-tarif/product/SXWSWEWSX00001 | https://eref.se.com/be/fr/sis-tarif/product/SXWSWEWSX00001
Schneider Electric | Schneider Electric | 01022021 |  | Schneider Electric |  | BM | SXWSWEWSX00002 |  |  | 2240.51 |  | 1 |  | 1 | WEBSERVICES, EWS CONS,SRV | WEBSERVICES, EWS CONS,SRV |  | WEBSERVICES, EWS CONS,SRV | [18 empty] | 1 | 3606481323019 | 0 |  | 10 | 0.1 | 0.1 | 0.1 | 0.001 | [23 empty] | 3 | N | [12 empty] | XX2 | PN | 8523809000 | [14 empty] | EcostruXure Building Operation, licentie Webservices EWS, Consume + serve | EcostruXure Building Operation, licence Webservices EWS, Consume + serve | [17 empty] | https://eref.se.com/be/nl/sis-tarif/product/SXWSWEWSX00002 | https://eref.se.com/be/fr/sis-tarif/product/SXWSWEWSX00002
Schneider Electric | Schneider Electric | 01022021 |  | Schneider Electric |  | BM | SXWSWEWSX00003 |  |  | 5710.03 |  | 1 |  | 1 | WEBSERVICES, EWS CONS,SRV,HIST | WEBSERVICES, EWS CONS,SRV,HIST |  | WEBSERVICES, EWS CONS,SRV,HIST | [18 empty] | 1 | 3606481323026 | 0 |  | 10 | 0.1 | 0.1 | 0.1 | 0.001 | [23 empty] | 3 | N | [12 empty] | XX2 | PN | 8523809000 | [14 empty] | EcostruXure Building Operation, licen. Webservices EWS, Consume+serve+hist. data | EcostruXure Building Operation, lic. Webser. EWS, Consume + serve + hist. data | [17 empty] | https://eref.se.com/be/nl/sis-tarif/product/SXWSWEWSX00003 | https://eref.se.com/be/fr/sis-tarif/product/SXWSWEWSX00003
Schneider Electric | Schneider Electric | 01022021 |  | Schneider Electric |  | BM | SXWSWEWSXX0001 |  |  | 482.08 |  | 1 |  | 1 | EBO WS EWS CONSUME - SMARTX | EBO WS EWS CONSUME - SMARTX |  | EBO WS EWS CONSUME - SMARTX | [18 empty] | 1 |  | 0 |  | 10 | 0 | 0 | 0 | 0 | [23 empty] | 3 | N | [12 empty] | XX2 | PN | 8523492000 | [14 empty] | EcostruXure Building Operation, licentie Webservices EWS, Consume | EcostruXure Building Operation, licence Webservices EWS, Consume
Schneider Electric | Schneider Electric | 01022021 |  | Schneider Electric |  | BM | SXWSWEWSXX0002 |  |  | 932.08 |  | 1 |  | 1 | EBO WS EWS C+SERVE - SMARTX | EBO WS EWS C+SERVE - SMARTX |  | EBO WS EWS C+SERVE - SMARTX | [18 empty] | 1 |  | 0 |  | 10 | 0 | 0 | 0 | 0 | [23 empty] | 3 | N | [12 empty] | XX2 | PN | 8523492000 | [14 empty] | EcostruXure Building Operation, licentie Webservices EWS, Consume + serve | EcostruXure Building Operation, licence Webservices EWS, Consume + serve
Schneider Electric | Schneider Electric | 01022021 |  | Schneider Electric |  | BM | SXWSWEWSXX0003 |  |  | 8392.38 |  | 1 |  | 1 | EBO WS EWS C+S+HIST - SMARTX | EBO WS EWS C+S+HIST - SMARTX |  | EBO WS EWS C+S+HIST - SMARTX | [18 empty] | 1 |  | 0 |  | 10 | 0 | 0 | 0 | 0 | [23 empty] | 3 | N | [12 empty] | XX2 | PN | 8523492000 | [14 empty] | EcostruXure Building Operation, licen. Webservices EWS, Consume+serve+hist. data | EcostruXure Building Operation, licence Webservices, Consume+serve+hist.data
Schneider Electric | Schneider Electric | 01022021 |  | Schneider Electric |  | BM | SXWSWGWSX00001 |  |  | 33.32 |  | 1 |  | 1 | WEBSERVICES, GENERIC CONSUME | WEBSERVICES, GENERIC CONSUME |  | WEBSERVICES, GENERIC CONSUME | [18 empty] | 1 | 3606481323033 | 0 |  | 10 | 0.1 | 0.1 | 0.1 | 0.001 | [23 empty] | 3 | N | [12 empty] | XX2 | PN | 8523809000 | [14 empty] | EcostruXure Building Operation, licentie WebService Generic Consume | EcostruXure Building Operation, licence WebService Generic Consume | [17 empty] | https://eref.se.com/be/nl/sis-tarif/product/SXWSWGWSX00001 | https://eref.se.com/be/fr/sis-tarif/product/SXWSWGWSX00001
Schneider Electric | Schneider Electric | 01022021 |  | Schneider Electric |  | BM | SXWSWGWSXX0001 |  |  | 73.36 |  | 1 |  | 1 | EBO WS GEN CONSUME - SMARTX | EBO WS GEN CONSUME - SMARTX |  | EBO WS GEN CONSUME - SMARTX | [18 empty] | 1 |  | 0 |  | 10 | 0 | 0 | 0 | 0 | [23 empty] | 3 | N | [12 empty] | XX2 | PN | 8523492000 | [14 empty] | EcostruXure Building Operation, licentie WebService Generic Consume | EcostruXure Building Operation, licence WebService Generic Consume
Schneider Electric | Schneider Electric | 01022021 |  | Schneider Electric |  | BM | SXWSWLNSX00001 |  |  | 1185.96 |  | 1 |  | 1 | OPENLNS REGISTRATION KEY | OPENLNS REGISTRATION KEY |  | OPENLNS REGISTRATION KEY | [18 empty] | 1 | 3606489642822 | 0 |  | 1 | 0.1 | 0.1 | 0.1 | 0.001 | [23 empty] | 10 | N | [12 empty] | XX2 | PN | 8523809000 | [14 empty] | EcostruXure Building Operation, activatiesleutel voor openLNS in EBO | EcostruXure Building Operation, clé d'activation pour openLNS dans EBO
Schneider Electric | Schneider Electric | 01022021 |  | Schneider Electric |  | BM | SXWSWMQTTSRW01 |  |  | 3333.33 |  | 1 |  | 1 | MQTT - Publish - ES | MQTT - Publish - ES |  | MQTT - PUBLISH - ES | [18 empty] | 1 |  | 0 |  | 1 | 0 | 0 | 0 | 0 | [23 empty] | 4 | N | [12 empty] | XX2 | PN | 85238090 | [14 empty] | EcostruXure Building Operation, MQTT - Publish - ES | EcostruXure Building Operation, MQTT - Publish - ES
Schneider Electric | Schneider Electric | 01022021 |  | Schneider Electric |  | BM | SXWSWMQTTXRW01 |  |  | 444.44 |  | 1 |  | 1 | MQTT - Publish - SmartX | MQTT - Publish - SmartX |  | MQTT - PUBLISH - SMARTX | [18 empty] | 1 |  | 0 |  | 1 | 0 | 0 | 0 | 0 | [23 empty] | 4 | N | [12 empty] | XX2 | PN | 85238090 | [14 empty] | EcostruXure Building Operation, MQTT - Publish - SmartX | EcostruXure Building Operation, MQTT - Publish - SmartX
Schneider Electric | Schneider Electric | 01022021 |  | Schneider Electric |  | BM | SXWSWNDES00005 |  |  | 684.27 |  | 1 |  | 1 | ES HOSTED NODE PACK - 5 | ES HOSTED NODE PACK - 5 |  | ES HOSTED NODE PACK - 5 | [18 empty] | 1 | 3606481792402 | 0 |  | 10 | 0.1 | 0.1 | 0.1 | 0.001 | [23 empty] | 3 | N | [12 empty] | XX2 | PN | 85238091 | [14 empty] | EcostruXure Building Operation, licentie toevoegen max. 5 hosted nodes in ES | EcostruXure Building Operation, licen. ajout max. 5 hosted nodes à l'ES
Schneider Electric | Schneider Electric | 01022021 |  | Schneider Electric |  | BM | SXWSWNDES00010 |  |  | 1368.53 |  | 1 |  | 1 | ES HOSTED NODE PACK - 10 | ES HOSTED NODE PACK - 10 |  | ES HOSTED NODE PACK - 10 | [18 empty] | 1 | 3606481792419 | 0 |  | 10 | 0.1 | 0.1 | 0.1 | 0.001 | [23 empty] | 3 | N | [12 empty] | XX2 | PN | 85238091 | [14 empty] | EcostruXure Building Operation, licentie toevoegen max. 10 hosted nodes in ES | EcostruXure Building Operation, licen. ajout max. 10 hosted nodes à l'ES
Schneider Electric | Schneider Electric | 01022021 |  | Schneider Electric |  | BM | SXWSWNDES00025 |  |  | 1981.15 |  | 1 |  | 1 | ES HOSTED NODE PACK - 25 | ES HOSTED NODE PACK - 25 |  | ES HOSTED NODE PACK - 25 | [18 empty] | 1 | 3606481792426 | 0 |  | 10 | 0.1 | 0.1 | 0.1 | 0.001 | [23 empty] | 3 | N | [12 empty] | XX2 | PN | 85238091 | [14 empty] | EcostruXure Building Operation, licentie toevoegen max. 25 hosted nodes in ES | EcostruXure Building Operation, licen. ajout max. 25 hosted nodes à l'ES
Schneider Electric | Schneider Electric | 01022021 |  | Schneider Electric |  | BM | SXWSWNDES00050 |  |  | 2938.12 |  | 1 |  | 1 | ES HOSTED NODE PACK - 50 | ES HOSTED NODE PACK - 50 |  | ES HOSTED NODE PACK - 50 | [18 empty] | 1 | 3606481792433 | 0 |  | 10 | 0.1 | 0.1 | 0.1 | 0.001 | [23 empty] | 3 | N | [12 empty] | XX2 | PN | 85238091 | [14 empty] | EcostruXure Building Operation, licentie toevoegen max. 50 hosted nodes in ES | EcostruXure Building Operation, licen. ajout max. 50 hosted nodes à l'ES
Schneider Electric | Schneider Electric | 01022021 |  | Schneider Electric |  | BM | SXWSWNDES00100 |  |  | 4336.13 |  | 1 |  | 1 | ES HOSTED NODE PACK - 100 | ES HOSTED NODE PACK - 100 |  | ES HOSTED NODE PACK - 100 | [18 empty] | 1 | 3606481792440 | 0 |  | 10 | 0.1 | 0.1 | 0.1 | 0.001 | [23 empty] | 3 | N | [12 empty] | XX2 | PN | 85238091 | [14 empty] | EcostruXure Building Operation, licentie toevoegen max. 100 hosted nodes in ES | EcostruXure Building Operation, licen. ajout max. 100 hosted nodes à l'ES
Schneider Electric | Schneider Electric | 01022021 |  | Schneider Electric |  | BM | SXWSWNDES00300 |  |  | 9534.11 |  | 1 |  | 1 | ES HOSTED NODE PACK - 300 | ES HOSTED NODE PACK - 300 |  | ES HOSTED NODE PACK - 300 | [18 empty] | 1 | 3606481792457 | 0 |  | 10 | 0.1 | 0.1 | 0.1 | 0.001 | [23 empty] | 3 | N | [12 empty] | XX2 | PN | 85238091 | [14 empty] | EcostruXure Building Operation, licentie toevoegen max. 300 hosted nodes in ES | EcostruXure Building Operation, licen. ajout max. 300 hosted nodes à l'ES
Schneider Electric | Schneider Electric | 01022021 |  | Schneider Electric |  | BM | SXWSWNDES00600 |  |  | 14093.78 |  | 1 |  | 1 | ES HOSTED NODE PACK - 600 | ES HOSTED NODE PACK - 600 |  | ES HOSTED NODE PACK - 600 | [18 empty] | 1 | 3606481792464 | 0 |  | 10 | 0.1 | 0.1 | 0.1 | 0.001 | [23 empty] | 3 | N | [12 empty] | XX2 | PN | 85238091 | [14 empty] | EcostruXure Building Operation, licentie toevoegen max. 600 hosted nodes in ES | EcostruXure Building Operation, licen. ajout max. 600 hosted nodes à l'ES
Schneider Electric | Schneider Electric | 01022021 |  | Schneider Electric |  | BM | SXWSWSCDL100001 |  |  | 534.48 |  | 1 |  | 1 | Smart Connector Deployment License | Smart Connector Deployment License |  | Smart Connector Deployment License | [18 empty] | 1 |  | 0 |  | 10 | 0.1 | 0.1 | 0.1 | 0.001 | [23 empty] | 5 | N | [12 empty] | XX2 | PN | 8523492000 | [14 empty] | EcostruXure Building Operation, licentie deployment SmartX Connector | EcostruXure Building Operation, licence deployment SmartX Connector
Schneider Electric | Schneider Electric | 01022021 |  | Schneider Electric |  | BM | SXWSWSDRVX0001 |  |  | 953.68 |  | 1 |  | 1 | EBO SMARTDRIVER - SMARTX | EBO SMARTDRIVER - SMARTX |  | EBO SMARTDRIVER - SMARTX | [18 empty] | 1 |  | 0 |  | 10 | 0 | 0 | 0 | 0 | [23 empty] | 3 | N | [12 empty] | XX2 | PN | 8523492000 | [14 empty] | EcostruXure Building Operation, licentie EBO SmartDriver - SmartX | EcostruXure Building Operation, licence EBO SmartDriver - SmartX
Schneider Electric | Schneider Electric | 01022021 |  | Schneider Electric |  | BM | SXWSWSNMP00001 |  |  | 1259.23 |  | 1 |  | 1 | STRUXUREWARE SNMP ALARMING | STRUXUREWARE SNMP ALARMING |  | STRUXUREWARE SNMP ALARMING | [18 empty] | 1 |  | 0 |  | 10 | 0.1 | 0.1 | 0.1 | 0.001 | [23 empty] | 3 | N | [12 empty] | XX2 | PN | 8523809000 | [14 empty] | EcostruXure Building Operation, licen. alarmbeheer SNMP voor EcoStr.Build.Serv. | EcostruXure Building Operation, lic. gestion alarmes SNMP pour Eco.Build.Serv. | [17 empty] | https://eref.se.com/be/nl/sis-tarif/product/SXWSWSNMP00001 | https://eref.se.com/be/fr/sis-tarif/product/SXWSWSNMP00001
Schneider Electric | Schneider Electric | 01022021 |  | Schneider Electric |  | BM | SXWSWSNMPX0001 |  |  | 508.6 |  | 1 |  | 1 | EBO SNMP ALARMING - SMARTX | EBO SNMP ALARMING - SMARTX |  | EBO SNMP ALARMING - SMARTX | [18 empty] | 1 |  | 0 |  | 10 | 0 | 0 | 0 | 0 | [23 empty] | 3 | N | [12 empty] | XX2 | PN | 8523492000 | [14 empty] | EcostruXure Building Operation, licentie alarmbeheer SNMP SmartX Edge Server | EcostruXure Building Operation, lic. gestion alarmes SNMP SmartX Edge Server
Schneider Electric | Schneider Electric | 01022021 |  | Schneider Electric |  | BM | SXWSWWORK00002 |  |  | 10110.32 |  | 1 |  | 1 | WORKSTATION PRO,1USER,NO MAINT | WORKSTATION PRO,1USER,NO MAINT |  | WORKSTATION PRO,1USER,NO MAINT | [18 empty] | 1 | 3606481322944 | 0 |  | 10 | 0.1 | 0.1 | 0.1 | 0.001 | [23 empty] | 3 | N | [12 empty] | XX2 | PN | 8523809000 | [14 empty] | EcostruXure Building Operation, licentie Workstation Professional, 1 gebruiker | EcostruXure Building Operation, lic. Workstation Pro, 1 utilisateur, NO maint.
Schneider Electric | Schneider Electric | 01022021 |  | Schneider Electric |  | BM | SXWTBASW110002 |  |  | 74.65 |  | 1 |  | 1 | SmartX controller, Basis ASP | SmartX controller, embase ASP |  | TB-ASP-W1 TERM BASE ASP W1 | [18 empty] | 1 | 7332552011177 | 0 |  | 100.4 | 12 | 11 | 4 | 0.528 | [23 empty] | 2 | Y | [12 empty] | XX3 | PO | 9032890090 | [14 empty] | SmartX controller, aansluitvoet voor AS-P controller | SmartX controller, embase pour controleur AS-P
Schneider Electric | Schneider Electric | 01022021 |  | Schneider Electric |  | BM | SXWTBIOW110001 |  |  | 73.19 |  | 1 |  | 1 | SmartX I/O, Basis I/O-module | SmartX I/O, embase I/O-module |  | TB-IO-W1 TERM BASE I/O W1 | [18 empty] | 1 | 7332552009440 | 0 |  | 146.2 | 11.8 | 10.5 | 4.5 | 557.55 | [23 empty] | 2 | Y | [12 empty] | XX3 | PO | 9032900090 | [14 empty] | SmartX I/O-module, aansluitvoet voor IO-module | SmartX I/O-module, embase pour modules entrées/Sorties
Schneider Electric | Schneider Electric | 01022021 |  | Schneider Electric |  | BM | SXWTBPSW110001 |  |  | 82.49 |  | 1 |  | 1 | SmartX controller, Basis PS24 voeding | SmartX controller, embase alim. PS24 |  | TB-PS-W1 TERM BASE PWR SUP W1 | [18 empty] | 1 | 7332552009457 | 0 |  | 122.6 | 11.8 | 10.5 | 4.5 | 557.55 | [23 empty] | 2 | Y | [12 empty] | XX3 | PO | 9032900090 | [14 empty] | SmartX controller, aansluitvoet voor voeding PS 24V | SmartX controller, embase pour alimentation PS 24v
Schneider Electric | Schneider Electric | 01022021 |  | Schneider Electric |  | BM | SXWTERLBL10011 |  |  | 496.65 |  | 1 |  | 1 | SmartX, Sticker 100 x letter-formaat | SmartX, Sticker 100 x A4-format |  | TERM LBL PRINTOUT SHT, W1, A4 | [18 empty] | 1 | 7332552009846 | 0 |  | 1122 | 0.1 | 0.1 | 0.1 | 0.001 | [23 empty] | 4 | N | [12 empty] | XX3 | PO | 9032900090 | [14 empty] | SmartX, etiketten, A4 formaat, voor AS-P en IO-modulen, 100 stuks | SmartX, Etiquettes format A4, pour AS-P et modules ent./sort., 100pc | [17 empty] | https://eref.se.com/be/nl/sis-tarif/product/SXWTERLBL10011 | https://eref.se.com/be/fr/sis-tarif/product/SXWTERLBL10011
Schneider Electric | Schneider Electric | 01022021 |  | Schneider Electric |  | BM | SXWTERLBL10012 |  |  | 482.45 |  | 1 |  | 1 | SmartX, Sticker 100 x A4-formaat | SmartX, Sticker 100 x Letter-format |  | TERM LBL PRINTOUT SHT, W1, LTR,100 SHEET | [18 empty] | 1 | 7332552009853 | 0 |  | 1088 | 12.7 | 12.7 | 12.7 | 2048.383 | [23 empty] | 4 | N | [12 empty] | XX3 | PO | 9032900090 | [14 empty] | SmartX, etiketten voor AS-P, Letter-formaat en IO-modulen, 100 stuks | SmartX, Etiquettes format lettre pour AS-P et modules ent./sort., 100pc
Schneider Electric | Schneider Electric | 01022021 |  | Schneider Electric |  | BM | SXWUI16XX10001 |  |  | 799.32 |  | 1 |  | 1 | SmartX I/O, 16 In Universal | SmartX I/O, 16 In Universal |  | UI-16 16 UNIVERSAL IN | [18 empty] | 1 | 7332552009723 | 0 |  | 171 | 11.7 | 9 | 5.7 | 600.21 | [23 empty] | 2 | Y | [12 empty] | XX3 | PO | 9032900090 | [14 empty] | SmartX I/O-module, 16 universele ingangen | SmartX I/O-module, 16 entrées universelles
Schneider Electric | Schneider Electric | 01022021 |  | Schneider Electric |  | BM | SXWUI8A4H10001 |  |  | 1319.01 |  | 1 |  | 1 | SmartX I/O, UI-8/AO-4 (V/mA) HAND | SmartX I/O, UI-8/AO-4 (V/mA) HAND |  | UI-8/AO-4-H UI/AO(V/MA) HAND | [18 empty] | 1 | 7332552009730 | 0 |  | 177.6 | 11.6 | 9.1 | 5.6 | 591.136 | [23 empty] | 2 | Y | [12 empty] | XX3 | PO | 9032900090 | [14 empty] | SmartX I/O-module, 8 universele ingangen, 4 analoge uitgangen, handbediening | SmartX I/O-module, 8 entrées univ., 4 sort.anal.V/C, forçage man.
Schneider Electric | Schneider Electric | 01022021 |  | Schneider Electric |  | BM | SXWUI8A4X10001 |  |  | 948.62 |  | 1 |  | 1 | SmartX I/O, UI-8/AO-4 (V/mA) | SmartX I/O, UI-8/AO-4 (V/mA) |  | UI-8/AO-4 UI/AO(V/MA) | [18 empty] | 1 | 7332552009747 | 0 |  | 170 | 11.7 | 9.1 | 5.6 | 596.232 | [23 empty] | 4 | N | [12 empty] | XX3 | PO | 9032900090 | [14 empty] | SmartX I/O-module, 8 universele ingangen, 4 analoge uitgangen | SmartX I/O-module, 8 entrées univ., 4 sorties analogiques V/C
Schneider Electric | Schneider Electric | 01022021 |  | Schneider Electric |  | BM | SXWUI8D4H10001 |  |  | 1247.5 |  | 1 |  | 1 | SmartX I/O, UI-8/DO-FC-4 HAND | SmartX I/O, UI-8/DO-FC-4 HAND |  | UI-8/DO-FC-4-H UI/DO(FRMA)HAND | [18 empty] | 1 | 7332552009754 | 0 |  | 206.6 | 11.2 | 9 | 5.6 | 564.48 | [23 empty] | 2 | Y | [12 empty] | XX3 | PO | 9032900090 | [14 empty] | SmartX I/O-module, 8 univ. ingangen, 4 digit. uitgangen Form C, handbediening | SmartX I/O-module, 8 ent.univ., 4 sort.anal.Form C, forçage man.
Schneider Electric | Schneider Electric | 01022021 |  | Schneider Electric |  | BM | SXWUI8D4X10001 |  |  | 874.92 |  | 1 |  | 1 | SmartX I/O, UI-8/DO-FC-4 | SmartX I/O, UI-8/DO-FC-4 |  | UI-8/DO-FC-4 UI/DO(FORMA) | [18 empty] | 1 | 7332552009761 | 0 |  | 205.2 | 11.7 | 9.1 | 5.6 | 596.232 | [23 empty] | 4 | N | [12 empty] | XX3 | PO | 9032900090 | [14 empty] | SmartX I/O-module, 8 universele ingangen, 4 digitale uitgangen Form C | SmartX I/O-module, 8 ent.univ., 4 sort.anal.Form C
Schneider Electric | Schneider Electric | 01022021 |  | Schneider Electric |  | BM | SXWUI8V4H10001 |  |  | 1235.15 |  | 1 |  | 1 | SmartX I/O, UI-8/AO-V-4 (V) HAND | SmartX I/O, UI-8/AO-V-4 (V) HAND |  | UI-8/AO-V-4-H UI/AO(V) HAND | [18 empty] | 1 | 7332552009778 | 0 |  | 176 | 11.7 | 9 | 5.7 | 600.21 | [23 empty] | 2 | Y | [12 empty] | XX3 | PO | 9032900090 | [14 empty] | SmartX I/O-module, 8 universele ingangen, 4 spanning uitgangen, handbediening | SmartX I/O-module, 8 ent.univ., 4 sort.0-10v, forçage man.
Schneider Electric | Schneider Electric | 01022021 |  | Schneider Electric |  | BM | SXWUI8V4X10001 |  |  | 874.92 |  | 1 |  | 1 | SmartX I/O, UI-8/AO-V-4 (V) | SmartX I/O, UI-8/AO-V-4 (V) |  | UI-8/AO-V-4 UI/AO(V) | [18 empty] | 1 | 7332552009785 | 0 |  | 169.6 | 11.7 | 9.2 | 5.7 | 613.548 | [23 empty] | 2 | Y | [12 empty] | XX3 | PO | 9032900090 | [14 empty] | SmartX I/O-module, 8 universele ingangen, 4 spanning uitgangen | SmartX I/O-module, 8 ent.univ., 4 sort.0-10v
Schneider Electric | Schneider Electric | 01022021 |  | Schneider Electric |  | BM | SXWUSBADP10001 |  |  | 132.73 |  | 1 |  | 1 | SmartX controller, USB-485-int.adapt. | SmartX controller, USB-485-int.adapt. |  | USB-485-INET ADAPTER | [18 empty] | 1 | 711426078541 | 0 |  | 54 | 7.5 | 2.3 | 6.5 | 112.125 | [23 empty] | 4 | N | [12 empty] | XX3 | PO | 9032890090 | [14 empty] | SmartX, adapter USB-RS485-INET | SmartX, adaptateur USB-RS485-INET | [17 empty] | https://eref.se.com/be/nl/sis-tarif/product/SXWUSBADP10001 | https://eref.se.com/be/fr/sis-tarif/product/SXWUSBADP10001
Schneider Electric | Schneider Electric | 01022021 |  | Schneider Electric |  | BM | TC903-3A2L |  |  | 45.87 |  | 1 |  | 1 | Thermostaat VC, 2CAN,2POS,3SNL,240V | Thermostat VC, 2CAN,2POS,3VIT,240V |  | TSTAT,FCU,LCD,2P,240V,WT | [18 empty] | 1 | 3606481508416 | 0 |  | 155 | 12.3 | 10.5 | 5.5 | 710.325 | [23 empty] | 4 | N | [12 empty] | FL3 | N7 | 9032102090 | [14 empty] | Thermostaat ventilo-convector, 2 pijps, O/D, 3 snelheden, 230V | Thermostat ventilo-convecteur, 2 can., 2 positions, 3 vitesses, 240V | [17 empty] | https://eref.se.com/be/nl/sis-tarif/product/TC903-3A2L | https://eref.se.com/be/fr/sis-tarif/product/TC903-3A2L
Schneider Electric | Schneider Electric | 01022021 |  | Schneider Electric |  | BM | TC903-3A2P-24 |  |  | 58.49 |  | 1 |  | 1 | Thermostaat VC, 2CAN,PROP,3SNL,24V | Thermostat VC, 2CAN,PROP,3VIT,24V |  | TSTAT,FCU-P,LCD,2P,24V,WT | [18 empty] | 1 | 3606481732026 | 0 |  | 155 | 12.3 | 10.5 | 5.5 | 710.325 | [23 empty] | 56 | N | [12 empty] | FL3 | N7 | 90321020 | [14 empty] | Thermostaat ventilo-convector, 2 pijps, proportioneel, 3 snelheden, 230V | Thermostat ventilo-convecteur, 2 can., proportionnel, 3 vitesses, 24V | [17 empty] | https://eref.se.com/be/nl/sis-tarif/product/TC903-3A2P-24 | https://eref.se.com/be/fr/sis-tarif/product/TC903-3A2P-24
Schneider Electric | Schneider Electric | 01022021 |  | Schneider Electric |  | BM | TC903-3A4DLMSA |  |  | 93.51 |  | 1 |  | 1 | Thermostaat VC, 4CAN,2POS,3SNL,240V,MB | Thermostat VC, 4CAN,2POS,3VIT,240V,MB |  | TSTAT,FCU,LCD,MODBUS,4P,240V,DEL,WT | [18 empty] | 1 | 3606481508454 | 0 |  | 155 | 12.3 | 10.5 | 5.5 | 710.325 | [23 empty] | 4 | N | [12 empty] | FL3 | N7 | 90321020 | [14 empty] | Thermostaat ventilo-convector, 4 pijps, O/D, 3 snelheden, 230V, ModBUS | Thermostat ventilo-convecteur, 4 can., 2 positions, 3 vitesses, 240V, ModBUS | [17 empty] | https://eref.se.com/be/nl/sis-tarif/product/TC903-3A4DLMSA | https://eref.se.com/be/fr/sis-tarif/product/TC903-3A4DLMSA
Schneider Electric | Schneider Electric | 01022021 |  | Schneider Electric |  | BM | TC903-3A4DLSA |  |  | 61.24 |  | 1 |  | 1 | Thermostaat VC, 4CAN,2POS,3SNL,240V | Thermostat VC, 4CAN,2POS,3VIT,240V |  | TSTAT,FCU,LCD,4P,240V,DEL,WT | [18 empty] | 1 | 3606481508447 | 0 |  | 155 | 12.3 | 10.5 | 5.5 | 710.325 | [23 empty] | 4 | N | [12 empty] | FL3 | N7 | 90321020 | [14 empty] | Thermostaat ventilo-convector, 4 pijps, O/D, 3 snelheden, 230V | Thermostat ventilo-convecteur, 4 can., 2 positions, 3 vitesses, 240V | [17 empty] | https://eref.se.com/be/nl/sis-tarif/product/TC903-3A4DLSA | https://eref.se.com/be/fr/sis-tarif/product/TC903-3A4DLSA
Schneider Electric | Schneider Electric | 01022021 |  | Schneider Electric |  | BM | TC903-3A4DPMSA |  |  | 83.24 |  | 1 |  | 1 | Thermostaat VC, 4CAN,PROP,3SNL,240V | Thermostat VC, 4CAN,PROP,3VIT,240V |  | TSTAT,FCU-P,LCD,MODBUS,4P,240V,DEL,WT | [18 empty] | 1 | 3606481508478 | 0 |  | 155 | 12.3 | 10.5 | 5.5 | 710.325 | [23 empty] | 4 | N | [12 empty] | FL3 | N7 | 90321020 | [14 empty] | Thermostaat ventilo-convector, 4 pijps, proportioneel, 3 snelheden, 230V | Thermostat ventilo-convecteur, 4 can., proportionnel, 3 vitesses, 240V | [17 empty] | https://eref.se.com/be/nl/sis-tarif/product/TC903-3A4DPMSA | https://eref.se.com/be/fr/sis-tarif/product/TC903-3A4DPMSA
Schneider Electric | Schneider Electric | 01022021 |  | Schneider Electric |  | BM | TC903-3A4DPMSA-24 |  |  | 83.24 |  | 1 |  | 1 | Thermostaat VC, 4CAN,PROP,3SNL,24V | Thermostat VC, 4CAN,PROP,3VIT,24V |  | TSTAT,FCU-P,LCD,MODBUS,4P,24V,DEL,WT | [18 empty] | 1 | 3606481732033 | 0 |  | 155 | 12.3 | 10.5 | 5.5 | 710.325 | [23 empty] | 4 | N | [12 empty] | FL3 | N7 | 90321020 | [14 empty] | Thermostaat ventilo-convector, 4 pijps, proportioneel, 3 snelheden, 24V | Thermostat ventilo-convecteur, 4 can., proportionnel, 3 vitesses, 24V | [17 empty] | https://eref.se.com/be/nl/sis-tarif/product/TC903-3A4DPMSA-24 | https://eref.se.com/be/fr/sis-tarif/product/TC903-3A4DPMSA-24
Schneider Electric | Schneider Electric | 01022021 |  | Schneider Electric |  | BM | TC903-3A4DPSA |  |  | 64.58 |  | 1 |  | 1 | Thermostaat VC, 4CAN,PROP,3SNL,240V | Thermostat VC, 4CAN,PROP,3VIT,240V |  | TSTAT,FCU-P,LCD,4P,240V,DEL,WT | [18 empty] | 1 | 3606481732019 | 0 |  | 155 | 12.3 | 10.5 | 5.5 | 710.325 | [23 empty] | 4 | N | [12 empty] | FL3 | N7 | 90321020 | [14 empty] | Thermostaat ventilo-convector, 4 pijps, proportioneel, 3 snelheden, 230V | Thermostat ventilo-convecteur, 4 can., proportionnel, 3 vitesses, 240V | [17 empty] | https://eref.se.com/be/nl/sis-tarif/product/TC903-3A4DPSA | https://eref.se.com/be/fr/sis-tarif/product/TC903-3A4DPSA
Schneider Electric | Schneider Electric | 01022021 |  | Schneider Electric |  | BM | TC903-3A4LA |  |  | 52.49 |  | 1 |  | 1 | Thermostaat VC, 4CAN,2POS,3SNL,240V | Thermostat VC, 4CAN,2POS,3VIT,240V |  | TSTAT,FCU,LCD,4P,240V,WT | [18 empty] | 1 | 3606481508423 | 0 |  | 155 | 12.3 | 10.5 | 5.5 | 710.325 | [23 empty] | 4 | N | [12 empty] | FL3 | N7 | 90321020 | [14 empty] | Thermostaat ventilo-convector, 4 pijps, O/D, 3 snelheden, 230V | Thermostat ventilo-convecteur, 4 can., 2 positions, 3 vitesses, 240V | [17 empty] | https://eref.se.com/be/nl/sis-tarif/product/TC903-3A4LA | https://eref.se.com/be/fr/sis-tarif/product/TC903-3A4LA
Schneider Electric | Schneider Electric | 01022021 |  | Schneider Electric |  | BM | TC903-3A4LMA |  |  | 71.82 |  | 1 |  | 1 | Thermostaat VC, 4CAN,2POS,3SNL,240V | Thermostat VC, 4CAN,2POS,3VIT,240V |  | TSTAT,FCU,LCD,MODBUS,4P,240V,WT | [18 empty] | 1 | 3606481508430 | 0 |  | 155 | 12.3 | 10.5 | 5.5 | 710.325 | [23 empty] | 4 | N | [12 empty] | FL3 | N7 | 90321020 | [14 empty] | Thermostaat ventilo-convector, 4 pijps, O/D, 3 snelheden, 230V | Thermostat ventilo-convecteur, 4 can., 2 positions, 3 vitesses, 240V | [17 empty] | https://eref.se.com/be/nl/sis-tarif/product/TC903-3A4LMA | https://eref.se.com/be/fr/sis-tarif/product/TC903-3A4LMA
Schneider Electric | Schneider Electric | 01022021 |  | Schneider Electric |  | BM | TC903-4FMSA |  |  | 92.98 |  | 1 |  | 1 | Thermostaat VC, 4CAN,2POS,0-10V,240V | Thermostat VC, 4CAN,2POS,0-10V,240V |  | TSTAT,FCU,LCD,MODBUS,4P,ECM,240V,WT | [18 empty] | 1 | 3606481508461 | 0 |  | 155 | 12.3 | 10.5 | 5.5 | 710.325 | [23 empty] | 4 | N | [12 empty] | FL3 | N7 | 90321020 | [14 empty] | Thermostaat ventilo-convector, 4 pijps, O/D, 0..10V, 230V | Thermostat ventilo-convecteur, 4 can., 2 positions,0-10V, 240V | [17 empty] | https://eref.se.com/be/nl/sis-tarif/product/TC903-4FMSA | https://eref.se.com/be/fr/sis-tarif/product/TC903-4FMSA
Schneider Electric | Schneider Electric | 01022021 |  | Schneider Electric |  | BM | TC907-3A2L |  |  | 66.67 |  | 1 |  | 1 | Thermostaat VC, 2CAN,PROP,3SNL,240V | Thermostat VC, 2CAN,PROP,3VIT,240V |  | TSTAT,FCU,TOUCH,2P,240V,BLK | [18 empty] | 1 | 3606481508515 | 0 |  | 155 | 12.3 | 10.5 | 5.5 | 710.325 | [23 empty] | 4 | N | [12 empty] | FL3 | N7 | 90321020 | [14 empty] | Thermostaat ventilo-convector, 2 pijps, proportioneel, 3 snelheden, 230V | Thermostat ventilo-convecteur, 2 can., proportionnel, 3 vitesses, 240V | [17 empty] | https://eref.se.com/be/nl/sis-tarif/product/TC907-3A2L | https://eref.se.com/be/fr/sis-tarif/product/TC907-3A2L
Schneider Electric | Schneider Electric | 01022021 |  | Schneider Electric |  | BM | TC907-3A2P-24 |  |  | 75.73 |  | 1 |  | 1 | Thermostaat VC, 2CAN,PROP,3SNL,24V | Thermostat VC, 2CAN,PROP,3VIT,24V |  | TSTAT,FCU-P,TOUCH,2P,24V,BLK | [18 empty] | 1 | 3606481731999 | 0 |  | 155 | 12.3 | 10.5 | 5.5 | 710.325 | [23 empty] | 4 | N | [12 empty] | FL3 | N7 | 90321020 | [14 empty] | Thermostaat ventilo-convector, 2 pijps, proportioneel, 3 snelheden, 24V | Thermostat ventilo-convecteur, 2 can., proportionnel, 3 vitesses, 24V | [17 empty] | https://eref.se.com/be/nl/sis-tarif/product/TC907-3A2P-24 | https://eref.se.com/be/fr/sis-tarif/product/TC907-3A2P-24
Schneider Electric | Schneider Electric | 01022021 |  | Schneider Electric |  | BM | TC907-3A4DLMSA |  |  | 102.84 |  | 1 |  | 1 | Thermostaat VC, 4CAN,2POS,3SNL,240V,MB | Thermostat VC, 4CAN,2POS,3VIT,240V,MB |  | TSTAT,FCU,TOUCH,MODBUS,4P,240V,DEL,BLK | [18 empty] | 1 | 3606481508553 | 0 |  | 155 | 12.3 | 10.5 | 5.5 | 710.325 | [23 empty] | 4 | N | [12 empty] | FL3 | N7 | 90321020 | [14 empty] | Thermostaat ventilo-convector, 4 pijps, O/D, 3 snelheden, 230V, ModBUS | Thermostat ventilo-convecteur, 4 can., 2 positions, 3 vitesses, 240V, ModeBus | [17 empty] | https://eref.se.com/be/nl/sis-tarif/product/TC907-3A4DLMSA | https://eref.se.com/be/fr/sis-tarif/product/TC907-3A4DLMSA
Schneider Electric | Schneider Electric | 01022021 |  | Schneider Electric |  | BM | TC907-3A4DLSA |  |  | 79.96 |  | 1 |  | 1 | Thermostaat VC, 4CAN,2POS,3SNL,240V | Thermostat VC, 4CAN,2POS,3VIT,240V |  | TSTAT,FCU,TOUCH,4P,240V,DEL,BLK | [18 empty] | 1 | 3606481508546 | 0 |  | 155 | 12.3 | 10.5 | 5.5 | 710.325 | [23 empty] | 4 | N | [12 empty] | FL3 | N7 | 90321020 | [14 empty] | Thermostaat ventilo-convector, 4 pijps, O/D, 3 snelheden, 230V | Thermostat ventilo-convecteur, 4 can., 2 positions, 3 vitesses, 240V | [17 empty] | https://eref.se.com/be/nl/sis-tarif/product/TC907-3A4DLSA | https://eref.se.com/be/fr/sis-tarif/product/TC907-3A4DLSA
Schneider Electric | Schneider Electric | 01022021 |  | Schneider Electric |  | BM | TC907-3A4DPMSA |  |  | 101.96 |  | 1 |  | 1 | Thermostaat VC, 4CAN,PROP,3SNL,240V | Thermostat VC, 4CAN,PROP,3VIT,240V |  | TSTAT,FCU-P,TOUCH,MODBUS,4P,240V,DEL,BLK | [18 empty] | 1 | 3606481508577 | 0 |  | 155 | 12.3 | 10.5 | 5.5 | 710.325 | [23 empty] | 4 | N | [12 empty] | FL3 | N7 | 90321020 | [14 empty] | Thermostaat ventilo-convector, 4 pijps, proportioneel, 3 snelheden, 230V | Thermostat ventilo-convecteur, 4 can., proportionnel, 3 vitesses, 240V | [17 empty] | https://eref.se.com/be/nl/sis-tarif/product/TC907-3A4DPMSA | https://eref.se.com/be/fr/sis-tarif/product/TC907-3A4DPMSA
Schneider Electric | Schneider Electric | 01022021 |  | Schneider Electric |  | BM | TC907-3A4DPMSA-24 |  |  | 75.73 |  | 1 |  | 1 | Thermostaat VC, 4CAN,PROP,3SNL,24V | Thermostat VC, 4CAN,PROP,3VIT,24V |  | TSTAT,FCU-P,TOUCH,MODBUS,4P,24V,DEL,BLK | [18 empty] | 1 | 3606481732002 | 0 |  | 155 | 12.3 | 10.5 | 5.5 | 710.325 | [23 empty] | 4 | N | [12 empty] | FL3 | N7 | 90321020 | [14 empty] | Thermostaat ventilo-convector, 4 pijps, proportioneel, 3 snelheden, 24V | Thermostat ventilo-convecteur, 4 can., proportionnel, 3 vitesses, 24V | [17 empty] | https://eref.se.com/be/nl/sis-tarif/product/TC907-3A4DPMSA-24 | https://eref.se.com/be/fr/sis-tarif/product/TC907-3A4DPMSA-24
Schneider Electric | Schneider Electric | 01022021 |  | Schneider Electric |  | BM | TC907-3A4DPSA |  |  | 84.04 |  | 1 |  | 1 | Thermostaat VC, 4CAN,PROP,3SNL,240V | Thermostat VC, 4CAN,PROP,3VIT,240V |  | TSTAT,FCU-P,TOUCH,4P,240V,DEL,BLK | [18 empty] | 1 | 3606481731982 | 0 |  | 155 | 12.3 | 10.5 | 5.5 | 710.325 | [23 empty] | 4 | N | [12 empty] | FL3 | N7 | 90321020 | [14 empty] | Thermostaat ventilo-convector, 4 pijps, proportioneel, 3 snelheden, 230V | Thermostat ventilo-convecteur, 4 can., proportionnel, 3 vitesses, 240V | [17 empty] | https://eref.se.com/be/nl/sis-tarif/product/TC907-3A4DPSA | https://eref.se.com/be/fr/sis-tarif/product/TC907-3A4DPSA
Schneider Electric | Schneider Electric | 01022021 |  | Schneider Electric |  | BM | TC907-3A4LA |  |  | 72.62 |  | 1 |  | 1 | Thermostaat VC, 4CAN,2POS,3SNL,240V | Thermostat VC, 4CAN,2POS,3VIT,240V |  | TSTAT,FCU,TOUCH,4P,240V,BLK | [18 empty] | 1 | 3606481508522 | 0 |  | 155 | 12.3 | 10.5 | 5.5 | 710.325 | [23 empty] | 4 | N | [12 empty] | FL3 | N7 | 90321020 | [14 empty] | Thermostaat ventilo-convector, 4 pijps, O/D, 3 snelheden, 230V | Thermostat ventilo-convecteur, 4 can., 2 positions, 3 vitesses, 240V | [17 empty] | https://eref.se.com/be/nl/sis-tarif/product/TC907-3A4LA | https://eref.se.com/be/fr/sis-tarif/product/TC907-3A4LA
Schneider Electric | Schneider Electric | 01022021 |  | Schneider Electric |  | BM | TC907-3A4LMA |  |  | 90.53 |  | 1 |  | 1 | Thermostaat VC, 4CAN,2POS,3SNL,240V | Thermostat VC, 4CAN,2POS,3VIT,240V |  | TSTAT,FCU,TOUCH,MODBUS,4P,240V,BLK | [18 empty] | 1 | 3606481508539 | 0 |  | 155 | 12.3 | 10.5 | 5.5 | 710.325 | [23 empty] | 4 | N | [12 empty] | FL3 | N7 | 90321020 | [14 empty] | Thermostaat ventilo-convector, 4 pijps, O/D, 3 snelheden, 230V | Thermostat ventilo-convecteur, 4 can., 2 positions, 3 vitesses, 240V | [17 empty] | https://eref.se.com/be/nl/sis-tarif/product/TC907-3A4LMA | https://eref.se.com/be/fr/sis-tarif/product/TC907-3A4LMA
Schneider Electric | Schneider Electric | 01022021 |  | Schneider Electric |  | BM | TC907-4FMSA |  |  | 111.69 |  | 1 |  | 1 | Thermostaat VC, 4CAN,2POS,0-10V,240V | Thermostat VC, 4CAN,2POS,0-10V,240V |  | TSTAT,FCU,TOUCH,MODBUS,4P,ECM,240V,BLK | [18 empty] | 1 | 3606481508560 | 0 |  | 155 | 12.3 | 10.5 | 5.5 | 710.325 | [23 empty] | 4 | N | [12 empty] | FL3 | N7 | 90321020 | [14 empty] | Thermostaat ventilo-convector, 4 pijps, O/D, 0..10V, 230V | Thermostat ventilo-convecteur, 4 can., 2 positions,0-10V, 240V | [17 empty] | https://eref.se.com/be/nl/sis-tarif/product/TC907-4FMSA | https://eref.se.com/be/fr/sis-tarif/product/TC907-4FMSA
Schneider Electric | Schneider Electric | 01022021 |  | Schneider Electric |  | BM | VB200R-15BS |  |  | 95.14 |  | 1 |  | 1 | 2W-bolkraan, DN15, KVS 8.7 | Vanne 2V à boule, DN15, KVS 8.7 |  | VB200R-15BS 8.7T 00 | [18 empty] | 1 | 711426560947 | 0 |  | 1200 | 0.1 | 0.1 | 0.1 | 0.001 | [23 empty] | 20 | N | [12 empty] | FL1 | N8 | 8481805100 | [14 empty] | Tweewegbolkraan, DN15, KVS 8.7, draadaansluiting | Vanne 2 voies à boule, DN15, KVS 8.7, raccords filetés
Schneider Electric | Schneider Electric | 01022021 |  | Schneider Electric |  | BM | VB200R-20BS |  |  | 112.11 |  | 1 |  | 1 | 2W-bolkraan, DN20, KVS 8.7 | Vanne 2V à boule, DN20, KVS 8.7 |  | VB200R-20BS 8.7T 00 | [18 empty] | 1 | 711426560978 | 0 |  | 468 | 14 | 9.6 | 7.5 | 1008 | [23 empty] | 4 | N | [12 empty] | FL1 | N8 | 8481805100 | [14 empty] | Tweewegbolkraan, DN20, KVS 8.7, draadaansluiting | Vanne 2 voies à boule, DN20, KVS 8.7, raccords filetés
Schneider Electric | Schneider Electric | 01022021 |  | Schneider Electric |  | BM | VB210R-15BS01 |  |  | 93.12 |  | 1 |  | 1 | 2W-bolkraan, DN15, KVS 0.25 | Vanne 2V à boule, DN15, KVS 0.25 |  | VB210R-DN15BS Kvs0.25 2-Wege Regelkugelh | [18 empty] | 1 | 3606481551412 | 0 |  | 1200 | 0.1 | 0.1 | 0.1 | 0.001 | [23 empty] | 20 | N | [12 empty] | FL1 | N8 | 8481805100 | [14 empty] | Tweewegbolkraan, DN15, KVS 0.25, raccords filetés | Vanne 2 voies à boule, DN15, KVS 0.25, raccords filetés
Schneider Electric | Schneider Electric | 01022021 |  | Schneider Electric |  | BM | VB210R-15BS03 |  |  | 97.82 |  | 1 |  | 1 | 2W-bolkraan, DN15, KVS 0.6 | Vanne 2V à boule, DN15, KVS 0.6 |  | VB210R-15BS 0.6T 00 | [18 empty] | 1 | 711426560886 | 0 |  | 525 | 14 | 10 | 7.5 | 1050 | [23 empty] | 4 | N | [12 empty] | FL1 | N8 | 8481805100 | [14 empty] | Tweewegbolkraan, DN15, KVS 0.6, draadaansluiting | Vanne 2 voies à boule, DN15, KVS 0.6, raccords filetés
Schneider Electric | Schneider Electric | 01022021 |  | Schneider Electric |  | BM | VB210R-15BS04 |  |  | 97.82 |  | 1 |  | 1 | 2W-bolkraan, DN15, KVS 1 | Vanne 2V à boule, DN15, KVS 1 |  | VB210R-15BS 1.0T 00 | [18 empty] | 1 | 711426560893 | 0 |  | 519 | 0.1 | 0.1 | 0.1 | 0.001 | [23 empty] | 20 | N | [12 empty] | FL1 | N8 | 8481805100 | [14 empty] | Tweewegbolkraan, DN15, KVS 1, draadaansluiting | Vanne 2 voies à boule, DN15, KVS 1, raccords filetés
Schneider Electric | Schneider Electric | 01022021 |  | Schneider Electric |  | BM | VB210R-15BS05 |  |  | 97.82 |  | 1 |  | 1 | 2W-bolkraan, DN15, KVS 1.8 | Vanne 2V à boule, DN15, KVS 1.8 |  | VB210R-15BS 1.8T 00 | [18 empty] | 1 | 711426560909 | 0 |  | 532 | 14 | 10 | 7.5 | 1050 | [23 empty] | 4 | N | [12 empty] | FL1 | N8 | 8481805100 | [14 empty] | Tweewegbolkraan, DN15, KVS 1.8, draadaansluiting | Vanne 2 voies à boule, DN15, KVS 1.8, raccords filetés
Schneider Electric | Schneider Electric | 01022021 |  | Schneider Electric |  | BM | VB210R-15BS07 |  |  | 97.82 |  | 1 |  | 1 | 2W-bolkraan, DN15, KVS 3 | Vanne 2V à boule, DN15, KVS 3 |  | VB210R-15BS 3.0T 00 | [18 empty] | 1 | 711426560916 | 0 |  | 522 | 14 | 10 | 7.5 | 1050 | [23 empty] | 4 | N | [12 empty] | FL1 | N8 | 8481805100 | [14 empty] | Tweewegbolkraan, DN15, KVS 3, draadaansluiting | Vanne 2 voies à boule, DN15, KVS 3, raccords filetés
Schneider Electric | Schneider Electric | 01022021 |  | Schneider Electric |  | BM | VB210R-15BS08 |  |  | 97.82 |  | 1 |  | 1 | 2W-bolkraan, DN15, KVS 4 | Vanne 2V à boule, DN15, KVS 4 |  | VB210R-15BS 4.0T 00 | [18 empty] | 1 | 711426560923 | 0 |  | 527 | 14 | 10 | 7.5 | 1050 | [23 empty] | 4 | N | [12 empty] | FL1 | N8 | 8481805100 | [14 empty] | Tweewegbolkraan, DN15, KVS 4, draadaansluiting | Vanne 2 voies à boule, DN15, KVS 4, raccords filetés
Schneider Electric | Schneider Electric | 01022021 |  | Schneider Electric |  | BM | VB210R-15BS09 |  |  | 97.82 |  | 1 |  | 1 | 2W-bolkraan, DN15, KVS 6.3 | Vanne 2V à boule, DN15, KVS 6.3 |  | VB210R-15BS 6.3T 00 | [18 empty] | 1 | 711426560930 | 0 |  | 518 | 0.1 | 0.1 | 0.1 | 0.001 | [23 empty] | 20 | N | [12 empty] | FL1 | N8 | 8481805100 | [14 empty] | Tweewegbolkraan, DN15, KVS 6.3, draadaansluiting | Vanne 2 voies à boule, DN15, KVS 6.3, raccords filetés
Schneider Electric | Schneider Electric | 01022021 |  | Schneider Electric |  | BM | VB210R-20BS08 |  |  | 120.16 |  | 1 |  | 1 | 2W-bolkraan, DN20, KVS 4 | Vanne 2V à boule, DN20, KVS 4 |  | VB210R-20BS 4.0T 00 | [18 empty] | 1 | 711426560954 | 0 |  | 456 | 14 | 10 | 7.5 | 1050 | [23 empty] | 4 | N | [12 empty] | FL1 | N8 | 8481805100 | [14 empty] | Tweewegbolkraan, DN20, KVS 4, draadaansluiting | Vanne 2 voies à boule, DN20, KVS 4, raccords filetés
Schneider Electric | Schneider Electric | 01022021 |  | Schneider Electric |  | BM | VB210R-20BS09 |  |  | 120.16 |  | 1 |  | 1 | 2W-bolkraan, DN20, KVS 6.3 | Vanne 2V à boule, DN20, KVS 6.3 |  | VB210R-20BS 6.3T 00 | [18 empty] | 1 | 711426560961 | 0 |  | 461 | 14 | 10 | 7.5 | 1050 | [23 empty] | 20 | N | [12 empty] | FL1 | N8 | 8481805100 | [14 empty] | Tweewegbolkraan, DN20, KVS 6.3, draadaansluiting | Vanne 2 voies à boule, DN20, KVS 6.3, raccords filetés
Schneider Electric | Schneider Electric | 01022021 |  | Schneider Electric |  | BM | VB300R-15BS |  |  | 153.06 |  | 1 |  | 1 | 3W-bolkraan, DN15, KVS 8.7 | Vanne 3V à boule, DN15, KVS 8.7 |  | VB300R-15BS 8.7T 00 | [18 empty] | 1 | 711426561012 | 0 |  | 618 | 14 | 7.5 | 10 | 1050 | [23 empty] | 4 | N | [12 empty] | FL1 | N8 | 8481805100 | [14 empty] | Driewegbolkraan, DN15, KVS 8.7, draadaansluiting | Vanne 3 voies à boule, DN15, KVS 8.7, raccords filetés
Schneider Electric | Schneider Electric | 01022021 |  | Schneider Electric |  | BM | VB300R-20BS |  |  | 180.78 |  | 1 |  | 1 | 3W-bolkraan, DN20, KVS 8.7 | Vanne 3V à boule, DN20, KVS 8.7 |  | VB300R-20BS 8.7T 00 | [18 empty] | 1 | 711426561050 | 0 |  | 1400 | 0.1 | 0.1 | 0.1 | 0.001 | [23 empty] | 20 | N | [12 empty] | FL1 | N8 | 8481805100 | [14 empty] | Driewegbolkraan, DN20, KVS 8.7, draadaansluiting | Vanne 3 voies à boule, DN20, KVS 8.7, raccords filetés
Schneider Electric | Schneider Electric | 01022021 |  | Schneider Electric |  | BM | VB310R-15BS04 |  |  | 157.26 |  | 1 |  | 1 | 3W-bolkraan, DN15, KVS 0.86 | Vanne 3V à boule, DN15, KVS 0.86 |  | VB310R-15BS 0.86T 00 | [18 empty] | 1 | 711426560985 | 0 |  | 613 | 14 | 10 | 8 | 1120 | [23 empty] | 20 | N | [12 empty] | FL1 | N8 | 8481805100 | [14 empty] | Driewegbolkraan, DN15, KVS 0.86, draadaansluiting | Vanne 3 voies à boule, DN15, KVS 0.86, raccords filetés
Schneider Electric | Schneider Electric | 01022021 |  | Schneider Electric |  | BM | VB310R-15BS05 |  |  | 157.26 |  | 1 |  | 1 | 3W-bolkraan, DN15, KVS 1.6 | Vanne 3V à boule, DN15, KVS 1.6 |  | VB310R-15BS 1.6T 00 | [18 empty] | 1 | 711426036749 | 0 |  | 1400 | 0.1 | 0.1 | 0.1 | 0.001 | [23 empty] | 29 | N | [12 empty] | FL1 | N8 | 8481805100 | [14 empty] | Driewegbolkraan, DN15, KVS 1.6, draadaansluiting | Vanne 3 voies à boule, DN15, KVS 1.6, raccords filetés
Schneider Electric | Schneider Electric | 01022021 |  | Schneider Electric |  | BM | VB310R-15BS07 |  |  | 157.26 |  | 1 |  | 1 | 3W-bolkraan, DN15, KVS 2.5 | Vanne 3V à boule, DN15, KVS 2.5 |  | VB310R-15BS 2.5T 00 | [18 empty] | 1 | 711426036756 | 0 |  | 1400 | 0.1 | 0.1 | 0.1 | 0.001 | [23 empty] | 20 | N | [12 empty] | FL1 | N8 | 8481805100 | [14 empty] | Driewegbolkraan, DN15, KVS 2.5, draadaansluiting | Vanne 3 voies à boule, DN15, KVS 2.5, raccords filetés
Schneider Electric | Schneider Electric | 01022021 |  | Schneider Electric |  | BM | VB310R-15BS08 |  |  | 157.26 |  | 1 |  | 1 | 3W-bolkraan, DN15, KVS 4 | Vanne 3V à boule, DN15, KVS 4 |  | VB310R-15BS 4.0T 00 | [18 empty] | 1 | 711426560992 | 0 |  | 1400 | 0.1 | 0.1 | 0.1 | 0.001 | [23 empty] | 20 | N | [12 empty] | FL1 | N8 | 8481805100 | [14 empty] | Driewegbolkraan, DN15, KVS 4, draadaansluiting | Vanne 3 voies à boule, DN15, KVS 4, raccords filetés
Schneider Electric | Schneider Electric | 01022021 |  | Schneider Electric |  | BM | VB310R-15BS09 |  |  | 157.26 |  | 1 |  | 1 | 3W-bolkraan, DN15, KVS 6.3 | Vanne 3V à boule, DN15, KVS 6.3 |  | VB310R-15BS 6.3T 00 | [18 empty] | 1 | 711426561005 | 0 |  | 617 | 14 | 10 | 7.5 | 1050 | [23 empty] | 20 | N | [12 empty] | FL1 | N8 | 8481805100 | [14 empty] | Driewegbolkraan, DN15, KVS 6.3, draadaansluiting | Vanne 3 voies à boule, DN15, KVS 6.3, raccords filetés
Schneider Electric | Schneider Electric | 01022021 |  | Schneider Electric |  | BM | VB310R-20BS04 |  |  | 187.77 |  | 1 |  | 1 | 3W-bolkraan, DN20, KVS 0.86 | Vanne 3V à boule, DN20, KVS 0.86 |  | VB310R-20BS 0.86T 00 | [18 empty] | 1 | 711426561029 | 0 |  | 1400 | 0.1 | 0.1 | 0.1 | 0.001 | [23 empty] | 20 | N | [12 empty] | FL1 | N8 | 8481805100 | [14 empty] | Driewegbolkraan, DN20,KVS 0.86,draadaansluiting | Vanne 3V voies à boule, DN20,KVS 0.86,raccords filetés
Schneider Electric | Schneider Electric | 01022021 |  | Schneider Electric |  | BM | VB310R-20BS08 |  |  | 187.77 |  | 1 |  | 1 | 3W-bolkraan, DN20, KVS 4 | Vanne 3V à boule, DN20, KVS 4 |  | VB310R-20BS 4.0T 00 | [18 empty] | 1 | 711426561036 | 0 |  | 1400 | 0.1 | 0.1 | 0.1 | 0.001 | [23 empty] | 20 | N | [12 empty] | FL1 | N8 | 8481805100 | [14 empty] | Driewegbolkraan, DN20, KVS 4, draadaansluiting | Vanne 3 voies à boule, DN20, KVS 4, raccords filetés
Schneider Electric | Schneider Electric | 01022021 |  | Schneider Electric |  | BM | VB310R-20BS09 |  |  | 187.77 |  | 1 |  | 1 | 3W-bolkraan, DN20, KVS 6.3 | Vanne 3V à boule, DN20, KVS 6.3 |  | VB310R-20BS 6.3T 00 | [18 empty] | 1 | 711426561043 | 0 |  | 529 | 14 | 10 | 8 | 1120 | [23 empty] | 20 | N | [12 empty] | FL1 | N8 | 8481805100 | [14 empty] | Driewegbolkraan, DN20, KVS 6.3, draadaansluiting | Vanne 3 voies à boule, DN20, KVS 6.3, raccords filetés
Schneider Electric | Schneider Electric | 01022021 |  | Schneider Electric |  | BM | VB601R-15B |  |  | 527.78 |  | 1 |  | 1 | 6-weg bolkraan, DN15, KVS2.4 | Vanne à boule 6 voies, DN15, KVS2.4 |  | 6 WAY DN15 CHANGE OVER VALVE | [18 empty] | 1 | 7332552014956 | 0 |  | 1167 | 14 | 9 | 6.7 | 844.2 | [23 empty] | 4 | N | [12 empty] | FL3 | N7 | 84818019 | [14 empty] | Bolkraan, 6 weg, DN15, KVS 2.4 | Vanne à boule, 6 voies, DN15, KVS 2.4 | [17 empty] | https://eref.se.com/be/nl/sis-tarif/product/VB601R-15B | https://eref.se.com/be/fr/sis-tarif/product/VB601R-15B
Schneider Electric | Schneider Electric | 01022021 |  | Schneider Electric |  | BM | VB601R-20B |  |  | 677.78 |  | 1 |  | 1 | 6-weg bolkraan, DN20, KVS4.7 | Vanne à boule 6 voies, DN20, KVS4.7 |  | 6 WAY DN20 CHANGE OVER VALVE | [18 empty] | 1 | 7332552014963 | 0 |  | 1840.8 | 16 | 10.1 | 7.7 | 1244.32 | [23 empty] | 4 | N | [12 empty] | FL3 | N7 | 84818019 | [14 empty] | Bolkraan, 6 weg, DN20, KVS 4.7 | Vanne à boule, 6 voies, DN20, KVS 4.7 | [17 empty] | https://eref.se.com/be/nl/sis-tarif/product/VB601R-20B | https://eref.se.com/be/fr/sis-tarif/product/VB601R-20B
Schneider Electric | Schneider Electric | 01022021 |  | Schneider Electric |  | BM | VC2300E5000 |  |  | 72.48 |  | 1 |  | 1 | RELPK SER73/83 MIXED-V 220/240V | RELPK SER73/83 MIXED-V 220/240V |  | FAN COIL RELAY BOARD 220_240V NoLogo | [18 empty] | 1 |  | 0 |  | 400 | 18.5 | 13.9 | 10.4 | 2674.36 | [23 empty] | 4 | N | [12 empty] | XX4 | PU | 90321020 | [14 empty] | Relaispack voor SE7300/8300, 230V | Relais pack pour controleur SE7300/8300, 230V
Schneider Electric | Schneider Electric | 01022021 |  | Schneider Electric |  | BM | VC3404E5000 |  |  | 148 |  | 1 |  | 1 | Relay Pack 4 O Relay Vdc 4I | Relay Pack 4 O Relay Vdc 4I |  | FCU RELAY PK 4RO 1SO 4 INPUT | [18 empty] | 1 | 3606481807496 | 0 |  | 400 | 0 | 0 | 0 | 0 | [23 empty] | 4 | N | [12 empty] | XX4 | PU | 90321020 | [14 empty] | Relaispack voor SER7300/8300, 4 relais outputs, 4 inputs, 1 0-10V output | Relais pack controleur ventilo-convecteur
Schneider Electric | Schneider Electric | 01022021 |  | Schneider Electric |  | BM | VC3500E5000 |  |  | 120.25 |  | 1 |  | 1 | Relaispack voor SER8xxx | Relais pack controleur pour SER8xxx |  | TRANSFORMER RELAY PACK 5 RELAY OUTPUTS | [18 empty] | 1 | 3606481807519 | 0 |  | 400 | 0 | 0 | 0 | 0 | [23 empty] | 4 | N | [12 empty] | XX4 | PU | 90321020 | [14 empty] | Relaispack voor SER7300/8300, 5 relais outputs, 4 inputs | Relais pack controleur ventilo-convecteur
Schneider Electric | Schneider Electric | 01022021 |  | Schneider Electric |  | BM | VC3504E5000 |  |  | 148 |  | 1 |  | 1 | Relay Pack 5O Relay 4I | Relay Pack 5O Relay 4I |  | RELAY PK 5RO 4 INPUT | [18 empty] | 1 | 3606481807526 | 0 |  | 400 | 0 | 0 | 0 | 0 | [23 empty] | 4 | N | [12 empty] | XX4 | PU | 90321020 | [14 empty] | Relaispack voor SER7300/8300, 5 relais fan outputs, 4 outputs | Relais pack controleur ventilo-convecteur
Schneider Electric | Schneider Electric | 01022021 |  | Schneider Electric |  | BM | VCM7300T5045E |  |  | 187.95 |  | 1 |  | 1 | LON COMM CARD - SE7200/7300 | LON COMM CARD - SE7200/7300 |  | LON COMM CARD - SE7200/SE7300 | [18 empty] | 1 | 3606481808981 | 0 |  | 36 | 0.1 | 0.1 | 0.1 | 0.001 | [23 empty] | 15 | N | [12 empty] | XX4 | PU | 9032102090 | [14 empty] | LON module voor ruimteregelaar SE7000 | LON COMM CARD - SE7200/SE7300
Schneider Electric | Schneider Electric | 01022021 |  | Schneider Electric |  | BM | VCM8000V5045P |  |  | 155.26 |  | 1 |  | 1 | MODULE ZigB Pro SE/SER8000 | MODULE ZigB Pro SE/SER8000 |  | COM MOD ZIG PRO SE8000 | [18 empty] | 1 | 3606480772498 | 0 |  | 27.4 | 12.5 | 7.5 | 4 | 375 | [23 empty] | 2 | Y | [12 empty] | XX4 | PU | 8517620019 | [14 empty] | ZigBee Pro module voor zonecontroller SE8000/SER8000 | ZigBee Pro module pour régulateur terminal SE8000/SER8000 | [17 empty] | https://eref.se.com/be/nl/sis-tarif/product/VCM8000V5045P | https://eref.se.com/be/fr/sis-tarif/product/VCM8000V5045P
Schneider Electric | Schneider Electric | 01022021 |  | Schneider Electric |  | BM | VCM8001V5045 |  |  | 282.3 |  | 1 |  | 1 | MODULE CO2 SE/SER8000 | MODULE CO2 SE/SER8000 |  | CO2 SENSOR MODULE | [18 empty] | 1 | 3606489646226 | 0 |  | 41.2 | 11.1 | 3.8 | 9 | 379.62 | [23 empty] | 2 | Y | [12 empty] | XX4 | PU | 9032900090 | [14 empty] | CO2 module voor zonecontroller SE8000/SER8000 | CO2 module pour régulateur terminal SE8000/SER8000
Schneider Electric | Schneider Electric | 01022021 |  | Schneider Electric |  | BM | VCM8002V5031 |  |  | 201.05 |  | 1 |  | 1 | MODULE WI-FI SE/SER8000 | MODULE WI-FI SE/SER8000 |  | WIFI-CARD FOR SE8000 | [18 empty] | 1 | 3606489910372 | 0 |  | 30 | 12.2 | 7.5 | 4.3 | 393.45 | [23 empty] | 4 | N | [12 empty] | XX4 | PU | 9032900090 | [14 empty] | Wi-Fi module voor zonecontroller SE8000/SER8000 | Wi-Fi module pour régulateur terminal SE8000/SER8000
Schneider Electric | Schneider Electric | 01022021 |  | Schneider Electric |  | BM | VDICD115118 |  |  | 606.13 |  | 1 |  | 1 | CAB LAN UUTP 4P,CAT 5E,155MHZ LSZH 305M | CAB LAN UUTP 4P,CAT 5E,155MHZ LSZH 305M |  | CAB LAN UUTP 4P CAT5E 155MHZ LSZH 305M | [18 empty] | 1 | 3606481319982 | 0 |  | 9866 | 36 | 36 | 23 | 29.808 | [14 empty] | 73606481319981 | 30 | 307980 | 120 | 80 | 80 |  |  |  | 4 | N | [12 empty] | FL2 | PK | 8544499390 | [33 empty] | https://eref.se.com/be/nl/sis-tarif/product/VDICD115118 | https://eref.se.com/be/fr/sis-tarif/product/VDICD115118
Schneider Electric | Schneider Electric | 01022021 |  | Schneider Electric |  | BM | VF208W-100NS |  |  | 432.24 |  | 1 |  | 1 | Vlinderkraan , DN100, KVS 760, NS | Vanne pap. , DN100, KVS 760, NS |  | VF208W 100NS 760E B00 | [18 empty] | 1 | 3606489660734 | 0 |  | 4400 | 0.1 | 0.1 | 0.1 | 0.001 | [23 empty] | 4 | N | [12 empty] | FL2 | PK | 8481109990 | [14 empty] | Vlinderkraan, DN100, KV 760, RVS | Vanne papillon , DN100, KVS 760, Disque en Inox
Schneider Electric | Schneider Electric | 01022021 |  | Schneider Electric |  | BM | VF208W-100NZ |  |  | 345.79 |  | 1 |  | 1 | Vlinderkraan, DN100, KVS 760, NZ | Vanne pap., DN100, KVS 760, NZ |  | VF208W 100NZ 760E B00 | [18 empty] | 1 | 3606489660741 | 0 |  | 4000 | 30 | 15.6 | 7 | 3276 | [23 empty] | 4 | N | [12 empty] | FL2 | PK | 8481109990 | [14 empty] | Vlinderkraan, DN100, KV 760, Disc met coating | Vanne papillon, DN100, KVS 760, Disque Fonte
Schneider Electric | Schneider Electric | 01022021 |  | Schneider Electric |  | BM | VF208W-125NS |  |  | 536.39 |  | 1 |  | 1 | Vlinderkraan , DN125, KVS 1025, NS | Vanne pap. , DN125, KVS 1025, NS |  | VF208W 125NS 1025E B00 | [18 empty] | 1 | 3606489660758 | 0 |  | 7400 | 0.1 | 0.1 | 0.1 | 0.001 | [23 empty] | 4 | N | [12 empty] | FL2 | PK | 8481109990 | [14 empty] | Vlinderkraan, DN125, KV 1025, Disc RVS | Vanne papillon , DN125, KVS 1025, Disque en Inox
Schneider Electric | Schneider Electric | 01022021 |  | Schneider Electric |  | BM | VF208W-125NZ |  |  | 415.37 |  | 1 |  | 1 | Vlinderkraan,DN125,KVS 1025, NZ | Vanne pap.,DN125,KVS 1025, NZ |  | VF208W 125NZ 1025E B00 | [18 empty] | 1 | 3606489660765 | 0 |  | 6350 | 33.7 | 23.2 | 9.4 | 7349.296 | [23 empty] | 4 | N | [12 empty] | FL2 | PK | 8481109990 | [14 empty] | Vlinderkraan, DN125,KV 1025, Disc met coating | Vanne papillon,DN125,KVS 1025, Disque Fonte | [17 empty] | https://eref.se.com/be/nl/sis-tarif/product/VF208W-125NZ | https://eref.se.com/be/fr/sis-tarif/product/VF208W-125NZ
Schneider Electric | Schneider Electric | 01022021 |  | Schneider Electric |  | BM | VF208W-150NS |  |  | 778.44 |  | 1 |  | 1 | Vlinderkraan , DN150, KVS 1790, NS | Vanne pap. , DN150, KVS 1790, NS |  | VF208W 150NS 1790E B00 | [18 empty] | 1 | 3606489660772 | 0 |  | 8300 | 38 | 27 | 9.5 | 9747 | [23 empty] | 4 | N | [12 empty] | FL2 | PK | 8481109990 | [14 empty] | Vlinderkraan, DN150, KV 1790, Disc RVS | Vanne papillon , DN150, KVS 1790, Disque en Inox
Schneider Electric | Schneider Electric | 01022021 |  | Schneider Electric |  | BM | VF208W-150NZ |  |  | 605.54 |  | 1 |  | 1 | Vlinderkraan,DN150,KVS 1790, NZ | Vanne pap.,DN150,KVS 1790, NZ |  | VF208W 150NZ 1790E B00 | [18 empty] | 1 | 3606489660789 | 0 |  | 8500 | 37.5 | 26.5 | 9.5 | 9440.625 | [23 empty] | 4 | N | [12 empty] | FL2 | PK | 8481109990 | [14 empty] | Vlinderkraan, DN150,KV 1790, Disc met coating | Vanne papillon,DN150,KVS 1790, Disque Fonte
Schneider Electric | Schneider Electric | 01022021 |  | Schneider Electric |  | BM | VF208W-200NS |  |  | 1065.2 |  | 1 |  | 1 | Vlinderkraan , DN200, KVS 3450, NS | Vanne pap. , DN200, KVS 3450, NS |  | VF208W 200NS 3450E B00 | [18 empty] | 1 | 3606489660796 | 0 |  | 13400 | 8.5 | 34 | 43.5 | 12571.5 | [23 empty] | 15 | N | [12 empty] | FL2 | PK | 8481109990 | [14 empty] | Vlinderkraan, DN200, KV 3450, Disc RVS | Vanne papillon , DN200, KVS 3450, Disque en Inox
Schneider Electric | Schneider Electric | 01022021 |  | Schneider Electric |  | BM | VF208W-200NZ |  |  | 778.44 |  | 1 |  | 1 | Vlinderkraan,DN200,KVS 3450, NZ | Vanne pap.,DN200,KVS 3450, NZ |  | VF208W 200NZ 3450E B00 | [18 empty] | 1 | 3606489660802 | 0 |  | 12700 | 43 | 33 | 9.1 | 12912.9 | [23 empty] | 2 | Y | [12 empty] | FL2 | PK | 8481109990 | [14 empty] | Vlinderkraan, DN200,KV 3450, Disc met coating | Vanne papillon,DN200,KVS 3450, Disque Fonte
Schneider Electric | Schneider Electric | 01022021 |  | Schneider Electric |  | BM | VF208W-25NS |  |  | 155.61 |  | 1 |  | 1 | Vlinderkraan , DN25, KVS 26, NS | Vanne pap. , DN25, KVS 26, NS |  | VF208W 25NZ 26E B00 | [18 empty] | 1 | 3606489660819 | 0 |  | 1375 | 20 | 10.5 | 6.8 | 1428 | [23 empty] | 4 | N | [12 empty] | FL2 | PK | 8481109990 | [14 empty] | Vlinderkraan, DN25, KV 26, Disc RVS | Vanne papillon , DN25, KVS 26, Disque en Inox
Schneider Electric | Schneider Electric | 01022021 |  | Schneider Electric |  | BM | VF208W-32NS |  |  | 172.9 |  | 1 |  | 1 | Vlinderkraan, DN32, KVS 26.5, NS | Vanne pap., DN32, KVS 26.5, NS |  | VF208W 32NZ 26.5E B00 | [18 empty] | 1 | 3606489660826 | 0 |  | 1354 | 2 | 1.1 | 6.8 | 14.96 | [23 empty] | 4 | N | [12 empty] | FL2 | PK | 8481109990 | [14 empty] | Vlinderkraan, DN25, KV 26.5, Disc RVS | Vanne papillon, DN32, KVS 26.5, Disque en Inox
Schneider Electric | Schneider Electric | 01022021 |  | Schneider Electric |  | BM | VF208W-40NS |  |  | 198.82 |  | 1 |  | 1 | Vlinderkraan, DN40, KVS 50, NS | Vanne pap., DN40, KVS 50, NS |  | VF208W 40NZ 50E B00 | [18 empty] | 1 | 3606489660833 | 0 |  | 1653 | 21 | 11.1 | 7 | 1631.7 | [23 empty] | 2 | Y | [12 empty] | FL2 | PK | 8481109990 | [14 empty] | Vlinderkraan, DN40, KV 50, Disc RVS | Vanne papillon , DN40, KVS 50, Disque en Inox
Schneider Electric | Schneider Electric | 01022021 |  | Schneider Electric |  | BM | VF208W-50NS |  |  | 216.11 |  | 1 |  | 1 | Vlinderkraan, DN50, KVS 115, NS | Vanne pap., DN50, KVS 115, NS |  | VF208W 50NZ 115E B00 | [18 empty] | 1 | 3606489660840 | 0 |  | 2119.2 | 22.3 | 12 | 6.5 | 1739.4 | [23 empty] | 4 | N | [12 empty] | FL2 | PK | 8481109990 | [14 empty] | Vlinderkraan, DN50, KV 115, Disc RVS | Vanne papillon, DN50, KVS 115, Disque en Inox | [17 empty] | https://eref.se.com/be/nl/sis-tarif/product/VF208W-50NS | https://eref.se.com/be/fr/sis-tarif/product/VF208W-50NS
Schneider Electric | Schneider Electric | 01022021 |  | Schneider Electric |  | BM | VF208W-65NS |  |  | 233.41 |  | 1 |  | 1 | Vlinderkraan, DN65, KVS 260, NS | Vanne pap., DN65, KVS 260, NS |  | VF208W 65NZ 260E B00 | [18 empty] | 1 | 3606489660857 | 0 |  | 2640.4 | 24.5 | 13.6 | 6.6 | 2199.12 | [23 empty] | 4 | N | [12 empty] | FL2 | PK | 8481109990 | [14 empty] | Vlinderkraan, DN65, KV 260, Disc RVS | Vanne papillon , DN65, KVS 260, Disque en Inox
Schneider Electric | Schneider Electric | 01022021 |  | Schneider Electric |  | BM | VF208W-80NS |  |  | 302.57 |  | 1 |  | 1 | Vlinderkraan, DN80, KVS 375, NS | Vanne pap., DN80, KVS 375, NS |  | VF208W 80NZ 375E B00 | [18 empty] | 1 | 3606489660864 | 0 |  | 3168.6 | 27 | 14.5 | 6.5 | 2544.75 | [23 empty] | 4 | N | [12 empty] | FL2 | PK | 8481109990 | [14 empty] | Vlinderkraan, DN80, KV 375, Disc RVS | Vanne papillon, DN80, KVS 375, Disque en Inox
Schneider Electric | Schneider Electric | 01022021 |  | Schneider Electric |  | BM | VF209W-100CN |  |  | 322.63 |  | 1 |  | 1 | Vlinderkraan,DN100,KVS 723, COAT. | Vanne pap.,DN100,KVS 723, FONTE |  | BUT.VALVE DN100, DP 1200KPA | [18 empty] | 1 | 634558526639 | 0 |  | 4850 | 16 | 16 | 16 | 4096 | [23 empty] | 15 | N | [12 empty] | FL2 | PK | 8481808590 | [14 empty] | Vlinderkraan, DN100,KVS 723, Disc met coating | Vanne papillon, DN100,KVS 723, Disque en fonte
Schneider Electric | Schneider Electric | 01022021 |  | Schneider Electric |  | BM | VF209W-125CN |  |  | 387.66 |  | 1 |  | 1 | Vlinderkraan,DN125,KVS 1083, COAT. | Vanne pap.,DN125,KVS 1083, FONTE |  | BUT.VALVE DN125, DP 1200KPA | [18 empty] | 1 | 4251074200360 | 0 |  | 7200 | 17.3 | 17.3 | 17.3 | 5177.717 | [23 empty] | 15 | N | [12 empty] | FL2 | PK | 8481808590 | [14 empty] | Vlinderkraan, DN125,KVS 1083, Disc met coating | Vanne papillon, DN125,KVS 1083, Disque en fonte
Schneider Electric | Schneider Electric | 01022021 |  | Schneider Electric |  | BM | VF209W-150CN |  |  | 566.48 |  | 1 |  | 1 | Vlinderkraan,DN150,KVS 1591, COAT. | Vanne pap.,DN150,KVS 1591, FONTE |  | BUT.VALVE DN150, DP 1200KPA | [18 empty] | 1 | 634558526653 | 0 |  | 9500 | 18.7 | 18.7 | 18.7 | 6539.203 | [23 empty] | 15 | N | [12 empty] | FL2 | PK | 8481808590 | [14 empty] | Vlinderkraan, DN150,KVS 1591, Disc met coating | Vanne papillon, DN150,KVS 1591, Disque en fonte
Schneider Electric | Schneider Electric | 01022021 |  | Schneider Electric |  | BM | VF209W-200CN |  |  | 726.54 |  | 1 |  | 1 | Vlinderkraan,DN200,KVS 2852, COAT. | Vanne pap.,DN200,KVS 2852, FONTE |  | BUT.VALVE DN200, DP 1200KPA | [18 empty] | 1 | 634558526660 | 0 |  | 12000 | 25.6 | 25.6 | 25.6 | 16777.216 | [23 empty] | 15 | N | [12 empty] | FL2 | PK | 8481808590 | [14 empty] | Vlinderkraan, DN200,KVS 2852, Disc met coating | Vanne papillon, DN200,KVS 2852, Disque en fonte
Schneider Electric | Schneider Electric | 01022021 |  | Schneider Electric |  | BM | VF209W-250CN |  |  | 1084.18 |  | 1 |  | 1 | Vlinderkraan,DN250,KVS 4670, COAT. | Vanne pap.,DN250,KVS 4670, FONTE |  | BUT.VALVE DN250, DP 1200KPA | [18 empty] | 1 | 634558526677 | 0 |  | 17000 | 29.1 | 29.1 | 29.1 | 24642.171 | [23 empty] | 15 | N | [12 empty] | FL2 | PK | 8481808590 | [14 empty] | Vlinderkraan, DN250,KVS 4670, Disc met coating | Vanne papillon, DN250,KVS 4670, Disque en fonte | [17 empty] | https://eref.se.com/be/nl/sis-tarif/product/VF209W-250CN | https://eref.se.com/be/fr/sis-tarif/product/VF209W-250CN
Schneider Electric | Schneider Electric | 01022021 |  | Schneider Electric |  | BM | VF209W-300CN |  |  | 1559.37 |  | 1 |  | 1 | Vlinderkraan,DN300,KVS 6946, COAT. | Vanne pap.,DN300,KVS 6946, FONTE |  | BUT.VALVE DN300, DP 1200KPA | [18 empty] | 1 | 634558526684 | 0 |  | 20000 | 15 | 8 | 56 | 6720 | [23 empty] | 15 | N | [12 empty] | FL2 | PK | 8481808590 | [14 empty] | Vlinderkraan, DN300,KVS 6946, Disc met coating | Vanne papillon, DN300,KVS 6946, Disque en fonte
Schneider Electric | Schneider Electric | 01022021 |  | Schneider Electric |  | BM | VF209W-350CN |  |  | 2603.54 |  | 1 |  | 1 | Vlinderkraan,DN350,KVS 9063, COAT. | Vanne pap.,DN350,KVS 9063, FONTE |  | BUT.VALVE DN350, DP 1000KPA | [18 empty] | 1 | 634558526691 | 0 |  | 23000 | 34.6 | 34.6 | 34.6 | 41421.736 | [23 empty] | 15 | N | [12 empty] | FL2 | PK | 8481808590 | [14 empty] | Vlinderkraan, DN350,KVS 9703, Disc met coating | Vanne papillon, DN350,KVS 9063, Disque en fonte
Schneider Electric | Schneider Electric | 01022021 |  | Schneider Electric |  | BM | VF209W-400CN |  |  | 3586.43 |  | 1 |  | 1 | Vlinderkraan,DN400,KVS 12044, COAT. | Vanne pap.,DN400,KVS 12044, FONTE |  | BUT.VALVE DN400, DP 1000KPA | [18 empty] | 1 | 634558526707 | 0 |  | 27000 | 37.1 | 37.1 | 37.1 | 51064.811 | [23 empty] | 15 | N | [12 empty] | FL2 | PK | 8481808590 | [14 empty] | Vlinderkraan, DN400,KVS 12044, Disc met coating | Vanne papillon, DN400,KVS 12044, Disque en fonte
Schneider Electric | Schneider Electric | 01022021 |  | Schneider Electric |  | BM | VF209W-450CN |  |  | 4889.46 |  | 1 |  | 1 | Vlinderkraan,DN450,KVS 14804, COAT. | Vanne pap.,DN450,KVS 14804, FONTE |  | BUT.VALVE DN450, DP 1000KPA | [18 empty] | 1 | 634558526714 | 0 |  | 30000 | 44.4 | 44.4 | 44.4 | 87528.384 | [23 empty] | 15 | N | [12 empty] | FL2 | PK | 8481808590 | [14 empty] | Vlinderkraan, DN450,KVS 14804, Disc met coating | Vanne papillon, DN450,KVS 14804, Disque en fonte
Schneider Electric | Schneider Electric | 01022021 |  | Schneider Electric |  | BM | VF209W-500CN |  |  | 6581.38 |  | 1 |  | 1 | Vlinderkraan,DN500,KVS 19212, COAT. | Vanne pap.,DN500,KVS 19212, FONTE |  | BUT.VALVE DN500, DP 1000KPA | [18 empty] | 1 | 634558526721 | 0 |  | 33000 | 47.4 | 47.4 | 47.4 | 106496.424 | [23 empty] | 15 | N | [12 empty] | FL2 | PK | 8481808590 | [14 empty] | Vlinderkraan, DN500,KVS 19212, Disc met coating | Vanne papillon, DN500,KVS 19212, Disque en fonte
Schneider Electric | Schneider Electric | 01022021 |  | Schneider Electric |  | BM | VF209W-50CN |  |  | 200.08 |  | 1 |  | 1 | Vlinderkraan,DN50,KVS 124, COAT. | Vanne pap.,DN50,KVS 124, FONTE |  | BUT.VALVE DN50, DP 1200KPA | [18 empty] | 1 |  | 0 |  | 3050 | 0 | 0 | 0 | 0 | [23 empty] | 15 | N | [12 empty] | FL2 | PK | 8481808590 | [14 empty] | Vlinderkraan, DN50,KVS 124, Disc met coating | Vanne papillon, DN50,KVS 124, Disque en fonte
Schneider Electric | Schneider Electric | 01022021 |  | Schneider Electric |  | BM | VF209W-65CN |  |  | 216.34 |  | 1 |  | 1 | Vlinderkraan,DN65,KVS 243, COAT. | Vanne pap.,DN65,KVS 243, FONTE |  | BUT.VALVE DN65, DP 1200KPA | [18 empty] | 1 |  | 0 |  | 4050 | 0 | 0 | 0 | 0 | [23 empty] | 15 | N | [12 empty] | FL2 | PK | 8481808590 | [14 empty] | Vlinderkraan, DN65,KVS 243, Disc met coating | Vanne papillon, DN65,KVS 243, Disque en fonte
Schneider Electric | Schneider Electric | 01022021 |  | Schneider Electric |  | BM | VF209W-80CN |  |  | 280.11 |  | 1 |  | 1 | Vlinderkraan,DN80,KVS 397, COAT. | Vanne pap.,DN80,KVS 397, FONTE |  | BUT.VALVE DN80, DP 1200KPA | [18 empty] | 1 |  | 0 |  | 4300 | 0 | 0 | 0 | 0 | [23 empty] | 15 | N | [12 empty] | FL2 | PK | 8481808590 | [14 empty] | Vlinderkraan, DN80,KVS 397, Disc met coating | Vanne papillon, DN80,KVS 397, Disque en fonte
Schneider Electric | Schneider Electric | 01022021 |  | Schneider Electric |  | BM | VF299W-250CN |  |  | 1089.47 |  | 1 |  | 1 | Vlinderkraan, DN 250, KVS 4670 | Vanne pap., DN 250, KVS 4670 |  | BUT.VALVE DN250, DP 350KPA | [18 empty] | 1 | 634558526738 | 0 |  | 22000 | 52 | 34 | 16.5 | 29172 | [23 empty] | 5 | N | [12 empty] | FL2 | PK | 8481808590 | [14 empty] | Vlinderkraan, PN16, DN 250, KVS 4670, DP 350Kpa, Disc met coating | Vanne papillon, PN16, DN 250, KVS 4670, DP 350Kpa
Schneider Electric | Schneider Electric | 01022021 |  | Schneider Electric |  | BM | VF299W-300CN |  |  | 1566.98 |  | 1 |  | 1 | Vlinderkraan, DN 300, KVS 6946 | Vanne pap., DN 300, KVS 6946 |  | BUT.VALVE DN300, DP 350KPA | [18 empty] | 1 | 634558527087 | 0 |  | 30000 | 37.5 | 15 | 56.8 | 31950 | [23 empty] | 15 | N | [12 empty] | FL2 | PK | 84818019 | [14 empty] | Vlinderkraan, PN16, DN 300, KVS 6946, DP 350Kpa, Disc met coating | Vanne papillon, PN16, DN 300, KVS 6946, DP 350Kpa
Schneider Electric | Schneider Electric | 01022021 |  | Schneider Electric |  | BM | VF299W-350CN |  |  | 2603.54 |  | 1 |  | 1 | Vlinderkraan,DN350,KVS9063 | Vanne pap.,DN350,KVS9063 |  | BUT.VALVE DN350, DP 350KPA | [18 empty] | 1 | 634558526745 | 0 |  | 43000 | 34.6 | 34.6 | 34.6 | 41421.736 | [23 empty] | 15 | N | [12 empty] | FL2 | PK | 84818085 | [14 empty] | Vlinderkraan, PN16, DN350, KVS 9063, DP 350KPA, Disc met coating | Vanne papillon, DN350, DP 350KPA, KVS 9063, Fonte
Schneider Electric | Schneider Electric | 01022021 |  | Schneider Electric |  | BM | VF299W-400CN |  |  | 3586.43 |  | 1 |  | 1 | Vlinderkraan,DN400,KVS12004 | Vanne pap.,DN400,KVS12004 |  | BUT.VALVE DN400, DP 350KPA | [18 empty] | 1 | 634558526752 | 0 |  | 61000 | 37.1 | 37.1 | 37.1 | 51064.811 | [23 empty] | 15 | N | [12 empty] | FL2 | PK | 84818085 | [14 empty] | Vlinderkraan, PN16, DN400, KVS 12004, DP 350KPA, Disc met coating | Vanne papillon, DN400, DP 350KPA, KVS 12004, Fonte
Schneider Electric | Schneider Electric | 01022021 |  | Schneider Electric |  | BM | VF299W-450CN |  |  | 4889.46 |  | 1 |  | 1 | Vlinderkraan,DN450,KVS14804 | Vanne pap.,DN450,KVS14804 |  | BUT.VALVE DN450, DP 350KPA | [18 empty] | 1 | 634558526769 | 0 |  | 91000 | 44.4 | 44.4 | 44.4 | 87528.384 | [23 empty] | 15 | N | [12 empty] | FL2 | PK | 84818085 | [14 empty] | Vlinderkraan, PN16, DN450, KVS 14804, DP 350KPA, Disc met coating | Vanne papillon, DN450, DP 350KPA, KVS 14804, Fonte
Schneider Electric | Schneider Electric | 01022021 |  | Schneider Electric |  | BM | VF299W-500CN |  |  | 6581.38 |  | 1 |  | 1 | Vlinderkraan,DN500,KVS19212 | Vanne pap.,DN500,KVS19212 |  | BUT.VALVE DN500, DP 350KPA | [18 empty] | 1 | 634558526776 | 0 |  | 118000 | 47.4 | 47.4 | 47.4 | 106496.424 | [23 empty] | 15 | N | [12 empty] | FL2 | PK | 84818085 | [14 empty] | Vlinderkraan, PN16, DN500, KVS 19212, DP 350KPA, Disc met coating | Vanne papillon, DN500, DP 350KPA, KVS 19212, Fonte
Schneider Electric | Schneider Electric | 01022021 |  | Schneider Electric |  | BM | VFXP06 |  |  | 181.27 |  | 1 |  | 1 | Kan.luchtsnel, gemw 6IN, PITOT | Cap. vit air conduit 6IN,tube PITOT |  | AIR VELOCITY AVERAGING PITOT TUBE 6" | [18 empty] | 1 | 3606489899707 | 0 |  | 80 | 0 | 0 | 0 | 0 | [23 empty] | 25 | N | [12 empty] | FL2 | PK | 90269000 | [14 empty] | Kanaalluchtsnelheidvoeler voor EP drukvoelers, 15 cm | Capteur vitesse d'air, conduite 6 IN, tube PITOT
Schneider Electric | Schneider Electric | 01022021 |  | Schneider Electric |  | BM | VFXP10 |  |  | 196.56 |  | 1 |  | 1 | Kan.luchtsnel, gemw 10IN, PITOT | Cap. vit air conduit 10IN,tube PITOT |  | AIR VELOCITY AVERAGING PITOT TUBE 10" | [18 empty] | 1 | 3606489899721 | 0 |  | 112 | 0 | 0 | 0 | 0 | [23 empty] | 25 | N | [12 empty] | FL2 | PK | 90269000 | [14 empty] | Kanaalluchtsnelheidvoeler voor EP drukvoelers, 25 cm | Capteur vitesse d'air, conduite 10 IN, tube PITOT
Schneider Electric | Schneider Electric | 01022021 |  | Schneider Electric |  | BM | VFXP14 |  |  | 296.3 |  | 1 |  | 1 | Kan.luchtsnel, gemw 14IN, PITOT | Cap. vit air conduit 14IN,tube PITOT |  | AIR VELOCITY AVERAGING PITOT TUBE 14" | [18 empty] | 1 | 3606489899745 | 0 |  | 148 | 0 | 0 | 0 | 0 | [23 empty] | 25 | N | [12 empty] | FL2 | PK | 90269000 | [14 empty] | Kanaalluchtsnelheidvoeler voor EP drukvoelers, 35 cm | Capteur vitesse d'air, conduite 14 IN, tube PITOT
Schneider Electric | Schneider Electric | 01022021 |  | Schneider Electric |  | BM | VG210R-15B02 |  |  | 150.53 |  | 1 |  | 1 | 2W-kraan PN16 DN15 KVS0.4 | Vanne 2V à siège PN16 DN15 KVS0.4 |  | VG210R 15B 0.4T SU00 | [18 empty] | 1 | 711426032635 | 0 |  | 917.6 | 14.6 | 10.7 | 7.5 | 1171.65 | [23 empty] | 4 | N | [12 empty] | FL2 | PK | 8481109990 | [14 empty] | Tweewegkraan, PN16, DN15, KVS0.4 | Vanne 2 voies à siège en bronze, PN16, DN15, KVS0.4
Schneider Electric | Schneider Electric | 01022021 |  | Schneider Electric |  | BM | VG210R-15B03 |  |  | 150.53 |  | 1 |  | 1 | 2W-kraan PN16 DN15 KVS0.63 | Vanne 2V à siège PN16 DN15 KVS0.63 |  | VG210R 15B 0.63T SU00 | [18 empty] | 1 | 711426032642 | 0 |  | 911.2 | 14.5 | 11 | 7.5 | 1196.25 | [23 empty] | 4 | N | [12 empty] | FL2 | PK | 8481109990 | [14 empty] | Tweewegkraan, PN16, DN15, KVS0.63 | Vanne 2 voies à siège en bronze, PN16, DN15, KVS0.63
Schneider Electric | Schneider Electric | 01022021 |  | Schneider Electric |  | BM | VG210R-15B04 |  |  | 150.53 |  | 1 |  | 1 | 2W-kraan PN16 DN15 KVS1 | Vanne 2V à siège PN16 DN15 KVS1 |  | VG210R 15B 1.0TM SU00 | [18 empty] | 1 | 711426032659 | 0 |  | 904.4 | 14.3 | 10.7 | 7.5 | 1147.575 | [23 empty] | 4 | N | [12 empty] | FL2 | PK | 8481109990 | [14 empty] | Tweewegkraan, PN16, DN15, KVS1 | Vanne 2 voies à siège en bronze, PN16, DN15, KVS1
Schneider Electric | Schneider Electric | 01022021 |  | Schneider Electric |  | BM | VG210R-15B05 |  |  | 150.53 |  | 1 |  | 1 | 2W-kraan PN16 DN15 KVS1.6 | Vanne 2V à siège PN16 DN15 KVS1.6 |  | VG210R 15B 1.6T SU00 | [18 empty] | 1 | 711426032666 | 0 |  | 905.2 | 14.5 | 11 | 7.4 | 1180.3 | [23 empty] | 4 | N | [12 empty] | FL2 | PK | 8481109990 | [14 empty] | Tweewegkraan, PN16, DN15, KVS1.6 | Vanne 2 voies à siège en bronze, PN16, DN15, KVS1.6
Schneider Electric | Schneider Electric | 01022021 |  | Schneider Electric |  | BM | VG210R-15B07 |  |  | 150.53 |  | 1 |  | 1 | 2W-kraan PN16 DN15 KVS2.5 | Vanne 2V à siège PN16 DN15 KVS2.5 |  | VG210R 15B 2.5TM SU00 | [18 empty] | 1 | 711426032673 | 0 |  | 902.4 | 14.6 | 11 | 7.5 | 1204.5 | [23 empty] | 4 | N | [12 empty] | FL2 | PK | 8481109990 | [14 empty] | Tweewegkraan, PN16, DN15, KVS2.5 | Vanne 2 voies à siège en bronze, PN16, DN15, KVS2.5
Schneider Electric | Schneider Electric | 01022021 |  | Schneider Electric |  | BM | VG210R-15B08 |  |  | 150.53 |  | 1 |  | 1 | 2W-kraan PN16 DN15 KVS4 | Vanne 2V à siège PN16 DN15 KVS4 |  | VG210R 15B 4T SU00 | [18 empty] | 1 | 711426032680 | 0 |  | 902.2 | 1.5 | 11 | 7.3 | 120.45 | [23 empty] | 4 | N | [12 empty] | FL2 | PK | 8481109990 | [14 empty] | Tweewegkraan, PN16, DN15, KVS4 | Vanne 2 voies à siège en bronze, PN16, DN15, KVS4
Schneider Electric | Schneider Electric | 01022021 |  | Schneider Electric |  | BM | VG210R-20B |  |  | 171.54 |  | 1 |  | 1 | 2W-kraan PN16 DN20 KVS6.3 | Vanne 2V à siège PN16 DN20 KVS6.3 |  | VG210R 20B 6.3T SU00 | [18 empty] | 1 | 711426034219 | 0 |  | 1247.2 | 13.2 | 15.5 | 6.5 | 1329.9 | [23 empty] | 4 | N | [12 empty] | FL2 | PK | 8481109990 | [14 empty] | Tweewegkraan, PN16, DN20, KVS6.3 | Vanne 2 voies à siège en bronze, PN16, DN20, KVS6.3
Schneider Electric | Schneider Electric | 01022021 |  | Schneider Electric |  | BM | VG210R-25B |  |  | 198.15 |  | 1 |  | 1 | 2W-kraan PN16 DN25 KVS10 | Vanne 2V à siège PN16 DN25 KVS10 |  | VG210R 25B 10E SU00 | [18 empty] | 1 | 711426034226 | 0 |  | 1624 | 13.4 | 16 | 7 | 1500.8 | [23 empty] | 4 | N | [12 empty] | FL2 | PK | 8481109990 | [14 empty] | Tweewegkraan, PN16, DN25, KVS10 | Vanne 2 voies à siège en bronze, PN16, DN25, KVS10
Schneider Electric | Schneider Electric | 01022021 |  | Schneider Electric |  | BM | VG210R-32B |  |  | 236.28 |  | 1 |  | 1 | 2W-kraan PN16 DN32 KVS17 | Vanne 2V à siège PN16 DN32 KVS17 |  | VG210R 32B 17E SU00 | [18 empty] | 1 | 711426034233 | 0 |  | 1872.6 | 13.3 | 15.8 | 6.7 | 1407.938 | [23 empty] | 4 | N | [12 empty] | FL2 | PK | 8481109990 | [14 empty] | Tweewegkraan, PN16, DN32, KVS17 | Vanne 2 voies à siège en bronze, PN16, DN32, KVS17
Schneider Electric | Schneider Electric | 01022021 |  | Schneider Electric |  | BM | VG210R-40B |  |  | 269.33 |  | 1 |  | 1 | 2W-kraan PN16 DN40 KVS24 | Vanne 2V à siège PN16 DN40 KVS24 |  | VG210R 40B 24E SU00 | [18 empty] | 1 | 711426034240 | 0 |  | 2730.2 | 15.3 | 18.4 | 7.5 | 2111.4 | [23 empty] | 4 | N | [12 empty] | FL2 | PK | 8481109990 | [14 empty] | Tweewegkraan, PN16, DN40, KVS24 | Vanne 2 voies à siège en bronze, PN16, DN40, KVS24
Schneider Electric | Schneider Electric | 01022021 |  | Schneider Electric |  | BM | VG210R-50B |  |  | 362.39 |  | 1 |  | 1 | 2W-kraan PN16 DN50 KVS35 | Vanne 2V à siège PN16 DN50 KVS35 |  | VG210R 50B 35E SU00 | [18 empty] | 1 | 711426034257 | 0 |  | 4103.4 | 16 | 19 | 10.2 | 3100.8 | [23 empty] | 4 | N | [12 empty] | FL2 | PK | 8481109990 | [14 empty] | Tweewegkraan, PN16, DN50, KVS35 | Vanne 2 voies à siège en bronze, PN16, DN50, KVS35
Schneider Electric | Schneider Electric | 01022021 |  | Schneider Electric |  | BM | VG221F-100C |  |  | 1666.69 |  | 1 |  | 1 | 2W-kraan, flens, DN100, KVS 130 | Vanne 2V à bride DN100, KVS 130 |  | VG221F-100C 130M SU00 | [18 empty] | 1 |  | 0 |  | 39400 | 39 | 35.5 | 22.2 | 30735.9 | [23 empty] | 4 | N | [12 empty] | FL1 | N8 | 8481109990 | [14 empty] | Tweewegkraan, flensaansluiting, PN16, DN100, KVS130 | Vanne 2 voies en fonte à bride, PN16 ,DN100, KVS 130
Schneider Electric | Schneider Electric | 01022021 |  | Schneider Electric |  | BM | VG221F-125C |  |  | 2129.73 |  | 1 |  | 1 | 2W-kraan, flens, DN125 KVS 200 | Vanne 2V à bride, DN125 KVS 200 |  | VG221F-125C 200M SU00 | [18 empty] | 1 | 3606481820143 | 0 |  | 55000 | 0.1 | 0.1 | 0.1 | 0.001 | [23 empty] | 15 | N | [12 empty] | FL1 | N8 | 8481109990 | [14 empty] | Tweewegkraan, flensaansluiting, PN16, DN125, KVS200 | Vanne 2 voies en fonte à bride, PN16 DN125 KVS 200
Schneider Electric | Schneider Electric | 01022021 |  | Schneider Electric |  | BM | VG221F-150C |  |  | 2592.78 |  | 1 |  | 1 | 2W-kraan, flens, DN150 KVS 300 | Vanne 2V à bride, DN150 KVS 300 |  | VG221F-150C 300M SU00 | [18 empty] | 1 |  | 0 |  | 75000 | 47.5 | 29 | 50 | 68875 | [23 empty] | 4 | N | [12 empty] | FL1 | N8 | 8481109990 | [14 empty] | Tweewegkraan, flensaansluiting, PN16, DN150, KVS300 | Vanne 2 voies en fonte à bride, PN16 DN150 KVS 300
Schneider Electric | Schneider Electric | 01022021 |  | Schneider Electric |  | BM | VG221F-65C |  |  | 902.61 |  | 1 |  | 1 | 2W-kraan, flens, DN65 KVS 63 | Vanne 2V à bride, DN65 KVS 63 |  | VG221F-65C 63M SU00 | [18 empty] | 1 | 3606489646264 | 0 |  | 22550 | 33.4 | 29.2 | 18.7 | 18237.736 | [23 empty] | 4 | N | [12 empty] | FL1 | N8 | 8481109990 | [14 empty] | Tweewegkraan, flensaansluiting, PN16, DN65, KVS63 | Vanne 2 voies en fonte à bride, PN16 DN65 KVS 63
Schneider Electric | Schneider Electric | 01022021 |  | Schneider Electric |  | BM | VG221F-80C |  |  | 1227 |  | 1 |  | 1 | 2W-kraan, flens, DN80 KVS 100 | Vanne 2V à bride, DN80 KVS 100 |  | VG221F-80C 100M SU00 | [18 empty] | 1 | 3606489646271 | 0 |  | 29200 | 35.5 | 31.2 | 20.2 | 22373.52 | [23 empty] | 4 | N | [12 empty] | FL1 | N8 | 8481109990 | [14 empty] | Tweewegkraan, flensaansluiting, PN16, DN80, KVS100 | Vanne 2 voies en fonte à bride, PN16 DN80 KVS 100
Schneider Electric | Schneider Electric | 01022021 |  | Schneider Electric |  | BM | VG310R-15B05 |  |  | 174.97 |  | 1 |  | 1 | 3W-kraan PN16 DN32 KVS1.6 | Vanne 3V à siège PN16 DN32 KVS1.6 |  | VG310R 15B 1.6T SU00 | [18 empty] | 1 | 711426034264 | 0 |  | 960 | 14.5 | 11 | 7.5 | 1196.25 | [23 empty] | 4 | N | [12 empty] | FL2 | PK | 8481109990 | [14 empty] | Driewegkraan, PN16, DN15, KVS0.4 | Vanne 3 voies à siège en bronze, PN16, DN32, KVS17
Schneider Electric | Schneider Electric | 01022021 |  | Schneider Electric |  | BM | VG310R-15B07 |  |  | 174.97 |  | 1 |  | 1 | 3W-kraan PN16 DN40 KVS2.5 | Vanne 3V à siège PN16 DN40 KVS2.5 |  | VG310R 15B 2.5T SU00 | [18 empty] | 1 | 711426034271 | 0 |  | 965 | 14.5 | 11 | 7.5 | 1196.25 | [23 empty] | 4 | N | [12 empty] | FL2 | PK | 8481109990 | [14 empty] | Driewegkraan, PN16, DN15, KVS0.63 | Vanne 3 voies à siège en bronze, PN16, DN40, KVS24
Schneider Electric | Schneider Electric | 01022021 |  | Schneider Electric |  | BM | VG310R-15B08 |  |  | 174.97 |  | 1 |  | 1 | 3W-kraan PN16 DN50 KVS4 | Vanne 3V à siège PN16 DN50 KVS4 |  | VG310R 20B 4.0T SU00 | [18 empty] | 1 | 711426034288 | 0 |  | 973 | 14.5 | 11 | 7.5 | 1196.25 | [23 empty] | 4 | N | [12 empty] | FL2 | PK | 8481109990 | [14 empty] | Driewegkraan, PN16, DN15, KVS1 | Vanne 3 voies à siège en bronze, PN16, DN50, KVS35
Schneider Electric | Schneider Electric | 01022021 |  | Schneider Electric |  | BM | VG310R-20B |  |  | 195.56 |  | 1 |  | 1 | 3W-kraan PN16 DN20 KVS6.3 | Vanne 3V à siège PN16 DN20 KVS6.3 |  | VG310R 20B 6.3T SU00 | [18 empty] | 1 | 711426034295 | 0 |  | 1307 | 13.1 | 15.5 | 7 | 1421.35 | [23 empty] | 4 | N | [12 empty] | FL2 | PK | 8481109990 | [14 empty] | Driewegkraan, PN16, DN20, KVS6.3 | Vanne 3 voies à siège en bronze, PN16, DN20, KVS6.3
Schneider Electric | Schneider Electric | 01022021 |  | Schneider Electric |  | BM | VG310R-25B |  |  | 216.14 |  | 1 |  | 1 | 3W-kraan PN16 DN25 KVS10 | Vanne 3V à siège PN16 DN25 KVS10 |  | VG310R 25B 10E SU00 | [18 empty] | 1 | 711426034301 | 0 |  | 1571 | 15.5 | 13.2 | 6.7 | 1370.82 | [23 empty] | 4 | N | [12 empty] | FL2 | PK | 8481109990 | [14 empty] | Driewegkraan, PN16, DN25, KVS10 | Vanne 3 voies à siège en bronze, PN16, DN25, KVS10
Schneider Electric | Schneider Electric | 01022021 |  | Schneider Electric |  | BM | VG310R-32B |  |  | 257.32 |  | 1 |  | 1 | 3W-kraan PN16 DN32 KVS17 | Vanne 3V à siège PN16 DN32 KVS17 |  | VG310R 32B 17E SU00 | [18 empty] | 1 | 711426034318 | 0 |  | 1954.6 | 13.4 | 15.8 | 6.5 | 1376.18 | [23 empty] | 4 | N | [12 empty] | FL2 | PK | 8481109990 | [14 empty] | Driewegkraan, PN16, DN32, KVS17 | Vanne 3 voies à siège en bronze, PN16, DN32, KVS17
Schneider Electric | Schneider Electric | 01022021 |  | Schneider Electric |  | BM | VG310R-40B |  |  | 302.34 |  | 1 |  | 1 | 3W-kraan PN16 DN40 KVS24 | Vanne 3V à siège PN16 DN40 KVS24 |  | VG310R 40B 24E SU00 | [18 empty] | 1 | 711426034325 | 0 |  | 2634.2 | 18.6 | 15.4 | 7.5 | 2148.3 | [23 empty] | 4 | N | [12 empty] | FL2 | PK | 8481109990 | [14 empty] | Driewegkraan, PN16, DN40, KVS24 | Vanne 3 voies à siège en bronze, PN16, DN40, KVS24
Schneider Electric | Schneider Electric | 01022021 |  | Schneider Electric |  | BM | VG310R-50B |  |  | 388.98 |  | 1 |  | 1 | 3W-kraan PN16 DN50 KVS35 | Vanne 3V à siège PN16 DN50 KVS35 |  | VG310R 50B 35E SU00 | [18 empty] | 1 | 711426034332 | 0 |  | 4148.6 | 18.8 | 15.5 | 10.5 | 3059.7 | [23 empty] | 4 | N | [12 empty] | FL2 | PK | 8481109990 | [14 empty] | Driewegkraan, PN16, DN50, KVS35 | Vanne 3 voies à siège en bronze, PN16, DN50, KVS35
Schneider Electric | Schneider Electric | 01022021 |  | Schneider Electric |  | BM | VG311F-100C |  |  | 1308.42 |  | 1 |  | 1 | 3W-kraan flens, DN100, KVS 130 | Vanne 3V à bride, DN100, KVS 130 |  | VG311F-100C 130M SU00 | [18 empty] | 1 | 3606489646288 | 0 |  | 32900 | 36 | 35 | 22.5 | 28350 | [23 empty] | 4 | N | [12 empty] | FL1 | N8 | 8481109990 | [14 empty] | Driewegkraan, flensaansluiting, PN16 ,DN100, KVS130 | Vanne 3 voies en fonte à bride, PN16, DN100, KVS 130
Schneider Electric | Schneider Electric | 01022021 |  | Schneider Electric |  | BM | VG311F-125C |  |  | 2862.96 |  | 1 |  | 1 | 3W-kraan flens, DN125, KVS 200 | Vanne 3V à bride, DN125, KVS 200 |  | VG311F-125C 200M SU00 | [18 empty] | 1 | 3606489646295 | 0 |  | 46100 | 0.1 | 0.1 | 0.1 | 0.001 | [23 empty] | 15 | N | [12 empty] | FL1 | N8 | 8481109990 | [14 empty] | Driewegkraan, flensaansluiting, PN16, DN125, KVS200 | Vanne 3 voies en fonte à bride, PN16, DN125, KVS 200
Schneider Electric | Schneider Electric | 01022021 |  | Schneider Electric |  | BM | VG311F-150C |  |  | 3682.68 |  | 1 |  | 1 | 3W-kraan flens, DN150, KVS 300 | Vanne 3V à bride, DN150, KVS 300 |  | VG311F-150C 300M SU00 | [18 empty] | 1 | 3606489646301 | 0 |  | 62000 | 29 | 48 | 46 | 64032 | [23 empty] | 15 | N | [12 empty] | FL1 | N8 | 8481109990 | [14 empty] | Driewegkraan, flensaansluiting, PN16, DN150, KVS300 | Vanne 3 voies en fonte à bride, PN16, DN150, KVS 300
Schneider Electric | Schneider Electric | 01022021 |  | Schneider Electric |  | BM | VG311F-65C |  |  | 907.58 |  | 1 |  | 1 | 3W-kraan flens, DN65, KVS 63 | Vanne 3V à bride, DN65, KVS 63 |  | VG311F-65C 63M SU00 | [18 empty] | 1 | 3606489646318 | 0 |  | 18150 | 30.8 | 29.1 | 19 | 17029.32 | [23 empty] | 2 | Y | [12 empty] | FL1 | N8 | 8481109990 | [14 empty] | Driewegkraan, flensaansluiting, PN16, DN65, KVS63 | Vanne 3 voies en fonte à bride, PN16, DN65, KVS 63 | [17 empty] | https://eref.se.com/be/nl/sis-tarif/product/VG311F-65C | https://eref.se.com/be/fr/sis-tarif/product/VG311F-65C
Schneider Electric | Schneider Electric | 01022021 |  | Schneider Electric |  | BM | VG311F-80C |  |  | 1041.2 |  | 1 |  | 1 | 3W-kraan flens, DN80, KVS 100 | Vanne 3V à bride, DN80, KVS 100 |  | VG311F-80C 100M SU00 | [18 empty] | 1 | 3606489646325 | 0 |  | 24350 | 32.5 | 30.8 | 20 | 20020 | [23 empty] | 4 | N | [12 empty] | FL1 | N8 | 8481109990 | [14 empty] | Driewegkraan, flensaansluiting, PN16, DN80, KVS100 | Vanne 3 voies en fonte à bride, PN16, DN80, KVS 100 | [17 empty] | https://eref.se.com/be/nl/sis-tarif/product/VG311F-80C | https://eref.se.com/be/fr/sis-tarif/product/VG311F-80C
Schneider Electric | Schneider Electric | 01022021 |  | Schneider Electric |  | BM | VGS211F-100CS |  |  | 2684.67 |  | 1 |  | 1 | 2W-kraan flens, DN100, KVS 140 | Vanne 2V à bride, DN100, KVS 140 |  | VGS211F-100CS 140M SD00 | [18 empty] | 1 | 3606489660871 | 0 |  | 43000 | 0.1 | 0.1 | 0.1 | 0.001 | [23 empty] | 15 | N | [12 empty] | FL1 | N8 | 8481109990 | [14 empty] | Tweewegkraan, flensaansluiting, PN16, DN100, KVS140 | Vanne 2 voies en fonte à bride, PN16, DN100, KVS 140
Schneider Electric | Schneider Electric | 01022021 |  | Schneider Electric |  | BM | VGS211F-15CS03 |  |  | 728.05 |  | 1 |  | 1 | 2W-kraan flens, DN15, KVS 0.6 | Vanne 2V à bride, DN15, KVS 0.6 |  | VGS211F-15CS03 | [18 empty] | 1 | 3606489660888 | 0 |  | 3500 | 0.1 | 0.1 | 0.1 | 0.001 | [23 empty] | 15 | N | [12 empty] | FL1 | N8 | 8481109990 | [14 empty] | Tweewegkraan, flensaansluiting, PN16, DN15, KVS0.6 | Vanne 2 voies en fonte à bride, PN16, DN15, KVS 0.6
Schneider Electric | Schneider Electric | 01022021 |  | Schneider Electric |  | BM | VGS211F-15CS04 |  |  | 728.05 |  | 1 |  | 1 | 2W-kraan flens, DN15, KVS 1 | Vanne 2V fonte à bride, DN15, KVS 1 |  | VGS211F-15CS04 | [18 empty] | 1 | 3606489660895 | 0 |  | 4228 | 0.1 | 0.1 | 0.1 | 0.001 | [23 empty] | 15 | N | [12 empty] | FL1 | N8 | 8481109990 | [14 empty] | Tweewegkraan, flensaansluiting, PN16, DN15, KVS1 | Vanne 2 voies en fonte à bride, PN16, DN15, KVS 1
Schneider Electric | Schneider Electric | 01022021 |  | Schneider Electric |  | BM | VGS211F-15CS05 |  |  | 728.05 |  | 1 |  | 1 | 2W-kraan flens, DN15, KVS 1.6 | Vanne 2V fonte à bride, DN15, KVS 1.6 |  | VGS211F-15CS05 | [18 empty] | 1 | 3606489660901 | 0 |  | 4250 | 0.1 | 0.1 | 0.1 | 0.001 | [23 empty] | 15 | N | [12 empty] | FL1 | N8 | 8481109990 | [14 empty] | Tweewegkraan, flensaansluiting, PN16, DN15, KVS1.6 | Vanne 2 voies en fonte à bride, PN16, DN15, KVS 1.6
Schneider Electric | Schneider Electric | 01022021 |  | Schneider Electric |  | BM | VGS211F-15CS07 |  |  | 728.05 |  | 1 |  | 1 | 2W-kraan flens, DN15, KVS 2.5 | Vanne 2V fonte à bride, DN15, KVS 2.5 |  | VGS211F-15CS07 | [18 empty] | 1 | 3606489660918 | 0 |  | 4200 | 23 | 13.3 | 9.5 | 2906.05 | [23 empty] | 4 | N | [12 empty] | FL1 | N8 | 8481109990 | [14 empty] | Tweewegkraan, flensaansluiting, PN16, DN15, KVS2.5 | Vanne 2 voies en fonte à bride, PN16, DN15, KVS 2.5
Schneider Electric | Schneider Electric | 01022021 |  | Schneider Electric |  | BM | VGS211F-15CS08 |  |  | 728.05 |  | 1 |  | 1 | 2W-kraan flens, DN15, KVS 4 | Vanne 2V fonte à bride, DN15, KVS 4 |  | VGS211F-15CS 4M SD00 | [18 empty] | 1 | 3606489660925 | 0 |  | 4233 | 0.1 | 0.1 | 0.1 | 0.001 | [23 empty] | 15 | N | [12 empty] | FL1 | N8 | 8481109990 | [14 empty] | Tweewegkraan, flensaansluiting, PN16, DN15, KVS4 | Vanne 2 voies en fonte à bride, PN16, DN15, KVS 4
Schneider Electric | Schneider Electric | 01022021 |  | Schneider Electric |  | BM | VGS211F-20CS |  |  | 793.4 |  | 1 |  | 1 | 2W-kraan flens, DN20, KVS 6.3 | Vanne 2V fonte à bride, DN20, KVS 6.3 |  | VGS211F-20CS 6.3M SD00 | [18 empty] | 1 | 3606489660932 | 0 |  | 4939 | 24 | 14.8 | 10.5 | 3729.6 | [23 empty] | 15 | N | [12 empty] | FL1 | N8 | 8481109990 | [14 empty] | Tweewegkraan, flensaansluiting, PN16, DN20, KVS6.3 | Vanne 2 voies en fonte à bride, PN16, DN20, KVS 6.3
Schneider Electric | Schneider Electric | 01022021 |  | Schneider Electric |  | BM | VGS211F-25CS |  |  | 912.09 |  | 1 |  | 1 | 2W-kraan flens, DN25, KVS 10 | Vanne 2V fonte à bride, DN25, KVS 10 |  | VGS211F-25CS 10M SD00 | [18 empty] | 1 | 3606489660949 | 0 |  | 5950 | 24.6 | 16.1 | 11.5 | 4554.69 | [23 empty] | 4 | N | [12 empty] | FL1 | N8 | 8481109990 | [14 empty] | Tweewegkraan, flensaansluiting, PN16, DN25, KVS10 | Vanne 2 voies en fonte à bride, PN16, DN25, KVS 10
Schneider Electric | Schneider Electric | 01022021 |  | Schneider Electric |  | BM | VGS211F-32CS |  |  | 987.62 |  | 1 |  | 1 | 2W-kraan flens, DN32, KVS 16 | Vanne 2V fonte à bride, DN32, KVS 16 |  | VGS211F-32CS 16M SD00 | [18 empty] | 1 | 3606489660956 | 0 |  | 8700 | 28.2 | 17.7 | 14 | 6987.96 | [23 empty] | 15 | N | [12 empty] | FL1 | N8 | 8481109990 | [14 empty] | Tweewegkraan, flensaansluiting, PN16, DN32, KVS16 | Vanne 2 voies en fonte à bride, PN16, DN32, KVS 16
Schneider Electric | Schneider Electric | 01022021 |  | Schneider Electric |  | BM | VGS211F-40CS |  |  | 1031.76 |  | 1 |  | 1 | 2W-kraan flens, DN40, KVS 25 | Vanne 2V fonte à bride, DN40, KVS 25 |  | VGS211F-40CS 25M SD00 | [18 empty] | 1 | 3606489660963 | 0 |  | 10650 | 0.1 | 0.1 | 0.1 | 0.001 | [23 empty] | 15 | N | [12 empty] | FL1 | N8 | 8481109990 | [14 empty] | Tweewegkraan, flensaansluiting, PN16, DN40, KVS25 | Vanne 2 voies en fonte à bride, PN16, DN40, KVS 25
Schneider Electric | Schneider Electric | 01022021 |  | Schneider Electric |  | BM | VGS211F-50CS |  |  | 1115.81 |  | 1 |  | 1 | 2W-kraan flens, DN50, KVS 40 | Vanne 2V fonte à bride, DN50, KVS 40 |  | VGS211F-50CS 35M SD00 | [18 empty] | 1 | 3606489660970 | 0 |  | 14850 | 30 | 22.8 | 16.4 | 11217.6 | [23 empty] | 4 | N | [12 empty] | FL1 | N8 | 8481109990 | [14 empty] | Tweewegkraan, flensaansluiting, PN16, DN50, KVS40 | Vanne 2 voies en fonte à bride, PN16, DN50, KVS 40
Schneider Electric | Schneider Electric | 01022021 |  | Schneider Electric |  | BM | VGS211F-65CS |  |  | 1872.96 |  | 1 |  | 1 | 2W-kraan flens, DN65, KVS 63 | Vanne 2V fonte à bride, DN65, KVS 63 |  | VGS211F-65CS 63M SD00 | [18 empty] | 1 | 3606489660987 | 0 |  | 20100 | 0.1 | 0.1 | 0.1 | 0.001 | [23 empty] | 15 | N | [12 empty] | FL1 | N8 | 8481109990 | [14 empty] | Tweewegkraan, flensaansluiting, PN16, DN65, KVS63 | Vanne 2 voies en fonte à bride, PN16, DN65, KVS 63
Schneider Electric | Schneider Electric | 01022021 |  | Schneider Electric |  | BM | VGS211F-80CS |  |  | 2313.94 |  | 1 |  | 1 | 2W-kraan flens, DN80, KVS 110 | Vanne 2V fonte à bride, DN80, KVS 110 |  | VGS211F-80CS 110M SD00 | [18 empty] | 1 | 3606489660994 | 0 |  | 30950 | 20 | 30 | 36 | 21600 | [23 empty] | 15 | N | [12 empty] | FL1 | N8 | 8481109990 | [14 empty] | Tweewegkraan, flensaansluiting, PN16, DN80, KVSS110 | Vanne 2 voies en fonte à bride, PN16, DN80, KVS 110
Schneider Electric | Schneider Electric | 01022021 |  | Schneider Electric |  | BM | VP220E-40CQS |  |  | 760.46 |  | 1 |  | 1 | SmartX PIBCV DN40 - Std Flow | SmartX PIBCV DN40 - Std Flow |  | SMARTX PIBCV DN40 - STD FLOW | [18 empty] | 1 | 7332552014499 | 0 |  | 6900 | 52.5 | 22.2 | 15.2 | 17715.6 | [23 empty] | 4 | N | [12 empty] | FL3 | N7 | 84818099 | [14 empty] | SmartX, PIBCV-kraan DN40 - Std Flow | SmartX, Vanne PIBCV DN40 - Std Flow | [17 empty] | https://eref.se.com/be/nl/sis-tarif/product/VP220E-40CQS | https://eref.se.com/be/fr/sis-tarif/product/VP220E-40CQS
Schneider Electric | Schneider Electric | 01022021 |  | Schneider Electric |  | BM | VP220E-50CQS |  |  | 814.92 |  | 1 |  | 1 | SmartX PIBCV DN50 - Std Flow | SmartX PIBCV DN50 - Std Flow |  | SMARTX PIBCV DN50 - STD FLOW | [18 empty] | 1 | 7332552014505 | 0 |  | 7800 | 52.5 | 22.2 | 15.2 | 17715.6 | [23 empty] | 4 | N | [12 empty] | FL3 | N7 | 84818099 | [14 empty] | SmartX, PIBCV-kraan DN50 - Std Flow | SmartX, Vanne PIBCV DN50 - Std Flow | [17 empty] | https://eref.se.com/be/nl/sis-tarif/product/VP220E-50CQS | https://eref.se.com/be/fr/sis-tarif/product/VP220E-50CQS
Schneider Electric | Schneider Electric | 01022021 |  | Schneider Electric |  | BM | VP220F-100CQH |  |  | 6277.78 |  | 1 |  | 1 | SmartX PIBCV DN100, PN16, DIFD60-600 | SmartX PIBCV DN100, PN16, PDIF60-600 |  | SmartX PIBCV DN100 - High Flow | [18 empty] | 1 |  | 0 |  | 1 | 0 | 0 | 0 | 0 | [23 empty] | 12 | N | [12 empty] | FL1 | N8 | 84818019 | [14 empty] | SmartX PIBCV DN100, PN16, drukverschil 60-600 | SmartX PIBCV VP220F, DN100, PN16, pression diff. 60-600Pa
Schneider Electric | Schneider Electric | 01022021 |  | Schneider Electric |  | BM | VP220F-100CQS |  |  | 3377.92 |  | 1 |  | 1 | SmartX PIBCV DN100 - Std Flow | SmartX PIBCV DN100 - Std Flow |  | SMARTX PIBCV DN100 - STD FLOW | [18 empty] | 1 | 7332552014543 | 0 |  | 57000 | 35 | 43 | 35 | 52675 | [23 empty] | 15 | N | [12 empty] | FL3 | N7 | 84818099 | [14 empty] | SmartX, PIBCV-kraan DN100 - Std Flow | SmartX, Vanne PIBCV DN100 - Std Flow | [17 empty] | https://eref.se.com/be/nl/sis-tarif/product/VP220F-100CQS | https://eref.se.com/be/fr/sis-tarif/product/VP220F-100CQS
Schneider Electric | Schneider Electric | 01022021 |  | Schneider Electric |  | BM | VP220F-50CQS |  |  | 1319.5 |  | 1 |  | 1 | SmartX PIBCV DN50- Std Flow | SmartX PIBCV DN50- Std Flow |  | SMARTX PIBCV DN50- STD FLOW | [18 empty] | 1 | 7332552014512 | 0 |  | 14200 | 23 | 35 | 35 | 28175 | [23 empty] | 15 | N | [12 empty] | FL3 | N7 | 84818099 | [14 empty] | SmartX, PIBCV-kraan DN50- Std Flow | SmartX, Vanne PIBCV DN50- Std Flow | [17 empty] | https://eref.se.com/be/nl/sis-tarif/product/VP220F-50CQS | https://eref.se.com/be/fr/sis-tarif/product/VP220F-50CQS
Schneider Electric | Schneider Electric | 01022021 |  | Schneider Electric |  | BM | VP220F-65CQH |  |  | 3805.56 |  | 1 |  | 1 | SmartX PIBCV DN65, PN16, DIFD60-600 | SmartX PIBCV DN65, PN16, PDIF60-600 |  | SmartX PIBCV DN65 - High Flow | [18 empty] | 1 |  | 0 |  | 1 | 0 | 0 | 0 | 0 | [23 empty] | 12 | N | [12 empty] | FL1 | N8 | 84818019 | [14 empty] | SmartX PIBCV DN65, PN16, drukverschil 60-600 | SmartX PIBCV VP220F, DN65, PN16, pression diff. 60-600Pa
Schneider Electric | Schneider Electric | 01022021 |  | Schneider Electric |  | BM | VP220F-65CQS |  |  | 2005.64 |  | 1 |  | 1 | SmartX PIBCV DN65 - Std Flow | SmartX PIBCV DN65 - Std Flow |  | SMARTX PIBCV DN65 - STD FLOW | [18 empty] | 1 | 7332552014529 | 0 |  | 38000 | 29 | 40 | 29 | 33640 | [23 empty] | 4 | N | [12 empty] | FL3 | N7 | 84818099 | [14 empty] | SmartX, PIBCV-kraan DN65 - Std Flow | SmartX, Vanne PIBCV DN65 - Std Flow | [17 empty] | https://eref.se.com/be/nl/sis-tarif/product/VP220F-65CQS | https://eref.se.com/be/fr/sis-tarif/product/VP220F-65CQS
Schneider Electric | Schneider Electric | 01022021 |  | Schneider Electric |  | BM | VP220F-80CQH |  |  | 5327.78 |  | 1 |  | 1 | SmartX PIBCV DN80, PN16, DIFD60-600 | SmartX PIBCV DN80, PN16, PDIF60-600 |  | SmartX PIBCV DN80 - High Flow | [18 empty] | 1 |  | 0 |  | 1 | 0 | 0 | 0 | 0 | [23 empty] | 12 | N | [12 empty] | FL1 | N8 | 84818019 | [14 empty] | SmartX PIBCV DN80, PN16, drukverschil 60-600 | SmartX PIBCV VP220F, DN80, PN16, pression diff. 60-600Pa
Schneider Electric | Schneider Electric | 01022021 |  | Schneider Electric |  | BM | VP220F-80CQS |  |  | 2955.68 |  | 1 |  | 1 | SmartX PIBCV DN80 - Std Flow | SmartX PIBCV DN80 - Std Flow |  | SMARTX PIBCV DN80 - STD FLOW | [18 empty] | 1 | 7332552014536 | 0 |  | 45000 | 31 | 41 | 31 | 39401 | [23 empty] | 4 | N | [12 empty] | FL3 | N7 | 84818099 | [14 empty] | SmartX, PIBCV-kraan DN80 - Std Flow | SmartX, Vanne PIBCV DN80 - Std Flow | [17 empty] | https://eref.se.com/be/nl/sis-tarif/product/VP220F-80CQS | https://eref.se.com/be/fr/sis-tarif/product/VP220F-80CQS
Schneider Electric | Schneider Electric | 01022021 |  | Schneider Electric |  | BM | VP221F-125CQH |  |  | 6702.22 |  | 1 |  | 1 | SmartX PIBCV DN125 - High Flow | SmartX PIBCV DN125 - High Flow |  | SMARTX PIBCV DN125 - HIGH FLOW | [18 empty] | 1 | 7332552014567 | 0 |  | 85300 | 40 | 79 | 40 | 126400 | [23 empty] | 15 | N | [12 empty] | FL3 | N7 | 84818099 | [14 empty] | SmartX, PIBCV-kraan DN125 - High Flow | SmartX, Vanne PIBCV DN125 - High Flow
Schneider Electric | Schneider Electric | 01022021 |  | Schneider Electric |  | BM | VP221F-125CQS |  |  | 4745.14 |  | 1 |  | 1 | SmartX PIBCV DN125-Std Flow | SmartX PIBCV DN125-Std Flow |  | SMARTX PIBCV DN125-STD FLOW | [18 empty] | 1 | 7332552014550 | 0 |  | 85300 | 40 | 79 | 40 | 126400 | [23 empty] | 15 | N | [12 empty] | FL3 | N7 | 84818099 | [14 empty] | SmartX, PIBCV-kraan DN125-Std Flow | SmartX, Vanne PIBCV DN125-Std Flow
Schneider Electric | Schneider Electric | 01022021 |  | Schneider Electric |  | BM | VP221F-150CQH |  |  | 8796.74 |  | 1 |  | 1 | SmartX PIBCV DN150 - High Flow | SmartX PIBCV DN150 - High Flow |  | SMARTX PIBCV DN150 - HIGH FLOW | [18 empty] | 1 | 7332552014581 | 0 |  | 138000 | 48 | 78 | 48 | 179712 | [23 empty] | 15 | N | [12 empty] | FL3 | N7 | 84818019 | [14 empty] | SmartX, PIBCV-kraan DN150 - High Flow | SmartX, Vanne PIBCV DN150 - High Flow
Schneider Electric | Schneider Electric | 01022021 |  | Schneider Electric |  | BM | VP221F-150CQS |  |  | 7133.53 |  | 1 |  | 1 | SmartX PIBCV DN150 - Std Flow | SmartX PIBCV DN150 - Std Flow |  | SMARTX PIBCV DN150 - STD FLOW | [18 empty] | 1 | 7332552014574 | 0 |  | 138000 | 48 | 78 | 48 | 179712 | [23 empty] | 15 | N | [12 empty] | FL3 | N7 | 84818019 | [14 empty] | SmartX, PIBCV-kraan DN150 - Std Flow | SmartX, Vanne PIBCV DN150 - Std Flow
Schneider Electric | Schneider Electric | 01022021 |  | Schneider Electric |  | BM | VP222F-200CQH |  |  | 12147.84 |  | 1 |  | 1 | SmartX PIBCV DN200 - High Flow | SmartX PIBCV DN200 - High Flow |  | SMARTX PIBCV DN200 - HIGH FLOW | [18 empty] | 1 | 7332552014604 | 0 |  | 219000 | 60 | 95 | 60 | 342000 | [23 empty] | 27 | N | [12 empty] | FL3 | N7 | 84818019 | [14 empty] | SmartX, PIBCV-kraan DN200 - High Flow | SmartX, Vanne PIBCV DN200 - High Flow
Schneider Electric | Schneider Electric | 01022021 |  | Schneider Electric |  | BM | VP222F-200CQS |  |  | 10262.76 |  | 1 |  | 1 | SmartX PIBCV DN200 - Std Flow | SmartX PIBCV DN200 - Std Flow |  | SMARTX PIBCV DN200 - STD FLOW | [18 empty] | 1 | 7332552014598 | 0 |  | 219000 | 60 | 95 | 60 | 342000 | [23 empty] | 27 | N | [12 empty] | FL3 | N7 | 84818019 | [14 empty] | SmartX, PIBCV-kraan DN200 - Std Flow | SmartX, Vanne PIBCV DN200 - Std Flow
Schneider Electric | Schneider Electric | 01022021 |  | Schneider Electric |  | BM | VP222F-250CQH |  |  | 15708.38 |  | 1 |  | 1 | SmartX PIBCV DN250 - High Flow | SmartX PIBCV DN250 - High Flow |  | SMARTX PIBCV DN250 - HIGH FLOW | [18 empty] | 1 | 7332552014628 | 0 |  | 342000 | 73 | 97 | 73 | 516913 | [23 empty] | 27 | N | [12 empty] | FL3 | N7 | 84818019 | [14 empty] | SmartX, PIBCV-kraan DN250 - High Flow | SmartX, Vanne PIBCV DN250 - High Flow
Schneider Electric | Schneider Electric | 01022021 |  | Schneider Electric |  | BM | VP222F-250CQS |  |  | 13613.86 |  | 1 |  | 1 | SmartX PIBCV DN250 - Std Flow | SmartX PIBCV DN250 - Std Flow |  | SMARTX PIBCV DN250 - STD FLOW | [18 empty] | 1 | 7332552014611 | 0 |  | 342000 | 73 | 97 | 73 | 516913 | [23 empty] | 27 | N | [12 empty] | FL3 | N7 | 84818019 | [14 empty] | SmartX, PIBCV-kraan DN250 - Std Flow | SmartX, Vanne PIBCV DN250 - Std Flow | [17 empty] | https://eref.se.com/be/nl/sis-tarif/product/VP222F-250CQS | https://eref.se.com/be/fr/sis-tarif/product/VP222F-250CQS
Schneider Electric | Schneider Electric | 01022021 |  | Schneider Electric |  | BM | VP228E-10BQL |  |  | 96.69 |  | 1 |  | 1 | SmartX PIBCV DN10-Low Flow+PT | SmartX PIBCV DN10-Low Flow+PT |  | SMARTX PIBCV DN10-LOW FLOW+PT | [18 empty] | 1 | 7332552014420 | 0 |  | 402.2 | 10 | 9.7 | 9.5 | 921.5 | [23 empty] | 4 | N | [12 empty] | FL3 | N7 | 84818099 | [14 empty] | SmartX, PIBCV-kraan DN10-Low Flow+PT | SmartX, Vanne PIBCV DN10-Low Flow+PT | [17 empty] | https://eref.se.com/be/nl/sis-tarif/product/VP228E-10BQL | https://eref.se.com/be/fr/sis-tarif/product/VP228E-10BQL
Schneider Electric | Schneider Electric | 01022021 |  | Schneider Electric |  | BM | VP228E-10BQLNT |  |  | 83.39 |  | 1 |  | 1 | SmartX PIBCV DN10 - Low Flow | SmartX PIBCV DN10 - Low Flow |  | SMARTX PIBCV DN10 - LOW FLOW | [18 empty] | 1 | 7332552014314 | 0 |  | 358.2 | 10 | 9.7 | 9.5 | 921.5 | [23 empty] | 4 | N | [12 empty] | FL3 | N7 | 84818099 | [14 empty] | SmartX, PIBCV-kraan DN10 - Low Flow | SmartX, Vanne PIBCV DN10 - Low Flow | [17 empty] | https://eref.se.com/be/nl/sis-tarif/product/VP228E-10BQLNT | https://eref.se.com/be/fr/sis-tarif/product/VP228E-10BQLNT
Schneider Electric | Schneider Electric | 01022021 |  | Schneider Electric |  | BM | VP228E-10BQS |  |  | 94.37 |  | 1 |  | 1 | SmartX PIBCV DN10-Std Flow+PT | SmartX PIBCV DN10-Std Flow+PT |  | SMARTX PIBCV DN10-STD FLOW+PT | [18 empty] | 1 | 7332552014437 | 0 |  | 403.2 | 9.9 | 9.6 | 9.5 | 902.88 | [23 empty] | 4 | N | [12 empty] | FL3 | N7 | 84818099 | [14 empty] | SmartX, PIBCV-kraan DN10-Std Flow+PT | SmartX, Vanne PIBCV DN10-Std Flow+PT
Schneider Electric | Schneider Electric | 01022021 |  | Schneider Electric |  | BM | VP228E-10BQSNT |  |  | 81.28 |  | 1 |  | 1 | SmartX PIBCV DN10 - Std Flow | SmartX PIBCV DN10 - Std Flow |  | SMARTX PIBCV DN10 - STD FLOW | [18 empty] | 1 | 7332552014321 | 0 |  | 360.4 | 10 | 9.7 | 9.5 | 921.5 | [23 empty] | 4 | N | [12 empty] | FL3 | N7 | 84818099 | [14 empty] | SmartX, PIBCV-kraan DN10 - Std Flow | SmartX, Vanne PIBCV DN10 - Std Flow | [17 empty] | https://eref.se.com/be/nl/sis-tarif/product/VP228E-10BQSNT | https://eref.se.com/be/fr/sis-tarif/product/VP228E-10BQSNT
Schneider Electric | Schneider Electric | 01022021 |  | Schneider Electric |  | BM | VP228E-15BQL |  |  | 100.5 |  | 1 |  | 1 | SmartX PIBCV DN15-Low Flow+PT | SmartX PIBCV DN15-Low Flow+PT |  | SMARTX PIBCV DN15-LOW FLOW+PT | [18 empty] | 1 | 7332552014444 | 0 |  | 512.6 | 10 | 9.5 | 9.8 | 931 | [23 empty] | 4 | N | [12 empty] | FL3 | N7 | 84818099 | [14 empty] | SmartX, PIBCV-kraan DN15-Low Flow+PT | SmartX, Vanne PIBCV DN15-Low Flow+PT | [17 empty] | https://eref.se.com/be/nl/sis-tarif/product/VP228E-15BQL | https://eref.se.com/be/fr/sis-tarif/product/VP228E-15BQL
Schneider Electric | Schneider Electric | 01022021 |  | Schneider Electric |  | BM | VP228E-15BQLNT |  |  | 86.35 |  | 1 |  | 1 | SmartX PIBCV DN15- Low Flow | SmartX PIBCV DN15- Low Flow |  | SMARTX PIBCV DN15- LOW FLOW | [18 empty] | 1 | 7332552014338 | 0 |  | 471.8 | 10 | 9.5 | 9.7 | 921.5 | [23 empty] | 4 | N | [12 empty] | FL3 | N7 | 84818099 | [14 empty] | SmartX, PIBCV-kraan DN15- Low Flow | SmartX, Vanne PIBCV DN15- Low Flow | [17 empty] | https://eref.se.com/be/nl/sis-tarif/product/VP228E-15BQLNT | https://eref.se.com/be/fr/sis-tarif/product/VP228E-15BQLNT
Schneider Electric | Schneider Electric | 01022021 |  | Schneider Electric |  | BM | VP228E-15BQS |  |  | 100.5 |  | 1 |  | 1 | SmartX PIBCV DN15-Std Flow+PT | SmartX PIBCV DN15-Std Flow+PT |  | SMARTX PIBCV DN15-STD FLOW+PT | [18 empty] | 1 | 7332552014451 | 0 |  | 508 | 10 | 9.7 | 9.5 | 921.5 | [23 empty] | 4 | N | [12 empty] | FL3 | N7 | 84818099 | [14 empty] | SmartX, PIBCV-kraan DN15-Std Flow+PT | SmartX, Vanne PIBCV DN15-Std Flow+PT | [17 empty] | https://eref.se.com/be/nl/sis-tarif/product/VP228E-15BQS | https://eref.se.com/be/fr/sis-tarif/product/VP228E-15BQS
Schneider Electric | Schneider Electric | 01022021 |  | Schneider Electric |  | BM | VP228E-15BQSNT |  |  | 87.19 |  | 1 |  | 1 | SmartX PIBCV DN15 - Std Flow | SmartX PIBCV DN15 - Std Flow |  | SMARTX PIBCV DN15 - STD FLOW | [18 empty] | 1 | 7332552014345 | 0 |  | 498.8 | 10 | 9.7 | 9.9 | 960.3 | [23 empty] | 4 | N | [12 empty] | FL3 | N7 | 84818099 | [14 empty] | SmartX, PIBCV-kraan DN15 - Std Flow | SmartX, Vanne PIBCV DN15 - Std Flow
Schneider Electric | Schneider Electric | 01022021 |  | Schneider Electric |  | BM | VP228E-20BQS |  |  | 116.12 |  | 1 |  | 1 | SmartX PIBCV DN20-Std Flow+PT | SmartX PIBCV DN20-Std Flow+PT |  | SMARTX PIBCV DN20 - STD FLOW | [18 empty] | 1 | 7332552014468 | 0 |  | 743.2 | 14.4 | 9.4 | 10 | 1353.6 | [23 empty] | 4 | N | [12 empty] | FL3 | N7 | 84818099 | [14 empty] | SmartX, PIBCV-kraan DN20-Std Flow+PT | SmartX, Vanne PIBCV DN20-Std Flow+PT | [17 empty] | https://eref.se.com/be/nl/sis-tarif/product/VP228E-20BQS | https://eref.se.com/be/fr/sis-tarif/product/VP228E-20BQS
Schneider Electric | Schneider Electric | 01022021 |  | Schneider Electric |  | BM | VP228E-20BQSNT |  |  | 95.63 |  | 1 |  | 1 | SmartX PIBCV DN20 - Std Flow | SmartX PIBCV DN20 - Std Flow |  | SMARTX PIBCV DN20 - STD FLOW | [18 empty] | 1 | 7332552014369 | 0 |  | 741.2 | 14.5 | 9.5 | 10 | 1377.5 | [23 empty] | 4 | N | [12 empty] | FL3 | N7 | 84818099 | [14 empty] | SmartX, PIBCV-kraan DN20 - Std Flow | SmartX, Vanne PIBCV DN20 - Std Flow
Schneider Electric | Schneider Electric | 01022021 |  | Schneider Electric |  | BM | VP229E-15BQHNT |  |  | 131.95 |  | 1 |  | 1 | SmartX PIBCV DN15 - High Flow | SmartX PIBCV DN15 - High Flow |  | SMARTX PIBCV DN15 - HIGH FLOW | [18 empty] | 1 | 7332552014352 | 0 |  | 469.8 | 10 | 9.7 | 9.5 | 921.5 | [23 empty] | 4 | N | [12 empty] | FL3 | N7 | 84818099 | [14 empty] | SmartX, PIBCV-kraan DN15 - High Flow | SmartX, Vanne PIBCV DN15 - High Flow
Schneider Electric | Schneider Electric | 01022021 |  | Schneider Electric |  | BM | VP229E-20BQHNT |  |  | 147.36 |  | 1 |  | 1 | SmartX PIBCV DN20 - High Flow | SmartX PIBCV DN20 - High Flow |  | SMARTX PIBCV DN20 - HIGH FLOW | [18 empty] | 1 | 7332552014376 | 0 |  | 702.6 | 14.4 | 9.3 | 10 | 1339.2 | [23 empty] | 4 | N | [12 empty] | FL3 | N7 | 84818099 | [14 empty] | SmartX, PIBCV-kraan DN20 - High Flow | SmartX, Vanne PIBCV DN20 - High Flow
Schneider Electric | Schneider Electric | 01022021 |  | Schneider Electric |  | BM | VP229E-25BQHNT |  |  | 227.22 |  | 1 |  | 1 | SmartX PIBCV DN25-Std Flow PT | SmartX PIBCV DN25-Std Flow PT |  | SMARTX PIBCV DN25 - HIGH FLOW | [18 empty] | 1 | 7332552014390 | 0 |  | 1306.6 | 17 | 13.4 | 10.1 | 2300.78 | [23 empty] | 5 | N | [12 empty] | FL3 | N7 | 84818099 | [14 empty] | SmartX, PIBCV-kraan DN25 - High Flow | SmartX, Vanne PIBCV DN25 - High Flow
Schneider Electric | Schneider Electric | 01022021 |  | Schneider Electric |  | BM | VP229E-25BQS |  |  | 173.33 |  | 1 |  | 1 | SmartX PIBCV DN25 - Std Flow+ PT | SmartX PIBCV DN25 - Std Flow+ PT |  | SMARTX PIBCV DN25-STD FLOW+PT | [18 empty] | 1 | 7332552014475 | 0 |  | 1349.6 | 17 | 13.4 | 10.1 | 2300.78 | [23 empty] | 4 | N | [12 empty] | FL3 | N7 | 84818019 | [14 empty] | SmartX, PIBCV-kraan DN25 - Std Flow+ PT | SmartX, Vanne PIBCV DN25 - Std Flow+ PT
Schneider Electric | Schneider Electric | 01022021 |  | Schneider Electric |  | BM | VP229E-25BQSNT |  |  | 165.94 |  | 1 |  | 1 | SmartX PIBCV DN25 - Std Flow | SmartX PIBCV DN25 - Std Flow |  | SMARTX PIBCV DN25 - STD FLOW | [18 empty] | 1 | 7332552014383 | 0 |  | 1308 | 16.9 | 13.4 | 10.2 | 2309.892 | [23 empty] | 4 | N | [12 empty] | FL3 | N7 | 84818099 | [14 empty] | SmartX, PIBCV-kraan DN25 - Std Flow | SmartX, Vanne PIBCV DN25 - Std Flow
Schneider Electric | Schneider Electric | 01022021 |  | Schneider Electric |  | BM | VP229E-32BQHNT |  |  | 484.31 |  | 1 |  | 1 | SmartX PIBCV DN32 - High Flow | SmartX PIBCV DN32 - High Flow |  | SMARTX PIBCV DN32 - HIGH FLOW | [18 empty] | 1 | 7332552014413 | 0 |  | 2279 | 18.5 | 14 | 10.5 | 2719.5 | [23 empty] | 4 | N | [12 empty] | FL3 | N7 | 84818099 | [14 empty] | SmartX, PIBCV-kraan DN32 - High Flow | SmartX, Vanne PIBCV DN32 - High Flow
Schneider Electric | Schneider Electric | 01022021 |  | Schneider Electric |  | BM | VP229E-32BQS |  |  | 276.57 |  | 1 |  | 1 | SmartX PIBCV DN32 - Std Flow +PT | SmartX PIBCV DN32 - Std Flow +PT |  | SMARTX PIBCV DN32-STD FLOW+PT | [18 empty] | 1 | 7332552014482 | 0 |  | 2323.8 | 18.3 | 13.9 | 10.3 | 2620.011 | [23 empty] | 4 | N | [12 empty] | FL3 | N7 | 84818099 | [14 empty] | SmartX, PIBCV-kraan DN32 - Std Flow +PT | SmartX, Vanne PIBCV DN32 - Std Flow +PT
Schneider Electric | Schneider Electric | 01022021 |  | Schneider Electric |  | BM | VP229E-32BQSNT |  |  | 253.77 |  | 1 |  | 1 | SmartX PIBCV DN32 - Std Flow | SmartX PIBCV DN32 - Std Flow |  | SMARTX PIBCV DN32 - STD FLOW | [18 empty] | 1 | 7332552014406 | 0 |  | 2260.8 | 18.5 | 13.9 | 10.4 | 2674.36 | [23 empty] | 4 | N | [12 empty] | FL3 | N7 | 84818099 | [14 empty] | SmartX, PIBCV-kraan DN32 - Std Flow | SmartX, Vanne PIBCV DN32 - Std Flow | [17 empty] | https://eref.se.com/be/nl/sis-tarif/product/VP229E-32BQSNT | https://eref.se.com/be/fr/sis-tarif/product/VP229E-32BQSNT
Schneider Electric | Schneider Electric | 01022021 |  | Schneider Electric |  | BM | VT2222 |  |  | 32.22 |  | 1 |  | 1 | 2W-zoneventiel, Erie, 1/2", KVS 2.5 | Vanne zone 2V, Erie, 1/2", KVS 2.5 |  | VT2222 ERIE VALVE 2WAY 1/2" NPT 2.5CV | [18 empty] | 1 | 711426622843 | 0 |  | 363 | 0.1 | 0.1 | 0.1 | 0.001 | [23 empty] | 12 | N | [12 empty] | FL1 | N8 | 8481109990 | [14 empty] | Tweeweg zoneventiel Erie, PN20, NPT 1/2", KVS2.5 | Vanne de zone, Erie, 2 voies, PN20, NPT 1/2", KVS 2.5
Schneider Electric | Schneider Electric | 01022021 |  | Schneider Electric |  | BM | VT2223 |  |  | 32.22 |  | 1 |  | 1 | 2W-zoneventiel, Erie, 1/2", KVS 3.5 | Vanne zone 2V, Erie, 1/2", KVS 3.5 |  | VT2223 ERIE VALVE 2WAY 1/2" NPT 3.5CV | [18 empty] | 1 | 711426623413 | 0 |  | 363 | 0.1 | 0.1 | 0.1 | 0.001 | [23 empty] | 12 | N | [12 empty] | FL1 | N8 | 8481109990 | [14 empty] | Tweeweg zoneventiel Erie, PN20, NPT 1/2", KVS3.5 | Vanne de zone, Erie, 2 voies, PN20, NPT 1/2", KVS 3.5
Schneider Electric | Schneider Electric | 01022021 |  | Schneider Electric |  | BM | VT2231 |  |  | 32.22 |  | 1 |  | 1 | 2W-zoneventiel, Erie, DN15, KVS 0.85 | Vanne zone 2V, Erie, DN15, KVS 0.85 |  | ERIE VALVE 2WAY 1/2" BSP 1.0CV | [18 empty] | 1 | 711426623888 | 0 |  | 363 | 0.1 | 0.1 | 0.1 | 0.001 | [23 empty] | 14 | N | [12 empty] | FL1 | N8 | 8481109990 | [14 empty] | Tweeweg zoneventiel Erie, PN20, DN15, KVS0.85 | Vanne de zone, Erie, 2 voies, PN20, DN15, KVS 0.85 | [17 empty] | https://eref.se.com/be/nl/sis-tarif/product/VT2231 | https://eref.se.com/be/fr/sis-tarif/product/VT2231
Schneider Electric | Schneider Electric | 01022021 |  | Schneider Electric |  | BM | VT2232 |  |  | 32.22 |  | 1 |  | 1 | 2W-zoneventiel, Erie, DN15, KVS 2.2 | Vanne zone 2V, Erie, DN15, KVS 2.2 |  | ERIE VALVE 2WAY 1/2" BSP 2.5CV | [18 empty] | 1 | 711426623987 | 0 |  | 337 | 0.1 | 0.1 | 0.1 | 0.001 | [23 empty] | 14 | N | [12 empty] | FL1 | N8 | 8481109990 | [14 empty] | Tweeweg zoneventiel Erie, PN20, DN15, KVS2.2 | Vanne de zone, Erie, 2 voies, PN20, DN15, KVS 2.2
Schneider Electric | Schneider Electric | 01022021 |  | Schneider Electric |  | BM | VT2233 |  |  | 32.22 |  | 1 |  | 1 | 2W-zoneventiel, Erie, DN15, KVS 3.0 | Vanne zone 2V, Erie, DN15, KVS 3.0 |  | ERIE VALVE 2WAY 1/2" BSP 3.5CV | [18 empty] | 1 | 711426624274 | 0 |  | 337 | 0.1 | 0.1 | 0.1 | 0.001 | [23 empty] | 14 | N | [12 empty] | FL1 | N8 | 8481109990 | [14 empty] | Tweeweg zoneventiel Erie, PN20, DN15, KVS3.0 | Vanne de zone, Erie, 2 voies, PN20, DN15, KVS 3.0
Schneider Electric | Schneider Electric | 01022021 |  | Schneider Electric |  | BM | VT2325 |  |  | 44.56 |  | 1 |  | 1 | 2W-zoneventiel, Erie, 3/4", KVS 5.0 | Vanne zone 2V, Erie, 3/4", KVS 5.0 |  | VT2325 ERIE VALVE 2WAY 3/4" NPT 5.0CV | [18 empty] | 1 | 711426627442 | 0 |  | 408 | 0.1 | 0.1 | 0.1 | 0.001 | [23 empty] | 12 | N | [12 empty] | FL1 | N8 | 8481109990 | [14 empty] | Tweeweg zoneventiel Erie, PN20, NPT 3/4", KVS5.0 | Vanne de zone, Erie, 2 voies, PN20, NPT 3/4", KVS 5.0
Schneider Electric | Schneider Electric | 01022021 |  | Schneider Electric |  | BM | VT2327 |  |  | 44.56 |  | 1 |  | 1 | 2W-zoneventiel, Erie, 3/4", KVS 7.5 | Vanne zone 2V, Erie, 3/4", KVS 7.5 |  | VT2327 ERIE VALVE 2WAY 3/4" NPT 7.0CV | [18 empty] | 1 | 711426627800 | 0 |  | 408 | 0.1 | 0.1 | 0.1 | 0.001 | [23 empty] | 12 | N | [12 empty] | FL1 | N8 | 8481109990 | [14 empty] | Tweeweg zoneventiel Erie, PN20, NPT 3/4", KVS7.5 | Vanne de zone, Erie, 2 voies, PN20, NPT 3/4", KVS 7.5
Schneider Electric | Schneider Electric | 01022021 |  | Schneider Electric |  | BM | VT2332 |  |  | 44.56 |  | 1 |  | 1 | 2W-zoneventiel, Erie, DN20, KVS 2.2 | Vanne zone 2V, Erie, DN20, KVS 2.2 |  | ERIE VALVE 2WAY 3/4" BSP 2.5CV | [18 empty] | 1 | 711426628074 | 0 |  | 408 | 0.1 | 0.1 | 0.1 | 0.001 | [23 empty] | 14 | N | [12 empty] | FL1 | N8 | 8481109990 | [14 empty] | Tweeweg zoneventiel Erie, PN20, DN20, KVS2.2 | Vanne de zone, Erie, 2 voies, PN20, DN20, KVS 2.2
Schneider Electric | Schneider Electric | 01022021 |  | Schneider Electric |  | BM | VT2333 |  |  | 45.9 |  | 1 |  | 1 | 2W-zoneventiel, Erie, DN20, KVS 3.0 | Vanne zone 2V, Erie, DN20, KVS 3.0 |  | ERIE VALVE 2WAY 3/4" BSP 3.5CV | [18 empty] | 1 | 711426628234 | 0 |  | 408 | 0.1 | 0.1 | 0.1 | 0.001 | [23 empty] | 14 | N | [12 empty] | FL1 | N8 | 8481109990 | [14 empty] | Tweeweg zoneventiel Erie, PN20, DN20, KVS3.0 | Vanne de zone, Erie, 2 voies, PN20, DN20, KVS 3.0
Schneider Electric | Schneider Electric | 01022021 |  | Schneider Electric |  | BM | VT2335 |  |  | 44.56 |  | 1 |  | 1 | 2W-zoneventiel, Erie, DN20, KVS 4.3 | Vanne zone 2V, Erie, DN20, KVS 4.3 |  | ERIE VALVE 2WAY 3/4" BSP 5.0CV | [18 empty] | 1 | 711426628579 | 0 |  | 431 | 0.1 | 0.1 | 0.1 | 0.001 | [23 empty] | 14 | N | [12 empty] | FL1 | N8 | 8481109990 | [14 empty] | Tweeweg zoneventiel Erie, PN20, DN20, KVS4.3 | Vanne de zone, Erie, 2 voies, PN20, DN20, KVS 4.3 | [17 empty] | https://eref.se.com/be/nl/sis-tarif/product/VT2335 | https://eref.se.com/be/fr/sis-tarif/product/VT2335
Schneider Electric | Schneider Electric | 01022021 |  | Schneider Electric |  | BM | VT2337 |  |  | 44.56 |  | 1 |  | 1 | 2W-zoneventiel, Erie, DN20, KVS 6.5 | Vanne zone 2V, Erie, DN20, KVS 6.5 |  | ERIE VALVE 2WAY 3/4" BSP 7.0CV | [18 empty] | 1 | 711426628845 | 0 |  | 411.8 | 8.8 | 9.5 | 6 | 501.6 | [23 empty] | 4 | N | [12 empty] | FL1 | N8 | 8481109990 | [14 empty] | Tweeweg zoneventiel Erie, PN20, DN20, KVS6.5 | Vanne de zone, Erie, 2 voies, PN20, DN20, KVS 6.5 | [17 empty] | https://eref.se.com/be/nl/sis-tarif/product/VT2337 | https://eref.se.com/be/fr/sis-tarif/product/VT2337
Schneider Electric | Schneider Electric | 01022021 |  | Schneider Electric |  | BM | VT2437 |  |  | 71.67 |  | 1 |  | 1 | 2W-zoneventiel, Erie, DN25, KVS 6.9 | Vanne zone 2V, Erie, DN25, KVS 6.9 |  | ERIE VALVE 2WAY 1" BSP 7.0CV | [18 empty] | 1 | 711426630879 | 0 |  | 576 | 13 | 11.2 | 7 | 1019.2 | [23 empty] | 4 | N | [12 empty] | FL1 | N8 | 8481109990 | [14 empty] | Tweeweg zoneventiel Erie, PN20, DN25, KVS6.9 | Vanne de zone, Erie, 2 voies, PN20, DN25, KVS 6.9
Schneider Electric | Schneider Electric | 01022021 |  | Schneider Electric |  | BM | VT3231 |  |  | 41.47 |  | 1 |  | 1 | 3W-zoneventiel, Erie, DN15, KVS 1.3 | Vanne zone 3V, Erie, DN15, KVS 1.3 |  | ERIE VALVE 3WAY 1/2" BSP 1.5CV | [18 empty] | 1 | 711426633320 | 0 |  | 363 | 0.1 | 0.1 | 0.1 | 0.001 | [23 empty] | 14 | N | [12 empty] | FL1 | N8 | 8481109990 | [14 empty] | Drieweg zoneventiel Erie, PN20, DN15, KVS1.3 | Vanne de zone, Erie, 3 voies, PN20, DN15, KVS 1.3
Schneider Electric | Schneider Electric | 01022021 |  | Schneider Electric |  | BM | VT3232 |  |  | 41.47 |  | 1 |  | 1 | 3W-zoneventiel, Erie, DN15, KVS 2.6 | Vanne zone 3V, Erie, DN15, KVS 2.6 |  | ERIE VALVE 3WAY 1/2" BSP 3.0CV | [18 empty] | 1 | 711426633382 | 0 |  | 385 | 0.1 | 0.1 | 0.1 | 0.001 | [23 empty] | 14 | N | [12 empty] | FL1 | N8 | 8481109990 | [14 empty] | Drieweg zoneventiel Erie, PN20, DN15, KVS2.6 | Vanne de zone, Erie, 3 voies, PN20, DN15, KVS 2.6 | [17 empty] | https://eref.se.com/be/nl/sis-tarif/product/VT3232 | https://eref.se.com/be/fr/sis-tarif/product/VT3232
Schneider Electric | Schneider Electric | 01022021 |  | Schneider Electric |  | BM | VT3233 |  |  | 41.47 |  | 1 |  | 1 | 3W-zoneventiel, Erie, DN15, KVS 3.5 | Vanne zone 3V, Erie, DN15, KVS 3.5 |  | ERIE VALVE 3WAY 1/2" BSP 4.0CV | [18 empty] | 1 | 711426633634 | 0 |  | 337 | 0.1 | 0.1 | 0.1 | 0.001 | [23 empty] | 14 | N | [12 empty] | FL1 | N8 | 8481109990 | [14 empty] | Drieweg zoneventiel Erie, PN20, DN15, KVS3.5 | Vanne de zone, Erie, 3 voies, PN20, DN15, KVS 3.5 | [17 empty] | https://eref.se.com/be/nl/sis-tarif/product/VT3233 | https://eref.se.com/be/fr/sis-tarif/product/VT3233
Schneider Electric | Schneider Electric | 01022021 |  | Schneider Electric |  | BM | VT3332 |  |  | 53.81 |  | 1 |  | 1 | 3W-zoneventiel, 3/4",DN20, KVS 2.6 | Vanne zone 3V, 3/4",DN20, KVS 2.6 |  | ERIE VALVE 3WAY 3/4" BSP 3.0CV | [18 empty] | 1 | 711426635638 | 0 |  | 497 | 0.1 | 0.1 | 0.1 | 0.001 | [23 empty] | 14 | N | [12 empty] | FL1 | N8 | 8481109990 | [14 empty] | Drieweg zoneventiel Erie, PN20, DN20, KVS2.6 | Vanne de zone, Erie, 3 voie,s TOR, 3/4",PN20, DN20, KVS 2.6
Schneider Electric | Schneider Electric | 01022021 |  | Schneider Electric |  | BM | VT3333 |  |  | 53.81 |  | 1 |  | 1 | 3W-zoneventiel, 3/4", DN20, KVS 3.5 | Vanne zone 3V, 3/4", DN20, KVS 3.5 |  | ERIE VALVE 3WAY 3/4" BSP 4.0CV | [18 empty] | 1 | 711426635744 | 0 |  | 492 | 0.1 | 0.1 | 0.1 | 0.001 | [23 empty] | 14 | N | [12 empty] | FL1 | N8 | 8481109990 | [14 empty] | Drieweg zoneventiel Erie, PN20, DN20, KVS3.5 | Vanne de zone, Erie, 3 voies, TOR, 3/4", PN20, DN20, KVS 3.5
Schneider Electric | Schneider Electric | 01022021 |  | Schneider Electric |  | BM | VT3335 |  |  | 53.81 |  | 1 |  | 1 | 3W-zoneventiel, 3/4", DN20, KVS 4.3 | Vanne zone 3V, 3/4", DN20, KVS 4.3 |  | ERIE VALVE 3WAY 3/4" BSP 5.0CV | [18 empty] | 1 | 711426635935 | 0 |  | 485 | 0.1 | 0.1 | 0.1 | 0.001 | [23 empty] | 14 | N | [12 empty] | FL1 | N8 | 8481109990 | [14 empty] | Drieweg zoneventiel Erie, PN20, DN20, KVS4.3 | Vanne de zone, Erie, 3 voies TOR, 3/4", PN20, DN20, KVS 4.3
Schneider Electric | Schneider Electric | 01022021 |  | Schneider Electric |  | BM | VT3337 |  |  | 53.81 |  | 1 |  | 1 | 3W-zoneventiel, 3/4", DN20, KVS 6.5 | Vanne zone 3V, 3/4", DN20, KVS 6.5 |  | ERIE VALVE 3WAY 3/4" BSP 7.5CV | [18 empty] | 1 | 711426636185 | 0 |  | 483 | 10 | 8.6 | 6.4 | 550.4 | [23 empty] | 14 | N | [12 empty] | FL1 | N8 | 8481109990 | [14 empty] | Drieweg zoneventiel Erie, PN20, DN20, KVS6.5 | Vanne de zone, Erie, 3 voies, TOR, 3/4", PN20, DN20, KVS 6.5
Schneider Electric | Schneider Electric | 01022021 |  | Schneider Electric |  | BM | VT3437 |  |  | 79.18 |  | 1 |  | 1 | 3W-zoneventiel, 1", DN25, KVS 6.9 | Vanne zone 3V, 1", DN25, KVS 6.9 |  | ERIE VALVE 3WAY 1" BSP 7.5CV | [18 empty] | 1 | 711426637397 | 0 |  | 544 | 0.1 | 0.1 | 0.1 | 0.001 | [23 empty] | 14 | N | [12 empty] | FL1 | N8 | 8481109990 | [14 empty] | Drieweg Drieweg zoneventiel Erie, PN20, DN25, KVS6.9 | Vanne de zone, Erie, 3 voies, TOR, 1", PN20, DN25, KVS 6.9
Schneider Electric | Schneider Electric | 01022021 |  | Schneider Electric |  | BM | VZ208C-15BP01 |  |  | 37.39 |  | 1 |  | 1 | VZ208C, PN16 DN15 KVS 0.25 | VZ208C, PN16 DN15 KVS 0.25 |  | VZ208C-15BP 0.25E SU 00 | [18 empty] | 1 | 3606481551931 | 0 |  | 188 | 9.4 | 6.9 | 3.1 | 201.066 | [23 empty] | 15 | N | [12 empty] | FL2 | PK | 8481109990 | [14 empty] | Tweeweg zoneventiel, knelkoppeling, PN16, DN15, KVS0.25 | Vanne de zone 2 voies en laiton à compression, PN16, DN15, KVS0.25, C2.5
Schneider Electric | Schneider Electric | 01022021 |  | Schneider Electric |  | BM | VZ208C-15BP02 |  |  | 37.39 |  | 1 |  | 1 | VZ208C, PN16 DN15 KVS 0.4 | VZ208C, PN16 DN15 KVS 0.4 |  | VZ208C-15BP 0.4E SU 00 | [18 empty] | 1 | 3606481518200 | 0 |  | 177 | 9.5 | 6.5 | 3.5 | 216.125 | [23 empty] | 15 | N | [12 empty] | FL2 | PK | 8481109990 | [14 empty] | Tweeweg zoneventiel, knelkoppeling, PN16, DN15, KVS0.4 | Vanne de zone 2 voies en laiton à compression, PN16, DN15, KVS0.4, C2.5 | [17 empty] | https://eref.se.com/be/nl/sis-tarif/product/VZ208C-15BP02 | https://eref.se.com/be/fr/sis-tarif/product/VZ208C-15BP02
Schneider Electric | Schneider Electric | 01022021 |  | Schneider Electric |  | BM | VZ208C-15BP03 |  |  | 37.39 |  | 1 |  | 1 | VZ208C, PN16 DN15 KVS 0.6 | VZ208C, PN16 DN15 KVS 0.6 |  | VZ208C-15BP 0.6E SU 00 | [18 empty] | 1 | 3606481518217 | 0 |  | 187 | 9.6 | 6.6 | 3.2 | 202.752 | [23 empty] | 4 | N | [12 empty] | FL2 | PK | 8481109990 | [14 empty] | Tweeweg zoneventiel, knelkoppeling, PN16, DN15, KVS0.6 | Vanne de zone 2 voies en laiton à compression, PN16, DN15, KVS0.6, C2.5
Schneider Electric | Schneider Electric | 01022021 |  | Schneider Electric |  | BM | VZ208C-15BP04 |  |  | 37.39 |  | 1 |  | 1 | VZ208C, PN16 DN15 KVS 1 | VZ208C, PN16 DN15 KVS 1 |  | VZ208C-15BP 1.0E SU 00 | [18 empty] | 1 | 3606481518224 | 0 |  | 187 | 9.8 | 6.7 | 3.4 | 223.244 | [23 empty] | 15 | N | [12 empty] | FL2 | PK | 8481109990 | [14 empty] | Tweeweg zoneventiel, knelkoppeling, PN16, DN15, KVS1 | Vanne de zone 2 voies en laiton à compression PN16, DN15, KVS1, C2.5
Schneider Electric | Schneider Electric | 01022021 |  | Schneider Electric |  | BM | VZ208C-15BP05 |  |  | 37.39 |  | 1 |  | 1 | VZ208C, PN16 DN15 KVS 1.6 | VZ208C, PN16 DN15 KVS 1.6 |  | VZ208C-15BP 1.6E SU 00 | [18 empty] | 1 | 3606489661007 | 0 |  | 190.2 | 9.6 | 6.6 | 3.2 | 202.752 | [23 empty] | 4 | N | [12 empty] | FL2 | PK | 8481109990 | [14 empty] | Tweeweg zoneventiel, knelkoppeling, PN16, DN15, KVS1.6 | Vanne de zone 2 voies en laiton à compression PN16, DN15, KVS1.6, C2.5
Schneider Electric | Schneider Electric | 01022021 |  | Schneider Electric |  | BM | VZ208C-20BP07 |  |  | 57.1 |  | 1 |  | 1 | VZ208C, PN16 DN20 KVS 2.5 | VZ208C, PN16 DN20 KVS 2.5 |  | VZ208C-20BP 2.5E SU 00 | [18 empty] | 1 | 3606481518231 | 0 |  | 254 | 9.7 | 6.6 | 3.4 | 217.668 | [23 empty] | 4 | N | [12 empty] | FL2 | PK | 8481109990 | [14 empty] | Tweeweg zoneventiel, knelkoppeling, PN16, DN20, KVS2.5 | Vanne de zone 2 voies en laiton à compression PN16, DN20, KVS2.5, C2.5
Schneider Electric | Schneider Electric | 01022021 |  | Schneider Electric |  | BM | VZ208E-15BP01 |  |  | 34.25 |  | 1 |  | 1 | VZ208E, PN16 DN15 KVS 0.25 | VZ208E, PN16 DN15 KVS 0.25 |  | VZ208E-15BP 0.25E SU 00 | [18 empty] | 1 | 3606481819918 | 0 |  | 140.2 | 9.2 | 6.9 | 3.2 | 203.136 | [23 empty] | 4 | N | [12 empty] | FL2 | PK | 8481109990 | [14 empty] | Tweeweg zoneventiel, draadaansluiting, PN16, DN15, KVS0.25 | Vanne de zone 2 voies en laiton, filet extérieur, PN16, DN15, KVS0.25, C2.5
Schneider Electric | Schneider Electric | 01022021 |  | Schneider Electric |  | BM | VZ208E-15BP02 |  |  | 34.25 |  | 1 |  | 1 | VZ208E, PN16 DN15 KVS 0.4 | VZ208E, PN16 DN15 KVS 0.4 |  | VZ208E-15BP 0.4E SU 00 | [18 empty] | 1 | 3606481819925 | 0 |  | 140.2 | 9.6 | 6.6 | 3.2 | 202.752 | [23 empty] | 4 | N | [12 empty] | FL2 | PK | 8481109990 | [14 empty] | Tweeweg zoneventiel, draadaansluiting, PN16, DN15, KVS0.4 | Vanne de zone 2 voies en laiton, filet extérieur, PN16, DN15, KVS0.4, C2.5
Schneider Electric | Schneider Electric | 01022021 |  | Schneider Electric |  | BM | VZ208E-15BP03 |  |  | 34.25 |  | 1 |  | 1 | VZ208E PN16 DN15 KVS 0.6 | VZ208E PN16 DN15 KVS 0.6 |  | VZ208E-15BP 0.6E SU 00 | [18 empty] | 1 | 3606489661014 | 0 |  | 140 | 9.4 | 7 | 3.1 | 203.98 | [23 empty] | 4 | N | [12 empty] | FL2 | PK | 8481109990 | [14 empty] | Tweeweg zoneventiel, draadaansluiting, PN16, DN15, KVS0.6 | Vanne de zone 2 voies en laiton, filet extérieur, PN16, DN15, KVS0.6, C2.5
Schneider Electric | Schneider Electric | 01022021 |  | Schneider Electric |  | BM | VZ208E-15BP04 |  |  | 32.48 |  | 1 |  | 1 | VZ208E, PN16 DN15 KVS 1 | VZ208E, PN16 DN15 KVS 1 |  | VZ208E-15BP 1.0 (7210433000) | [18 empty] | 1 | 3606481819932 | 0 |  | 140.2 | 9.2 | 6.9 | 3.2 | 203.136 | [23 empty] | 2 | Y | [12 empty] | FL2 | PK | 8481109990 | [14 empty] | Tweeweg zoneventiel, draadaansluiting, PN16, DN15, KVS1 | Vanne de zone 2 voies en laiton, filet extérieur, PN16, DN15, KVS1, C2.5
Schneider Electric | Schneider Electric | 01022021 |  | Schneider Electric |  | BM | VZ208E-15BP05 |  |  | 34.25 |  | 1 |  | 1 | VZ208E, PN16 DN15 KVS 1.6 | VZ208E, PN16 DN15 KVS 1.6 |  | VZ208E-15BP 1.6 (7210434000) | [18 empty] | 1 | 3606489661021 | 0 |  | 140 | 9.2 | 6.9 | 3.2 | 203.136 | [23 empty] | 4 | N | [12 empty] | FL2 | PK | 8481109990 | [14 empty] | Tweeweg zoneventiel, draadaansluiting, PN16, DN15, KVS1.6 | Vanne de zone 2 voies en laiton, filet extérieur, PN16, DN15, KVS1.6, C2.5
Schneider Electric | Schneider Electric | 01022021 |  | Schneider Electric |  | BM | VZ208E-20BP07 |  |  | 39.76 |  | 1 |  | 1 | VZ208E, PN16 DN20 KVS 2.5 | VZ208E, PN16 DN20 KVS 2.5 |  | VZ208E-20BP 2.5 (7210435000) | [18 empty] | 1 | 3606489661038 | 0 |  | 170.6 | 9.3 | 6.9 | 3.3 | 211.761 | [23 empty] | 4 | N | [12 empty] | FL2 | PK | 8481109990 | [14 empty] | Tweeweg zoneventiel, draadaansluiting, PN16, DN20, KVS2.5 | Vanne de zone 2 voies en laiton, filet extérieur, PN16, DN20, KVS2.5, C2.5 | [17 empty] | https://eref.se.com/be/nl/sis-tarif/product/VZ208E-20BP07 | https://eref.se.com/be/fr/sis-tarif/product/VZ208E-20BP07
Schneider Electric | Schneider Electric | 01022021 |  | Schneider Electric |  | BM | VZ208E-20BP08 |  |  | 70.63 |  | 1 |  | 1 | VZ208E, PN16 DN20 KVS 4 | VZ208E, PN16 DN20 KVS 4 |  | VZ 28 / 20 / 4.0 (7210436000) | [18 empty] | 1 | 3606489661045 | 0 |  | 430.2 | 13 | 9.8 | 5.5 | 700.7 | [23 empty] | 4 | N | [12 empty] | FL2 | PK | 8481109990 | [14 empty] | Tweeweg zoneventiel, draadaansluiting, PN16, DN20, KVS4 | Vanne de zone 2 voies en laiton, filet extérieur, PN16, DN20, KVS4, C2.5
Schneider Electric | Schneider Electric | 01022021 |  | Schneider Electric |  | BM | VZ208E-20BP09 |  |  | 82.02 |  | 1 |  | 1 | VZ208E, PN16 DN20 KVS 6 | VZ208E, PN16 DN20 KVS 6 |  | VZ208E-20BP 6.0E SU 00 | [18 empty] | 1 | 3606481819949 | 0 |  | 407.6 | 12.9 | 9.9 | 5.4 | 689.634 | [23 empty] | 4 | N | [12 empty] | FL2 | PK | 8481109990 | [14 empty] | Tweeweg zoneventiel, draadaansluiting, PN16, DN20, KVS6 | Vanne de zone 2 voies en laiton, filet extérieur, PN16, DN20, KVS6, C2.5
Schneider Electric | Schneider Electric | 01022021 |  | Schneider Electric |  | BM | VZ219C-15BP01 |  |  | 39.76 |  | 1 |  | 1 | VZ219C, PN16 DN15 KVS 0.25 | VZ219C, PN16 DN15 KVS 0.25 |  | VZ219C-15BP 0.25E SU 00 | [18 empty] | 1 | 3606481551948 | 0 |  | 190 | 0.1 | 0.1 | 0.1 | 0.001 | [23 empty] | 15 | N | [12 empty] | FL2 | PK | 8481109990 | [14 empty] | Tweeweg zoneventiel, knelkoppeling, PN16, DN15, KVS0.25 | Vanne de zone 2 voies en laiton à compression, PN16, DN15, KVS0.25, C5.5
Schneider Electric | Schneider Electric | 01022021 |  | Schneider Electric |  | BM | VZ219C-15BP02 |  |  | 39.76 |  | 1 |  | 1 | VZ219C, PN16 DN15 KVS 0.4 | VZ219C, PN16 DN15 KVS 0.4 |  | VZ219C-15BP 0.4E SU 00 | [18 empty] | 1 | 3606481515421 | 0 |  | 190 | 0.1 | 0.1 | 0.1 | 0.001 | [23 empty] | 15 | N | [12 empty] | FL2 | PK | 8481109990 | [14 empty] | Tweeweg zoneventiel, knelkoppeling, PN16, DN15, KVS0.4 | Vanne de zone 2 voies en laiton à compression, PN16, DN15, KVS0.4, C5.5
Schneider Electric | Schneider Electric | 01022021 |  | Schneider Electric |  | BM | VZ219C-15BP03 |  |  | 39.76 |  | 1 |  | 1 | VZ219C, PN16 DN15 KVS 0.6 | VZ219C, PN16 DN15 KVS 0.6 |  | VZ219C-15BP 0.6E SU 00 | [18 empty] | 1 | 3606481518248 | 0 |  | 189.2 | 9.7 | 6.5 | 3.2 | 201.76 | [23 empty] | 4 | N | [12 empty] | FL2 | PK | 8481109990 | [14 empty] | Tweeweg zoneventiel, knelkoppeling, PN16, DN15, KVS0.6 | Vanne de zone 2 voies en laiton à compression, PN16, DN15, KVS0.6, C5.5
Schneider Electric | Schneider Electric | 01022021 |  | Schneider Electric |  | BM | VZ219C-15BP04 |  |  | 39.76 |  | 1 |  | 1 | VZ219C, PN16 DN15 KVS 1 | VZ219C, PN16 DN15 KVS 1 |  | VZ219C-15BP 1.0E SU 00 | [18 empty] | 1 | 3606481518255 | 0 |  | 188.2 | 9.7 | 6.6 | 3.3 | 211.266 | [23 empty] | 4 | N | [12 empty] | FL2 | PK | 8481109990 | [14 empty] | Tweeweg zoneventiel, knelkoppeling, PN16, DN15, KVS1 | Vanne de zone 2 voies en laiton à compression, PN16, DN15, KVS1, C5.5
Schneider Electric | Schneider Electric | 01022021 |  | Schneider Electric |  | BM | VZ219C-15BP05 |  |  | 39.76 |  | 1 |  | 1 | VZ219C, PN16 DN15 KVS 1.6 | VZ219C, PN16 DN15 KVS 1.6 |  | VZ219C-15BP 1.6E SU 00 | [18 empty] | 1 | 3606481518262 | 0 |  | 191.4 | 9.7 | 6.5 | 3.4 | 214.37 | [23 empty] | 4 | N | [12 empty] | FL2 | PK | 8481109990 | [14 empty] | Tweeweg zoneventiel, knelkoppeling, PN16, DN15, KVS1.6 | Vanne de zone 2 voies en laiton à compression, PN16, DN15, KVS1.6, C5.5
Schneider Electric | Schneider Electric | 01022021 |  | Schneider Electric |  | BM | VZ219C-15BP06 |  |  | 39.76 |  | 1 |  | 1 | VZ219C, PN16 DN15 KVS 2 | VZ219C, PN16 DN15 KVS 2 |  | VZ219C-15BP 2.0E SU 00 | [18 empty] | 1 | 3606481518279 | 0 |  | 187.6 | 9.5 | 6.9 | 3.2 | 209.76 | [23 empty] | 4 | N | [12 empty] | FL2 | PK | 8481109990 | [14 empty] | Tweeweg zoneventiel, knelkoppeling, PN16, DN15, KVS2 | Vanne de zone 2 voies en laiton à compression, PN16, DN15, KVS2, C5.5
Schneider Electric | Schneider Electric | 01022021 |  | Schneider Electric |  | BM | VZ219C-20BP07 |  |  | 59.65 |  | 1 |  | 1 | VZ219C, PN16 DN20 KVS 2.5 | VZ219C, PN16 DN20 KVS 2.5 |  | VZ219C-15BP 2.5E SU 00 | [18 empty] | 1 | 3606481518286 | 0 |  | 279.2 | 13 | 9.8 | 5.3 | 675.22 | [23 empty] | 4 | N | [12 empty] | FL2 | PK | 8481109990 | [14 empty] | Tweeweg zoneventiel, knelkoppeling, PN16, DN20, KVS2.5 | Vanne de zone 2 voies en laiton à compression, PN16, DN20, KVS2.5, C5.5
Schneider Electric | Schneider Electric | 01022021 |  | Schneider Electric |  | BM | VZ219E-15BP01 |  |  | 36.59 |  | 1 |  | 1 | VZ219E, PN16 DN15 KVS 0.25 | VZ219E, PN16 DN15 KVS 0.25 |  | VZ219E-15BP 0.25E SU 00 | [18 empty] | 1 | 3606481819956 | 0 |  | 151 | 9.8 | 6.7 | 3.3 | 216.678 | [23 empty] | 4 | N | [12 empty] | FL2 | PK | 8481109990 | [14 empty] | Tweeweg zoneventiel, draadaansluiting, PN16, DN15, KVS0.25 | Vanne de zone 2 voies en laiton, filet extérieur, PN16, DN15, KVS0.25, C5.5
Schneider Electric | Schneider Electric | 01022021 |  | Schneider Electric |  | BM | VZ219E-15BP02 |  |  | 36.59 |  | 1 |  | 1 | VZ219E, PN16 DN15 KVS 0.4 | VZ219E, PN16 DN15 KVS 0.4 |  | VZ219E-15BP 0.4E SU 00 | [18 empty] | 1 | 3606481819963 | 0 |  | 140 | 9.1 | 6.9 | 3.3 | 207.207 | [23 empty] | 4 | N | [12 empty] | FL2 | PK | 8481109990 | [14 empty] | Tweeweg zoneventiel, draadaansluiting, PN16, DN15, KVS0.4 | Vanne de zone 2 voies en laiton, filet extérieur, PN16, DN15, KVS0.4, C5.5
Schneider Electric | Schneider Electric | 01022021 |  | Schneider Electric |  | BM | VZ219E-15BP03 |  |  | 36.59 |  | 1 |  | 1 | VZ219E, PN16 DN15 KVS 0.6 | VZ219E, PN16 DN15 KVS 0.6 |  | VZ219E-15BP 0.6E SU 00 | [18 empty] | 1 | 3606481819970 | 0 |  | 151.3 | 9.8 | 6.7 | 3.3 | 216.678 | [23 empty] | 4 | N | [12 empty] | FL2 | PK | 8481109990 | [14 empty] | Tweeweg zoneventiel, draadaansluiting, PN16, DN15, KVS0.6 | Vanne de zone 2 voies en laiton, filet extérieur, PN16, DN15, KVS0.6, C5.5
Schneider Electric | Schneider Electric | 01022021 |  | Schneider Electric |  | BM | VZ219E-15BP04 |  |  | 36.59 |  | 1 |  | 1 | VZ219E, PN16 DN15 KVS 1 | VZ219E, PN16 DN15 KVS 1 |  | VZ 29 / 15 / 1.0 (7210534000) | [18 empty] | 1 | 3606481819987 | 0 |  | 141.2 | 9.7 | 6.5 | 3.2 | 201.76 | [23 empty] | 4 | N | [12 empty] | FL2 | PK | 8481109990 | [14 empty] | Tweeweg zoneventiel, draadaansluiting, PN16, DN15, KVS1 | Vanne de zone 2 voies en laiton, filet extérieur, PN16, DN15, KVS1, C5.5
Schneider Electric | Schneider Electric | 01022021 |  | Schneider Electric |  | BM | VZ219E-15BP05 |  |  | 36.59 |  | 1 |  | 1 | VZ219E, PN16 DN15 KVS 1.6 | VZ219E, PN16 DN15 KVS 1.6 |  | VZ 29 / 15 / 1.6 (7210535000) | [18 empty] | 1 | 3606481819994 | 0 |  | 151.4 | 9.5 | 6.6 | 3.2 | 200.64 | [23 empty] | 4 | N | [12 empty] | FL2 | PK | 8481109990 | [14 empty] | Tweeweg zoneventiel, draadaansluiting, PN16, DN15, KVS1.6 | Vanne de zone 2 voies en laiton, filet extérieur, PN16, DN15, KVS1.6, C5.5
Schneider Electric | Schneider Electric | 01022021 |  | Schneider Electric |  | BM | VZ219E-15BP06 |  |  | 34.77 |  | 1 |  | 1 | VZ219E, PN16 DN15 KVS 2 | VZ219E, PN16 DN15 KVS 2 |  | VZ 29 / 15 / 2.0 (7310536000) | [18 empty] | 1 | 3606481820006 | 0 |  | 140.6 | 9.2 | 6.9 | 3.2 | 203.136 | [23 empty] | 4 | N | [12 empty] | FL2 | PK | 8481109990 | [14 empty] | Tweeweg zoneventiel, draadaansluiting, PN16, DN15, KVS2 | Vanne de zone 2 voies en laiton, filet extérieur, PN16, DN15, KVS2, C5.5
Schneider Electric | Schneider Electric | 01022021 |  | Schneider Electric |  | BM | VZ219E-20BP07 |  |  | 45.08 |  | 1 |  | 1 | VZ219E, PN16 DN20 KVS 2.5 | VZ219E, PN16 DN20 KVS 2.5 |  | VZ 29 / 20 / 2.5 (7210537000) | [18 empty] | 1 | 3606481820013 | 0 |  | 171.2 | 9.7 | 7 | 3 | 203.7 | [23 empty] | 4 | N | [12 empty] | FL2 | PK | 8481109990 | [14 empty] | Tweeweg zoneventiel, draadaansluiting, PN16, DN20, KVS2.5 | Vanne de zone 2 voies en laiton, filet extérieur, PN16, DN20, KVS2.5, C5.5
Schneider Electric | Schneider Electric | 01022021 |  | Schneider Electric |  | BM | VZ219E-20BP08 |  |  | 81.31 |  | 1 |  | 1 | VZ219E, PN16 DN20 KVS 4 | VZ219E, PN16 DN20 KVS 4 |  | VZ219E-20BP 4.0E SU 00 | [18 empty] | 1 | 3606481820020 | 0 |  | 419 | 13 | 9.9 | 5.4 | 694.98 | [23 empty] | 4 | N | [12 empty] | FL2 | PK | 8481109990 | [14 empty] | Tweeweg zoneventiel, draadaansluiting, PN16, DN20, KVS4 | Vanne de zone 2 voies en laiton, filet extérieur, PN16, DN20, KVS4, C5.5
Schneider Electric | Schneider Electric | 01022021 |  | Schneider Electric |  | BM | VZ219E-20BP09 |  |  | 83.77 |  | 1 |  | 1 | VZ219E, PN16 DN20 KVS 6 | VZ219E, PN16 DN20 KVS 6 |  | VZ 29 / 20 / 6.0 (7210539000) | [18 empty] | 1 | 3606489661052 | 0 |  | 417 | 13 | 9.6 | 5.4 | 673.92 | [23 empty] | 4 | N | [12 empty] | FL2 | PK | 8481109990 | [14 empty] | Tweeweg zoneventiel, draadaansluiting, PN16, DN20, KVS6 | Vanne de zone 2 voies en laiton, filet extérieur, PN16, DN20, KVS6, C5.5
Schneider Electric | Schneider Electric | 01022021 |  | Schneider Electric |  | BM | VZ308C-15BP01 |  |  | 44.29 |  | 1 |  | 1 | VZ308C, PN16 DN15 KVS 0.25 | VZ308C, PN16 DN15 KVS 0.25 |  | VZ308C-15BP 0.25E SU 00 | [18 empty] | 1 | 3606481518293 | 0 |  | 211 | 10 | 6.8 | 3.5 | 238 | [23 empty] | 15 | N | [12 empty] | FL2 | PK | 8481109990 | [14 empty] | Drieweg zoneventiel, knelkoppeling, PN16, DN15, KVS0.25 C2.5 | Vanne de zone 3 voies en laiton à compression, PN16, DN15, KVS0.25 C2.5 | [17 empty] | https://eref.se.com/be/nl/sis-tarif/product/VZ308C-15BP01 | https://eref.se.com/be/fr/sis-tarif/product/VZ308C-15BP01
Schneider Electric | Schneider Electric | 01022021 |  | Schneider Electric |  | BM | VZ308C-15BP02 |  |  | 44.29 |  | 1 |  | 1 | VZ308C, PN16 DN15 KVS 0.4 | VZ308C, PN16 DN15 KVS 0.4 |  | VZ308C-15BP 0.4E SU 00 | [18 empty] | 1 | 3606481551955 | 0 |  | 230 | 0.1 | 0.1 | 0.1 | 0.001 | [23 empty] | 15 | N | [12 empty] | FL2 | PK | 8481109990 | [14 empty] | Drieweg zoneventiel, knelkoppeling, PN16, DN15, KVS0.4 | Vanne de zone 3 voies en laiton à compression, PN16, DN15, KVS0.4, C2.5 | [17 empty] | https://eref.se.com/be/nl/sis-tarif/product/VZ308C-15BP02 | https://eref.se.com/be/fr/sis-tarif/product/VZ308C-15BP02
Schneider Electric | Schneider Electric | 01022021 |  | Schneider Electric |  | BM | VZ308C-15BP03 |  |  | 44.29 |  | 1 |  | 1 | VZ308C, PN16 DN15 KVS 0.6 | VZ308C, PN16 DN15 KVS 0.6 |  | VZ308C-15BP 0.6E SU 00 | [18 empty] | 1 | 3606481518309 | 0 |  | 211 | 9.8 | 6.8 | 3.5 | 233.24 | [23 empty] | 15 | N | [12 empty] | FL2 | PK | 8481109990 | [14 empty] | Drieweg zoneventiel, knelkoppeling, PN16, DN15, KVS0.6 | Vanne de zone 3 voies en laiton à compression, PN16, DN15, KVS0.6, C2.5 | [17 empty] | https://eref.se.com/be/nl/sis-tarif/product/VZ308C-15BP03 | https://eref.se.com/be/fr/sis-tarif/product/VZ308C-15BP03
Schneider Electric | Schneider Electric | 01022021 |  | Schneider Electric |  | BM | VZ308C-15BP04 |  |  | 44.29 |  | 1 |  | 1 | VZ308C, PN16 DN15 KVS 1 | VZ308C, PN16 DN15 KVS 1 |  | VZ308C-15BP 1.0E SU 00 | [18 empty] | 1 | 3606489661069 | 0 |  | 211 | 10 | 6.8 | 3.5 | 238 | [23 empty] | 15 | N | [12 empty] | FL2 | PK | 8481109990 | [14 empty] | Drieweg zoneventiel, knelkoppeling, PN16, DN15, KVS1 | Vanne de zone 3 voies en laiton à compression, PN16, DN15, KVS1, C2.5 | [17 empty] | https://eref.se.com/be/nl/sis-tarif/product/VZ308C-15BP04 | https://eref.se.com/be/fr/sis-tarif/product/VZ308C-15BP04
Schneider Electric | Schneider Electric | 01022021 |  | Schneider Electric |  | BM | VZ308C-15BP05 |  |  | 44.29 |  | 1 |  | 1 | VZ308C, PN16 DN15 KVS 1.6 | VZ308C, PN16 DN15 KVS 1.6 |  | VZ308C-15BP 1.6E SU 00 | [18 empty] | 1 | 3606481515438 | 0 |  | 211 | 10 | 6.8 | 3.5 | 238 | [23 empty] | 15 | N | [12 empty] | FL2 | PK | 8481109990 | [14 empty] | Drieweg zoneventiel, knelkoppeling, PN16, DN15, KVS1.6 | Vanne de zone 3 voies en laiton à compression, PN16, DN15, KVS1.6, C2.5
Schneider Electric | Schneider Electric | 01022021 |  | Schneider Electric |  | BM | VZ308C-20BP07 |  |  | 60.21 |  | 1 |  | 1 | VZ308C, PN16 DN20 KVS 2.5 | VZ308C, PN16 DN20 KVS 2.5 |  | VZ308C-20BP 2.5E SU 00 | [18 empty] | 1 | 3606481551962 | 0 |  | 340 | 13 | 9.6 | 5.3 | 661.44 | [23 empty] | 15 | N | [12 empty] | FL2 | PK | 8481109990 | [14 empty] | Drieweg zoneventiel, knelkoppeling, PN16, DN20, KVS2.5 | Vanne de zone 3 voies en laiton à compression, PN16, DN20, KVS2.5, C2.5
Schneider Electric | Schneider Electric | 01022021 |  | Schneider Electric |  | BM | VZ308E-15BP01 |  |  | 38.08 |  | 1 |  | 1 | VZ308E, PN16 DN15 KVS 0.25 | VZ308E, PN16 DN15 KVS 0.25 |  | VZ308E-15BP 0.25E SU 00 | [18 empty] | 1 | 3606489661076 | 0 |  | 149 | 9.6 | 6.6 | 3.2 | 202.752 | [23 empty] | 4 | N | [12 empty] | FL2 | PK | 8481109990 | [14 empty] | Drieweg zoneventiel, draadaansluiting, PN16, DN15, KVS0.25 | Vanne de zone 3 voies en laiton, filet extérieur, PN16, DN15, KVS0.25, C2.5 | [17 empty] | https://eref.se.com/be/nl/sis-tarif/product/VZ308E-15BP01 | https://eref.se.com/be/fr/sis-tarif/product/VZ308E-15BP01
Schneider Electric | Schneider Electric | 01022021 |  | Schneider Electric |  | BM | VZ308E-15BP02 |  |  | 38.08 |  | 1 |  | 1 | VZ308E, PN16 DN15 KVS 0.4 | VZ308E, PN16 DN15 KVS 0.4 |  | VZ308E-15BP 0.4E SU 00 | [18 empty] | 1 | 3606489661083 | 0 |  | 148 | 9.6 | 6.6 | 3.2 | 202.752 | [23 empty] | 4 | N | [12 empty] | FL2 | PK | 8481109990 | [14 empty] | Drieweg zoneventiel, draadaansluiting, PN16, DN15, KVS0.4 | Vanne de zone 3 voies en laiton, filet extérieur, PN16, DN15, KVS0.4, C2.5 | [17 empty] | https://eref.se.com/be/nl/sis-tarif/product/VZ308E-15BP02 | https://eref.se.com/be/fr/sis-tarif/product/VZ308E-15BP02
Schneider Electric | Schneider Electric | 01022021 |  | Schneider Electric |  | BM | VZ308E-15BP03 |  |  | 38.08 |  | 1 |  | 1 | VZ308E, PN16 DN15 KVS 0.6 | VZ308E, PN16 DN15 KVS 0.6 |  | VZ308E-15BP 0.6E SU 00 | [18 empty] | 1 | 3606489661090 | 0 |  | 151.4 | 9.6 | 6.6 | 3.2 | 202.752 | [23 empty] | 4 | N | [12 empty] | FL2 | PK | 8481109990 | [14 empty] | Drieweg zoneventiel, draadaansluiting, PN16, DN15, KVS0.6 | Vanne de zone 3 voies en laiton, filet extérieur, PN16, DN15, KVS0.6, C2.5 | [17 empty] | https://eref.se.com/be/nl/sis-tarif/product/VZ308E-15BP03 | https://eref.se.com/be/fr/sis-tarif/product/VZ308E-15BP03
Schneider Electric | Schneider Electric | 01022021 |  | Schneider Electric |  | BM | VZ308E-15BP04 |  |  | 38.08 |  | 1 |  | 1 | VZ308E, PN16 DN15 KVS 1 | VZ308E, PN16 DN15 KVS 1 |  | VZ308E-15BP 1.0E SU 00 | [18 empty] | 1 | 3606489661106 | 0 |  | 150.4 | 9.3 | 7 | 3.3 | 214.83 | [23 empty] | 4 | N | [12 empty] | FL2 | PK | 8481109990 | [14 empty] | Drieweg zoneventiel, draadaansluiting, PN16, DN15, KVS1 | Vanne de zone 3 voies en laiton, filet extérieur, PN16, DN15, KVS1, C2.5 | [17 empty] | https://eref.se.com/be/nl/sis-tarif/product/VZ308E-15BP04 | https://eref.se.com/be/fr/sis-tarif/product/VZ308E-15BP04
Schneider Electric | Schneider Electric | 01022021 |  | Schneider Electric |  | BM | VZ308E-15BP05 |  |  | 38.08 |  | 1 |  | 1 | VZ308E, PN16 DN15 KVS 1.6 | VZ308E, PN16 DN15 KVS 1.6 |  | VZ308E-15BP 1.6E SU 00 | [18 empty] | 1 | 3606489661113 | 0 |  | 150.6 | 9.6 | 6.6 | 3.2 | 202.752 | [23 empty] | 4 | N | [12 empty] | FL2 | PK | 8481109990 | [14 empty] | Drieweg zoneventiel, draadaansluiting, PN16, DN15, KVS1.6 | Vanne de zone 3 voies en laiton, filet extérieur, PN16, DN15, KVS1.6, C2.5
Schneider Electric | Schneider Electric | 01022021 |  | Schneider Electric |  | BM | VZ308E-20BP07 |  |  | 45.68 |  | 1 |  | 1 | VZ308E, PN16 DN20 KVS 2.5 | VZ308E, PN16 DN20 KVS 2.5 |  | VZ308E-20BP 2.5E SU 00 | [18 empty] | 1 | 3606489661120 | 0 |  | 196.8 | 9.3 | 6.9 | 3.1 | 198.927 | [23 empty] | 4 | N | [12 empty] | FL2 | PK | 8481109990 | [14 empty] | Drieweg zoneventiel, draadaansluiting, PN16, DN20, KVS2.5 | Vanne de zone 3 voies en laiton, filet extérieur, PN16, DN20, KVS2.5, C2.5
Schneider Electric | Schneider Electric | 01022021 |  | Schneider Electric |  | BM | VZ308E-20BP08 |  |  | 87.21 |  | 1 |  | 1 | VZ308E, PN16 DN20 KVS 4 | VZ308E, PN16 DN20 KVS 4 |  | VZ308E-20BP 4.0E SU 00 | [18 empty] | 1 | 3606489661137 | 0 |  | 452 | 13 | 9.8 | 5.5 | 700.7 | [23 empty] | 4 | N | [12 empty] | FL2 | PK | 8481109990 | [14 empty] | Drieweg zoneventiel, draadaansluiting, PN16, DN20, KVS4 | Vanne de zone 3 voies en laiton, filet extérieur, PN16, DN20, KVS4, C2.5
Schneider Electric | Schneider Electric | 01022021 |  | Schneider Electric |  | BM | VZ308E-20BP09 |  |  | 93.78 |  | 1 |  | 1 | VZ308E, PN16 DN20 KVS 6 | VZ308E, PN16 DN20 KVS 6 |  | VZ308E-20BP 6.0E SU 00 | [18 empty] | 1 | 3606489661144 | 0 |  | 442.4 | 13 | 9.8 | 5.5 | 700.7 | [23 empty] | 4 | N | [12 empty] | FL2 | PK | 8481109990 | [14 empty] | Drieweg zoneventiel, draadaansluiting, PN16, DN20, KVS6 | Vanne de zone 3 voies en laiton, filet extérieur, PN16, DN20, KVS6, C2.5
Schneider Electric | Schneider Electric | 01022021 |  | Schneider Electric |  | BM | VZ319C-15BP01 |  |  | 48.11 |  | 1 |  | 1 | VZ319C, PN16 DN15 KVS 0.25 | VZ319C, PN16 DN15 KVS 0.25 |  | VZ319C-15BP 0.25E SU 00 | [18 empty] | 1 | 3606481518316 | 0 |  | 212 | 10 | 7 | 3.5 | 245 | [23 empty] | 15 | N | [12 empty] | FL2 | PK | 8481109990 | [14 empty] | Drieweg zoneventiel, knelkoppeling, PN16 DN15, KVS0.25 | Vanne de zone 3 voies en laiton à compression, PN16 DN15, KVS0.25, C5.5
Schneider Electric | Schneider Electric | 01022021 |  | Schneider Electric |  | BM | VZ319C-15BP02 |  |  | 49.03 |  | 1 |  | 1 | VZ319C, PN16 DN15 KVS 0.4 | VZ319C, PN16 DN15 KVS 0.4 |  | VZ319C-15BP 0.4E SU 00 | [18 empty] | 1 | 3606481551979 | 0 |  | 230 | 0.1 | 0.1 | 0.1 | 0.001 | [23 empty] | 15 | N | [12 empty] | FL2 | PK | 8481109990 | [14 empty] | Drieweg zoneventiel, knelkoppeling, PN16 DN15, KVS0.4 | Vanne de zone 3 voies en laiton à compression, PN16 DN15, KVS0.4, C5.5
Schneider Electric | Schneider Electric | 01022021 |  | Schneider Electric |  | BM | VZ319C-15BP03 |  |  | 49.03 |  | 1 |  | 1 | VZ319C, PN16 DN15 KVS 0.6 | VZ319C, PN16 DN15 KVS 0.6 |  | VZ319C-15BP 0.6E SU 00 | [18 empty] | 1 | 3606481551986 | 0 |  | 230 | 0.1 | 0.1 | 0.1 | 0.001 | [23 empty] | 15 | N | [12 empty] | FL2 | PK | 8481109990 | [14 empty] | Drieweg zoneventiel, knelkoppeling, PN16 DN15, KVS0.6 | Vanne de zone 3 voies en laiton à compression, PN16 DN15, KVS0.6, C5.5
Schneider Electric | Schneider Electric | 01022021 |  | Schneider Electric |  | BM | VZ319C-15BP04 |  |  | 49.03 |  | 1 |  | 1 | VZ319C, PN16 DN15 KVS 1 | VZ319C, PN16 DN15 KVS 1 |  | VZ319C-15BP 1.0E SU 00 | [18 empty] | 1 | 3606481518323 | 0 |  | 212 | 9.5 | 6.7 | 3.5 | 222.775 | [23 empty] | 15 | N | [12 empty] | FL2 | PK | 8481109990 | [14 empty] | Drieweg zoneventiel, knelkoppeling, PN16 DN15, KVS1 | Vanne de zone 3 voies en laiton à compression, PN16 DN15, KVS1, C5.5
Schneider Electric | Schneider Electric | 01022021 |  | Schneider Electric |  | BM | VZ319C-15BP05 |  |  | 49.03 |  | 1 |  | 1 | VZ319C, PN16 DN15 KVS 1.6 | VZ319C, PN16 DN15 KVS 1.6 |  | VZ319C-15BP 1.6E SU 00 | [18 empty] | 1 | 3606481551993 | 0 |  | 214 | 9.8 | 6.7 | 3.3 | 216.678 | [23 empty] | 15 | N | [12 empty] | FL2 | PK | 8481109990 | [14 empty] | Drieweg zoneventiel, knelkoppeling, PN16 DN15, KVS1.6 | Vanne de zone 3 voies en laiton à compression, PN16 DN15, KVS1.6, C5.5
Schneider Electric | Schneider Electric | 01022021 |  | Schneider Electric |  | BM | VZ319C-15BP06 |  |  | 49.03 |  | 1 |  | 1 | VZ319C, PN16 DN15 KVS 2 | VZ319C, PN16 DN15 KVS 2 |  | VZ319C-15BP 2.0E SU 00 | [18 empty] | 1 | 3606481518330 | 0 |  | 213 | 10 | 6.8 | 3.5 | 238 | [23 empty] | 15 | N | [12 empty] | FL2 | PK | 8481109990 | [14 empty] | Drieweg zoneventiel, knelkoppeling, PN16 DN15, KVS2 | Vanne de zone 3 voies en laiton à compression, PN16 DN15, KVS2, C5.5
Schneider Electric | Schneider Electric | 01022021 |  | Schneider Electric |  | BM | VZ319C-20BP07 |  |  | 52.25 |  | 1 |  | 1 | VZ319C, PN16 DN20 KVS 2.5 | VZ319C, PN16 DN20 KVS 2.5 |  | VZ319C-20BP 2.5E SU 00 | [18 empty] | 1 | 3606481552006 | 0 |  | 346 | 13 | 10 | 5 | 650 | [23 empty] | 15 | N | [12 empty] | FL2 | PK | 8481109990 | [14 empty] | Drieweg zoneventiel, knelkoppeling, PN16 DN20, KVS2.5 | Vanne de zone 3 voies en laiton à compression, PN16 DN20, KVS2.5, C5.5
Schneider Electric | Schneider Electric | 01022021 |  | Schneider Electric |  | BM | VZ319E-15BP01 |  |  | 49.5 |  | 1 |  | 1 | VZ319E, PN16 DN15 KVS 0.25 | VZ319E, PN16 DN15 KVS 0.25 |  | VZ319E-15BP 0.25E SU 00 | [18 empty] | 1 | 3606489661151 | 0 |  | 148 | 9.6 | 6.6 | 3.2 | 202.752 | [23 empty] | 15 | N | [12 empty] | FL2 | PK | 8481109990 | [14 empty] | Drieweg zoneventiel, draadaansluiting, PN16, DN15, KVS0.25 | Vanne de zone 3 voies en laiton, filet extérieur, PN16, DN15, KVS0.25, C5.5
Schneider Electric | Schneider Electric | 01022021 |  | Schneider Electric |  | BM | VZ319E-15BP02 |  |  | 49.5 |  | 1 |  | 1 | VZ319E, PN16 DN15 KVS 0.4 | VZ319E, PN16 DN15 KVS 0.4 |  | VZ319E-15BP 0.4E SU 00 | [18 empty] | 1 | 3606489661168 | 0 |  | 151 | 9.6 | 6.6 | 3.2 | 202.752 | [23 empty] | 15 | N | [12 empty] | FL2 | PK | 8481109990 | [14 empty] | Drieweg zoneventiel, draadaansluiting, PN16, DN15, KVS0.4 | Vanne de zone 3 voies en laiton, filet extérieur, PN16, DN15, KVS0.4, C5.5
Schneider Electric | Schneider Electric | 01022021 |  | Schneider Electric |  | BM | VZ319E-15BP03 |  |  | 49.5 |  | 1 |  | 1 | VZ319E, PN16 DN15 KVS 0.6 | VZ319E, PN16 DN15 KVS 0.6 |  | VZ 39 / 15 / 0.6 (7310533000) | [18 empty] | 1 | 3606489661175 | 0 |  | 152.8 | 9.6 | 6.6 | 3.2 | 202.752 | [23 empty] | 4 | N | [12 empty] | FL2 | PK | 8481109990 | [14 empty] | Drieweg zoneventiel, draadaansluiting, PN16, DN15, KVS0.6 | Vanne de zone 3 voies en laiton, filet extérieur, PN16, DN15, KVS0.6, C5.5
Schneider Electric | Schneider Electric | 01022021 |  | Schneider Electric |  | BM | VZ319E-15BP04 |  |  | 49.5 |  | 1 |  | 1 | VZ319E, PN16 DN15 KVS 1 | VZ319E, PN16 DN15 KVS 1 |  | VZ 39 / 15 / 1.0 (7310534000) | [18 empty] | 1 | 3606489661182 | 0 |  | 152.2 | 9.2 | 6.9 | 3 | 190.44 | [23 empty] | 2 | Y | [12 empty] | FL2 | PK | 8481109990 | [14 empty] | Drieweg zoneventiel, draadaansluiting, PN16, DN15, KVS1 | Vanne de zone 3 voies en laiton, filet extérieur, PN16, DN15, KVS1, C5.5 | [17 empty] | https://eref.se.com/be/nl/sis-tarif/product/VZ319E-15BP04 | https://eref.se.com/be/fr/sis-tarif/product/VZ319E-15BP04
Schneider Electric | Schneider Electric | 01022021 |  | Schneider Electric |  | BM | VZ319E-15BP05 |  |  | 49.5 |  | 1 |  | 1 | VZ319E, PN16 DN15 KVS 1.6 | VZ319E, PN16 DN15 KVS 1.6 |  | VZ319E-15BP 1.6 (7310535000) | [18 empty] | 1 | 3606489661199 | 0 |  | 149.8 | 9.6 | 6.6 | 3.2 | 202.752 | [23 empty] | 4 | N | [12 empty] | FL2 | PK | 8481109990 | [14 empty] | Drieweg zoneventiel, draadaansluiting, PN16, DN15, KVS1.6 | Vanne de zone 3 voies en laiton, filet extérieur, PN16, DN15, KVS1.6, C5.5
Schneider Electric | Schneider Electric | 01022021 |  | Schneider Electric |  | BM | VZ319E-20BP07 |  |  | 60.9 |  | 1 |  | 1 | VZ319E, PN16 DN20 KVS 4 | VZ319E, PN16 DN20 KVS 2.5 |  | VZ319E-20BP 2.5 VZ 39-20-2,5 | [18 empty] | 1 | 3606489661212 | 0 |  | 198 | 9.6 | 6.6 | 3.2 | 202.752 | [23 empty] | 4 | N | [12 empty] | FL2 | PK | 8481109990 | [14 empty] | Drieweg zoneventiel, draadaansluiting, PN16, DN20, KVS2.5 | Vanne de zone 3 voies en laiton, filet extérieur, PN16, DN20, KVS2.5, C5.5 | [17 empty] | https://eref.se.com/be/nl/sis-tarif/product/VZ319E-20BP07 | https://eref.se.com/be/fr/sis-tarif/product/VZ319E-20BP07
Schneider Electric | Schneider Electric | 01022021 |  | Schneider Electric |  | BM | VZ319E-20BP08 |  |  | 73.71 |  | 1 |  | 1 | VZ319E, PN16 DN20 KVS 6 | VZ319E, PN16 DN20 KVS 4 |  | VZ319E-20BP 4.0E SU 00 VZ 39-20-4,0 | [18 empty] | 1 | 3606489661229 | 0 |  | 456.4 | 13 | 9.6 | 5.7 | 711.36 | [23 empty] | 4 | N | [12 empty] | FL2 | PK | 8481109990 | [14 empty] | Drieweg zoneventiel, draadaansluiting, PN16, DN20, KVS4 | Vanne de zone 3 voies en laiton, filet extérieur, PN16, DN20, KVS4, C5.5
Schneider Electric | Schneider Electric | 01022021 |  | Schneider Electric |  | BM | VZ319E-20BP09 |  |  | 78.55 |  | 1 |  | 1 | VZ319E, PN16 DN20 KVS 6 | VZ319E, PN16 DN20 KVS 6 |  | VZ 39 / 20 / 6.0 (7310539000) | [18 empty] | 1 | 3606489661236 | 0 |  | 452 | 13 | 9.9 | 5.5 | 707.85 | [23 empty] | 4 | N | [12 empty] | FL2 | PK | 8481109990 | [14 empty] | Drieweg zoneventiel, draadaansluiting, PN16, DN20, KVS6 | Vanne de zone 3 voies en laiton, filet extérieur, PN16, DN20, KVS6, C5.5
Schneider Electric | Schneider Electric | 01022021 |  | Schneider Electric |  | BM | VZ408C-15BP01 |  |  | 58.13 |  | 1 |  | 1 | VZ408C, PN16 DN15 KVS 0.25 | VZ408C, PN16 DN15 KVS 0.25 |  | VZ408C-15BP 0.25E SU 00 | [18 empty] | 1 | 3606481552037 | 0 |  | 340 | 0.1 | 0.1 | 0.1 | 0.001 | [23 empty] | 15 | N | [12 empty] | FL2 | PK | 8481109990 | [14 empty] | Vierweg zoneventiel, knelkoppeling, PN16, DN15, KVS0.25 | Vanne de zone 4 voies en laiton à compression, PN16, DN15, KVS0.25, C2.5 | [17 empty] | https://eref.se.com/be/nl/sis-tarif/product/VZ408C-15BP01 | https://eref.se.com/be/fr/sis-tarif/product/VZ408C-15BP01
Schneider Electric | Schneider Electric | 01022021 |  | Schneider Electric |  | BM | VZ408C-15BP02 |  |  | 58.13 |  | 1 |  | 1 | VZ408C, PN16 DN15 KVS 0.4 | VZ408C, PN16 DN15 KVS 0.4 |  | VZ408C-15BP 0.4E SU 00 | [18 empty] | 1 | 3606481552044 | 0 |  | 340 | 0.1 | 0.1 | 0.1 | 0.001 | [23 empty] | 15 | N | [12 empty] | FL2 | PK | 8481109990 | [14 empty] | Vierweg zoneventiel, knelkoppeling, PN16, DN15, KVS0.4 | Vanne de zone 4 voies en laiton à compression, PN16, DN15, KVS0.4, C2.5 | [17 empty] | https://eref.se.com/be/nl/sis-tarif/product/VZ408C-15BP02 | https://eref.se.com/be/fr/sis-tarif/product/VZ408C-15BP02
Schneider Electric | Schneider Electric | 01022021 |  | Schneider Electric |  | BM | VZ408C-15BP03 |  |  | 58.13 |  | 1 |  | 1 | VZ408C, PN16 DN15 KVS 0.6 | VZ408C, PN16 DN15 KVS 0.6 |  | VZ408C-15BP 0.6E SU 00 | [18 empty] | 1 | 3606481552051 | 0 |  | 330 | 13 | 9.6 | 5.3 | 661.44 | [23 empty] | 15 | N | [12 empty] | FL2 | PK | 8481109990 | [14 empty] | Vierweg zoneventiel, knelkoppeling, PN16, DN15, KVS0.6 | Vanne de zone 4 voies en laiton à compression, PN16, DN15, KVS0.6, C2.5 | [17 empty] | https://eref.se.com/be/nl/sis-tarif/product/VZ408C-15BP03 | https://eref.se.com/be/fr/sis-tarif/product/VZ408C-15BP03
Schneider Electric | Schneider Electric | 01022021 |  | Schneider Electric |  | BM | VZ408C-15BP04 |  |  | 58.13 |  | 1 |  | 1 | VZ408C, PN16 DN15 KVS 1 | VZ408C, PN16 DN15 KVS 1 |  | VZ408C-15BP 1.0E SU 00 | [18 empty] | 1 | 3606481518347 | 0 |  | 315 | 12.9 | 9.9 | 5.3 | 676.863 | [23 empty] | 4 | N | [12 empty] | FL2 | PK | 8481109990 | [14 empty] | Vierweg zoneventiel, knelkoppeling, PN16, DN15, KVS1 | Vanne de zone 4 voies en laiton à compression, PN16, DN15, KVS1, C2.5 | [17 empty] | https://eref.se.com/be/nl/sis-tarif/product/VZ408C-15BP04 | https://eref.se.com/be/fr/sis-tarif/product/VZ408C-15BP04
Schneider Electric | Schneider Electric | 01022021 |  | Schneider Electric |  | BM | VZ408C-15BP05 |  |  | 58.13 |  | 1 |  | 1 | VZ408C, PN16 DN15 KVS 1.6 | VZ408C, PN16 DN15 KVS 1.6 |  | VZ408C-15BP 1.6E SU 00 | [18 empty] | 1 | 3606489661243 | 0 |  | 340 | 0.1 | 0.1 | 0.1 | 0.001 | [23 empty] | 15 | N | [12 empty] | FL2 | PK | 8481109990 | [14 empty] | Vierweg zoneventiel, knelkoppeling, PN16, DN15, KVS1.6 | Vanne de zone 4 voies en laiton à compression, PN16, DN15, KVS1.6, C2.5
Schneider Electric | Schneider Electric | 01022021 |  | Schneider Electric |  | BM | VZ408C-20BP07 |  |  | 98.27 |  | 1 |  | 1 | VZ408C, PN16 DN20 KVS 2.5 | VZ408C, PN16 DN20 KVS 2.5 |  | VZ408C-20BP 2.5E SU 00 | [18 empty] | 1 | 3606489661250 | 0 |  | 497 | 13 | 10 | 5 | 650 | [23 empty] | 15 | N | [12 empty] | FL2 | PK | 8481109990 | [14 empty] | Vierweg zoneventiel, knelkoppeling, PN16, DN20, KVS2.5 | Vanne de zone 4 voies en laiton à compression, PN16, DN20, KVS2.5, C2.5
Schneider Electric | Schneider Electric | 01022021 |  | Schneider Electric |  | BM | VZ408E-15BP01 |  |  | 43.94 |  | 1 |  | 1 | VZ408E, PN16 DN15 KVS 0.25 | VZ408E, PN16 DN15 KVS 0.25 |  | VZ408E-15BP 0.25E SU 00 | [18 empty] | 1 | 3606489661267 | 0 |  | 242 | 12.9 | 9.9 | 5.4 | 689.634 | [23 empty] | 15 | N | [12 empty] | FL2 | PK | 8481109990 | [14 empty] | Vierweg zoneventiel, draadaansluiting, PN16, DN15, KVS0.25 | Vanne de zone 4 voies en laiton, filet extérieur, PN16, DN15, KVS0.25, C2.5
Schneider Electric | Schneider Electric | 01022021 |  | Schneider Electric |  | BM | VZ408E-15BP02 |  |  | 43.94 |  | 1 |  | 1 | VZ408E, PN16 DN15 KVS 0.4 | VZ408E, PN16 DN15 KVS 0.4 |  | VZ408E-15BP 0.4E SU 00 | [18 empty] | 1 | 3606489661274 | 0 |  | 250 | 0.1 | 0.1 | 0.1 | 0.001 | [23 empty] | 15 | N | [12 empty] | FL2 | PK | 8481109990 | [14 empty] | Vierweg zoneventiel, draadaansluiting, PN16, DN15, KVS0.4 | Vanne de zone 4 voies en laiton, filet extérieur, PN16, DN15, KVS0.4, C2.5 | [17 empty] | https://eref.se.com/be/nl/sis-tarif/product/VZ408E-15BP02 | https://eref.se.com/be/fr/sis-tarif/product/VZ408E-15BP02
Schneider Electric | Schneider Electric | 01022021 |  | Schneider Electric |  | BM | VZ408E-15BP03 |  |  | 43.94 |  | 1 |  | 1 | VZ408E, PN16 DN15 KVS 0.6 | VZ408E, PN16 DN15 KVS 0.6 |  | VZ408E-15BP 0.6E SU 00 | [18 empty] | 1 | 3606489661281 | 0 |  | 247.2 | 13 | 9.8 | 5.2 | 662.48 | [23 empty] | 4 | N | [12 empty] | FL2 | PK | 8481109990 | [14 empty] | Vierweg zoneventiel, draadaansluiting, PN16, DN15, KVS0.6 | Vanne de zone 4 voies en laiton, filet extérieur, PN16, DN15, KVS0.6, C2.5 | [17 empty] | https://eref.se.com/be/nl/sis-tarif/product/VZ408E-15BP03 | https://eref.se.com/be/fr/sis-tarif/product/VZ408E-15BP03
Schneider Electric | Schneider Electric | 01022021 |  | Schneider Electric |  | BM | VZ408E-15BP04 |  |  | 43.94 |  | 1 |  | 1 | VZ408E, PN16 DN15 KVS 1 | VZ408E, PN16 DN15 KVS 1 |  | VZ408E-15BP 1.0E SU 00 | [18 empty] | 1 | 3606489661298 | 0 |  | 249 | 13 | 9.8 | 5.4 | 687.96 | [23 empty] | 4 | N | [12 empty] | FL2 | PK | 8481109990 | [14 empty] | Vierweg zoneventiel, draadaansluiting, PN16, DN15, KVS1 | Vanne de zone 4 voies en laiton, filet extérieur, PN16, DN15, KVS1, C2.5 | [17 empty] | https://eref.se.com/be/nl/sis-tarif/product/VZ408E-15BP04 | https://eref.se.com/be/fr/sis-tarif/product/VZ408E-15BP04
Schneider Electric | Schneider Electric | 01022021 |  | Schneider Electric |  | BM | VZ408E-15BP05 |  |  | 43.94 |  | 1 |  | 1 | VZ408E, PN16 DN15 KVS 1.6 | VZ408E, PN16 DN15 KVS 1.6 |  | VZ408E-15BP 1.6E SU 00 | [18 empty] | 1 | 3606489661304 | 0 |  | 248 | 13 | 9.8 | 5.4 | 687.96 | [23 empty] | 4 | N | [12 empty] | FL2 | PK | 8481109990 | [14 empty] | Vierweg zoneventiel, draadaansluiting, PN16, DN15, KVS1.6 | Vanne de zone 4 voies en laiton, filet extérieur, PN16, DN15, KVS1.6, C2.5 | [17 empty] | https://eref.se.com/be/nl/sis-tarif/product/VZ408E-15BP05 | https://eref.se.com/be/fr/sis-tarif/product/VZ408E-15BP05
Schneider Electric | Schneider Electric | 01022021 |  | Schneider Electric |  | BM | VZ408E-20BP07 |  |  | 50.87 |  | 1 |  | 1 | VZ408E, PN16 DN20 KVS 2.5 | VZ408E, PN16 DN20 KVS 2.5 |  | VZ408E-20BP 2.5E SU 00 | [18 empty] | 1 | 3606489661311 | 0 |  | 323.4 | 13 | 9.8 | 5.3 | 675.22 | [23 empty] | 4 | N | [12 empty] | FL2 | PK | 8481109990 | [14 empty] | Vierweg zoneventiel, draadaansluiting, PN16, DN20, KVS2.5 | Vanne de zone 4 voies en laiton, filet extérieur, PN16, DN20, KVS2.5, C2.5 | [17 empty] | https://eref.se.com/be/nl/sis-tarif/product/VZ408E-20BP07 | https://eref.se.com/be/fr/sis-tarif/product/VZ408E-20BP07
Schneider Electric | Schneider Electric | 01022021 |  | Schneider Electric |  | BM | VZ408E-20BP08 |  |  | 82.02 |  | 1 |  | 1 | VZ408E, PN16 DN20 KVS 4 | VZ408E, PN16 DN20 KVS 4 |  | VZ408E-20BP 4.0E SU 00 | [18 empty] | 1 | 3606489661328 | 0 |  | 577 | 13 | 9.8 | 5.4 | 687.96 | [23 empty] | 4 | N | [12 empty] | FL2 | PK | 8481109990 | [14 empty] | Vierweg zoneventiel, draadaansluiting, PN16, DN20, KVS4 | Vanne de zone 4 voies en laiton, filet extérieur, PN16, DN20, KVS4, C2.5 | [17 empty] | https://eref.se.com/be/nl/sis-tarif/product/VZ408E-20BP08 | https://eref.se.com/be/fr/sis-tarif/product/VZ408E-20BP08
Schneider Electric | Schneider Electric | 01022021 |  | Schneider Electric |  | BM | VZ408E-20BP09 |  |  | 87.21 |  | 1 |  | 1 | VZ408E, PN16 DN20 KVS 6 | VZ408E, PN16 DN20 KVS 6 |  | VZ408E-20BP 6.0E SU 00 | [18 empty] | 1 | 3606489661335 | 0 |  | 550 | 13 | 9.8 | 5.5 | 700.7 | [23 empty] | 15 | N | [12 empty] | FL2 | PK | 8481109990 | [14 empty] | Vierweg zoneventiel, draadaansluiting, PN16, DN20, KVS6 | Vanne de zone 4 voies en laiton, filet extérieur, PN16, DN20, KVS6, C2.5
Schneider Electric | Schneider Electric | 01022021 |  | Schneider Electric |  | BM | VZ419C-15BP01 |  |  | 60.21 |  | 1 |  | 1 | VZ419C, PN16 DN15 KVS 0.25 | VZ419C, PN16 DN15 KVS 0.25 |  | VZ419C-15BP 0.25E SU 00 | [18 empty] | 1 | 3606481552068 | 0 |  | 340 | 0.1 | 0.1 | 0.1 | 0.001 | [23 empty] | 15 | N | [12 empty] | FL2 | PK | 8481109990 | [14 empty] | Vierweg zoneventiel, knelkoppeling, PN16, DN15, KVS0.25 | Vanne de zone 4 voies en laiton à compression, PN16, DN15, KVS0.25, C5.5
Schneider Electric | Schneider Electric | 01022021 |  | Schneider Electric |  | BM | VZ419C-15BP02 |  |  | 60.21 |  | 1 |  | 1 | VZ419C, PN16 DN15 KVS 0.4 | VZ419C, PN16 DN15 KVS 0.4 |  | VZ419C-15BP 0.4E SU 00 | [18 empty] | 1 | 3606481552075 | 0 |  | 340 | 0.1 | 0.1 | 0.1 | 0.001 | [23 empty] | 15 | N | [12 empty] | FL2 | PK | 8481109990 | [14 empty] | Vierweg zoneventiel, knelkoppeling, PN16, DN15, KVS0.4 | Vanne de zone 4 voies en laiton à compression, PN16, DN15, KVS0.4, C5.5
Schneider Electric | Schneider Electric | 01022021 |  | Schneider Electric |  | BM | VZ419C-15BP03 |  |  | 60.21 |  | 1 |  | 1 | VZ419C, PN16 DN15 KVS 0.6 | VZ419C, PN16 DN15 KVS 0.6 |  | VZ419C-15BP 0.6E SU 00 | [18 empty] | 1 | 3606481518354 | 0 |  | 329 | 12.9 | 9.8 | 5.2 | 657.384 | [23 empty] | 4 | N | [12 empty] | FL2 | PK | 8481109990 | [14 empty] | Vierweg zoneventiel, knelkoppeling, PN16, DN15, KVS0.6 | Vanne de zone 4 voies en laiton à compression, PN16, DN15, KVS0.6, C5.5 | [17 empty] | https://eref.se.com/be/nl/sis-tarif/product/VZ419C-15BP03 | https://eref.se.com/be/fr/sis-tarif/product/VZ419C-15BP03
Schneider Electric | Schneider Electric | 01022021 |  | Schneider Electric |  | BM | VZ419C-15BP04 |  |  | 60.21 |  | 1 |  | 1 | VZ419C, PN16 DN15 KVS 1 | VZ419C, PN16 DN15 KVS 1 |  | VZ419C-15BP 1.0E SU 00 | [18 empty] | 1 | 3606481518361 | 0 |  | 330.8 | 13 | 9.8 | 5.5 | 700.7 | [23 empty] | 4 | N | [12 empty] | FL2 | PK | 8481109990 | [14 empty] | Vierweg zoneventiel, knelkoppeling, PN16, DN15, KVS1 | Vanne de zone 4 voies en laiton à compression, PN16, DN15, KVS1, C5.5 | [17 empty] | https://eref.se.com/be/nl/sis-tarif/product/VZ419C-15BP04 | https://eref.se.com/be/fr/sis-tarif/product/VZ419C-15BP04
Schneider Electric | Schneider Electric | 01022021 |  | Schneider Electric |  | BM | VZ419C-15BP05 |  |  | 60.21 |  | 1 |  | 1 | VZ419C, PN16 DN15 KVS 1.6 | VZ419C, PN16 DN15 KVS 1.6 |  | VZ419C-15BP 1.6E SU 00 | [18 empty] | 1 | 3606481518378 | 0 |  | 331.4 | 12.9 | 9.8 | 5.3 | 670.026 | [23 empty] | 4 | N | [12 empty] | FL2 | PK | 8481109990 | [14 empty] | Vierweg zoneventiel, knelkoppeling, PN16, DN15, KVS1.6 | Vanne de zone 4 voies en laiton à compression, PN16, DN15, KVS1.6, C5.5
Schneider Electric | Schneider Electric | 01022021 |  | Schneider Electric |  | BM | VZ419C-15BP06 |  |  | 60.21 |  | 1 |  | 1 | VZ419C, PN16 DN15 KVS 2 | VZ419C, PN16 DN15 KVS 2 |  | VZ419C-15BP 2.0E SU 00 | [18 empty] | 1 | 3606481518385 | 0 |  | 329.4 | 13 | 9.8 | 5.3 | 675.22 | [23 empty] | 4 | N | [12 empty] | FL2 | PK | 8481109990 | [14 empty] | Vierweg zoneventiel, knelkoppeling, PN16, DN15, KVS2 | Vanne de zone 4 voies en laiton à compression, PN16, DN15, KVS2, C5.5
Schneider Electric | Schneider Electric | 01022021 |  | Schneider Electric |  | BM | VZ419C-20BP07 |  |  | 96.56 |  | 1 |  | 1 | VZ419C, PN16 DN20 KVS 2.5 | VZ419C, PN16 DN20 KVS 2.5 |  | VZ419C-20BP 2.5E SU 00 | [18 empty] | 1 | 3606481518392 | 0 |  | 492.4 | 12.9 | 9.8 | 5.4 | 682.668 | [23 empty] | 4 | N | [12 empty] | FL2 | PK | 8481109990 | [14 empty] | Vierweg zoneventiel, knelkoppeling, PN16, DN20, KVS2.5 | Vanne de zone 4 voies en laiton à compression, PN16, DN20, KVS2.5, C5.5 | [17 empty] | https://eref.se.com/be/nl/sis-tarif/product/VZ419C-20BP07 | https://eref.se.com/be/fr/sis-tarif/product/VZ419C-20BP07
Schneider Electric | Schneider Electric | 01022021 |  | Schneider Electric |  | BM | VZ419E-15BP01 |  |  | 53.99 |  | 1 |  | 1 | VZ419E, PN16 DN15 KVS 0.25 | VZ419E, PN16 DN15 KVS 0.25 |  | VZ419E-15BP 0.25E SU 00 | [18 empty] | 1 | 3606481820037 | 0 |  | 247 | 12.9 | 9.8 | 5.2 | 657.384 | [23 empty] | 15 | N | [12 empty] | FL2 | PK | 8481109990 | [14 empty] | Vierweg zoneventiel, draadaansluiting, PN16, DN15, KVS0,25 | Vanne de zone 4 voies en laiton, filet extérieur, PN16, DN15, KVS0,25, C5,5
Schneider Electric | Schneider Electric | 01022021 |  | Schneider Electric |  | BM | VZ419E-15BP02 |  |  | 53.99 |  | 1 |  | 1 | VZ419E, PN16 DN15 KVS 0.4 | VZ419E, PN16 DN15 KVS 0.4 |  | VZ419E-15BP 0.4E SU 00 | [18 empty] | 1 | 3606481820044 | 0 |  | 251 | 12.9 | 9.8 | 5.2 | 657.384 | [23 empty] | 4 | N | [12 empty] | FL2 | PK | 8481109990 | [14 empty] | Vierweg zoneventiel, draadaansluiting, PN16, DN15, KVS0.4 | Vanne de zone 4 voies en laiton, filet extérieur, PN16, DN15, KVS0.4, C5.5
Schneider Electric | Schneider Electric | 01022021 |  | Schneider Electric |  | BM | VZ419E-15BP03 |  |  | 53.99 |  | 1 |  | 1 | VZ419E, PN16 DN15 KVS 0.6 | VZ419E, PN16 DN15 KVS 0.6 |  | VZ419E-15BP 0.6E SU 00 | [18 empty] | 1 | 3606481820051 | 0 |  | 246 | 13 | 9.8 | 5.2 | 662.48 | [23 empty] | 4 | N | [12 empty] | FL2 | PK | 8481109990 | [14 empty] | Vierweg zoneventiel, draadaansluiting, PN16, DN15, KVS0.6 | Vanne de zone 4 voies en laiton, filet extérieur, PN16, DN15, KVS0.6, C5.5
Schneider Electric | Schneider Electric | 01022021 |  | Schneider Electric |  | BM | VZ419E-15BP04 |  |  | 53.99 |  | 1 |  | 1 | VZ419E, PN16 DN15 KVS 1 | VZ419E, PN16 DN15 KVS 1 |  | VZ419E-15BP 1.0E SU 00 | [18 empty] | 1 | 3606481820068 | 0 |  | 245.8 | 13 | 9.8 | 5.5 | 700.7 | [23 empty] | 4 | N | [12 empty] | FL2 | PK | 8481109990 | [14 empty] | Vierweg zoneventiel, draadaansluiting, PN16, DN15, KVS1 | Vanne de zone 4 voies en laiton, filet extérieur, PN16, DN15, KVS1, C5.5
Schneider Electric | Schneider Electric | 01022021 |  | Schneider Electric |  | BM | VZ419E-15BP05 |  |  | 53.99 |  | 1 |  | 1 | VZ419E, PN16 DN15 KVS 1.6 | VZ419E, PN16 DN15 KVS 1.6 |  | VZ419E-15BP 1.6E SU 00 | [18 empty] | 1 | 3606481820075 | 0 |  | 245.8 | 13 | 9.8 | 5.4 | 687.96 | [23 empty] | 4 | N | [12 empty] | FL2 | PK | 8481109990 | [14 empty] | Vierweg zoneventiel, draadaansluiting, PN16, DN15, KVS1.6 | Vanne de zone 4 voies en laiton, filet extérieur, PN16, DN15, KVS1.6, C5.5
Schneider Electric | Schneider Electric | 01022021 |  | Schneider Electric |  | BM | VZ419E-15BP06 |  |  | 53.99 |  | 1 |  | 1 | VZ419E, PN16 DN15 KVS 2 | VZ419E, PN16 DN15 KVS 2 |  | VZ419E-15BP 2.0E SU 00 | [18 empty] | 1 | 3606481820082 | 0 |  | 246 | 13 | 9.8 | 5.4 | 687.96 | [23 empty] | 4 | N | [12 empty] | FL2 | PK | 8481109990 | [14 empty] | Vierweg zoneventiel, draadaansluiting, PN16, DN15, KVS2 | Vanne de zone 4 voies en laiton, filet extérieur, PN16, DN15, KVS2, C5.5
Schneider Electric | Schneider Electric | 01022021 |  | Schneider Electric |  | BM | VZ419E-20BP07 |  |  | 63.32 |  | 1 |  | 1 | VZ419E, PN16 DN20 KVS 2.5 | VZ419E, PN16 DN20 KVS 2.5 |  | VZ419E-20BP 2.5E SU 00 | [18 empty] | 1 | 3606481820099 | 0 |  | 328 | 13 | 9.8 | 5.4 | 687.96 | [23 empty] | 15 | N | [12 empty] | FL2 | PK | 8481109990 | [14 empty] | Vierweg zoneventiel, draadaansluiting, PN16, DN20, KVS2.5 | Vanne de zone 4 voies en laiton, filet extérieur, PN16, DN20, KVS2.5, C5.5
Schneider Electric | Schneider Electric | 01022021 |  | Schneider Electric |  | BM | VZ419E-20BP08 |  |  | 92.4 |  | 1 |  | 1 | VZ419E, PN16 DN20 KVS 4 | VZ419E, PN16 DN20 KVS 4 |  | VZ419E-20BP 4.0E SU 00 | [18 empty] | 1 | 3606481820105 | 0 |  | 574 | 9.7 | 13 | 5.5 | 693.55 | [23 empty] | 15 | N | [12 empty] | FL2 | PK | 8481109990 | [14 empty] | Vierweg zoneventiel, draadaansluiting, PN16, DN20, KVS4 | Vanne de zone 4 voies en laiton, filet extérieur, PN16, DN20, KVS4, C5.5 | [17 empty] | https://eref.se.com/be/nl/sis-tarif/product/VZ419E-20BP08 | https://eref.se.com/be/fr/sis-tarif/product/VZ419E-20BP08
Schneider Electric | Schneider Electric | 01022021 |  | Schneider Electric |  | BM | VZ419E-20BP09 |  |  | 96.89 |  | 1 |  | 1 | VZ419E, PN16 DN20 KVS 6 | VZ419E, PN16 DN20 KVS 6 |  | VZ419E-20BP 6.0E SU 00 | [18 empty] | 1 | 3606481552082 | 0 |  | 539 | 13 | 10 | 5.5 | 715 | [23 empty] | 15 | N | [12 empty] | FL2 | PK | 8481109990 | [14 empty] | Vierweg zoneventiel, draadaansluiting, PN16, DN20, KVS6 | Vanne de zone 4 voies en laiton, filet extérieur, PN16, DN20, KVS6, C5.5 | [17 empty] | https://eref.se.com/be/nl/sis-tarif/product/VZ419E-20BP09 | https://eref.se.com/be/fr/sis-tarif/product/VZ419E-20BP09
Schneider Electric | Schneider Electric | 01022021 |  | Schneider Electric |  | BM | XRM3201 |  |  | 466.48 |  | 1 |  | 1 | Servo MB, 24V, 3 Pts | Servo MB, 24V, 3 Pts |  | VALVE ACTUATOR 24V | [18 empty] | 1 | 3606485101071 | 0 |  | 1069 | 19.5 | 13 | 17.9 | 4537.65 | [23 empty] | 4 | N | [12 empty] | SW1 | PS | 8501109190 | [14 empty] | Servomotor voor MB kraan, Roterend, 24V, 3-punts | Servomotor pour vanne rotative MB, 24V, 3 Pts | [17 empty] | https://eref.se.com/be/nl/sis-tarif/product/XRM3201 | https://eref.se.com/be/fr/sis-tarif/product/XRM3201