## ICGME-SED-SRL
A 1 ID SUPPLIER | B 2 TARIFNAME | A 3 VALIDITY | B 4 TARIFDATE ONLINE | A 5 BRAND | B 6 MANUFACTURER | A 7 RANGE | A 8 ID ARTICLE | A 9 ID ARTICLE INTERNAL | A 10 ID ARTICLE COMPLETE | A 11 GROSS PRICE IN EURO | B 12 GUIDE PRICE | A 13 PRICE UNIT | B 14 VAT CODE % | A 15 PACKAGE UNIT | A 16 LBL DESC DUTCH SHORT | A 17 LBL DESC FRENCH SHORT | A 18 LBL DESC GERMAN SHORT | C 19 LBL DESC ENGLISCH SHORT | B 20 PROD LIFE PHASE | B 21 PROD LIFE DAT | B 22 PROD MODIF TYPE | B 23 PRICE MODIF TYPE | B 24 ID ARTICLE SUBSTITUTION | B 25 ID ARTICLE PRECEDING | B 26 BEBAT CODE | A 27 BEBAT QUANTITY | A 28 RECUPEL CODE APPLIANCES | A 29 RECUPEL QUANTITY APPLIANCES | A 30 RECUPEL CODE LAMPS | A 31 RECUPEL QUANTITY LAMPS | A 32 RECUPEL CODE TORCHES | A 33 AUTHOR CODE | A 34 AUTHOR QUANTITY | A 35 SURCHARGE BRASS | A 36 SURCHARGE PVC | A 37 SURCHARGE LEAD | A 38 MINUMUM ORDER QUANTITY | A 39 EAN CODE A PIECE | A 40 MEASUREMENT UNIT CODE | A 41 WEIGHT UNIT CODE | A 42 WEIGHT PIECE | B 43 LENGHT PIECE | B 44 WIDTH PIECE | B 45 HIGTH PIECE | B 46 VOLUME PIECE | B 47 EAN CODE A BOX | B 48 CONTENT A BOX | A 49 WEIGHT BOX | B 50 LENGHT BOX | B 51 WIDTH BOX | B 52 HIGTH BOX | B 53 VOLUME BOX | B 54 EAN CODE OUTBOX | B 55 CONTENT OUTBOX | B 56 WEIGHT OUTBOX | B 57 LENGHT OUTBOX | B 58 WIDTH OUTBOX | B 59 HIGTH OUTBOX | B 60 VOLUME OUTBOX | B 61 EAN CODE A PALLET | B 62 CONTENT A PALLET | B 63 WEIGHT PALLET | B 64 LENGHT PALLET | B 65 WIDTH PALLET | B 66 HIGTH PALLET | B 67 VOLUME PALLET | B 68 SERVICE CODE | B 69 WARRANTY MONTHS | A 70 DELIVERY WORKDAYS | C 71 STOCK PRODUCT | A 72 KG CU/KM | A 73 COEFFICIENT | B 74 CABLE BEL CODE | B 75 LENGHT ON DRUM | B 76 WIDTH DRUM | B 77 DIAMETER DRUM | B 78 WEIGHT DRUM | B 79 DRUM - CHARGE - NO CHARGE | B 80 LENGHT ON COIL | B 81 WIDTH COIL | B 82 DIAMETER COIL | B 83 WEIGHT COIL | B 84 PRODUCT GROUP | B 85 DISCOUNT CODE | A 86 INTRASTAT CODE | A 87 INTRASTAT COUNTRY CODE | B 88 INTRASTAT COMPLEMENTARY UNIT CODE | B 89 INTRASTAT NUMBER OF COMPLEMENTARY UNITS | B 90 ICGME CODE TOP | B 91 ICGME CODE SUB | B 92 ICGME CODE | B 93 BELLIDIC CODE | B 94 ETIMCODE | B 95 ETIM CHARACTERISTIC | C 96 ETIM VALUE | C 97 ETIM VERSION | C 98 UNSPEC CODE | C 99 CAT PAGE | C 100 CAT VERSION | B 101 LBL DESC DUTCH LONG | B 102 LBL DESC FRENCH LONG | A 103 LBL DESC GERMAN LONG | A 104 LBL DESC ENGLISCH LONG | C 105 URL PROD PICTURE | B 106 URL PROD PICTURE ENVIRONMENT | B 107 URL CE CERTIFICATE | C 108 URL WARRANTY DUTCH | C 109 ULR WARRANTY FRENCH | C 110 URL WARRANTY GERMAN | C 111 URL WARRANTY ENGLISCH | C 112 URL ASSEMBLY PRESCRIPTION DUTCH | C 113 URL ASSEMBLY PRESCRIPTION FRENCH | C 114 URL ASSEMBLY PRESCRIPTION GERMAN | C 115 URL ASSEMBLY PRESCRIPTION ENGLISCH | C 116 URL SAFETY PRESCRIPTION DUTCH | C 117 URL SAFETY PRESCRIPTION FRENCH | C 118 URL SAFETY PRESCRIPTION GERMAN | C 119 URL SAFETY PRESCRIPTION ENGLISCH | C 120 URL TECHNICAL INFORMATION DUTCH | C 121 URL TECHNICAL INFORMATION FRENCH | B 122 URL TECHNICAL INFORMATION GERMAN | B 123 URL TECHNICAL INFORMATION ENGLISCH | B 124 URL OPERATING INSTRUCTIONS DUTCH | B 125 URL OPERATING INSTRUCTIONS FRENCH | C 126 URL OPERATING INSTRUCTIONS GERMAN | C 127 URL OPERATING INSTRUCTIONS ENGLISCH | C 128 URL SPECIFIC INFORMATION DUTCH | C 129 URL SPECIFIC INFORMATION FRENCH | C 130 URL SPECIFIC INFORMATION GERMAN | C 131 URL SPECIFIC INFORMATION ENGLICH | C 132 URL PROD SPECIFICATIONS DUTCH | C 133 URL PROD SPECIFICATIONS FRENCH | C 134 URL PROD SPECIFICATIONS GERMAN | C 135 URL PROD SPECIFICATIONS ENGLISCH
Schneider Electric | Schneider Electric | 01022021 |  | Schneider Electric |  | SED | 01005 |  |  | 94.27 |  | 1 |  | 10 | LABEL (10 STRIPS) ZWART 900MM | SYMBOLE NOIR - BARRETTE 900 MM |  | 10 BLACK LINE L900 STICKERS | [18 empty] | 1 | 3303430010050 | 0 |  | 180 | 98 | 3 | 3 | 0.882 | 13303430010057 | 10 | 3366 | 109 | 26 | 26 | [17 empty] | 7 | N | [12 empty] | MD1 | MW | 8310000000 | [14 empty] | Prisma Plus - G & P System - blindschema - 900 mm lijnen | Prisma Plus - Système G & P - Jeu 10 synoptiques, noir, barrettes de 900 mm | [17 empty] | https://eref.se.com/be/nl/sis-tarif/product/01005 | https://eref.se.com/be/fr/sis-tarif/product/01005
Schneider Electric | Schneider Electric | 01022021 |  | Schneider Electric |  | SED | 01006 |  |  | 44.67 |  | 1 |  | 10 | LABEL(10) ZWART UITGAANDE PIJL | SYMBOLE NOIR - FLECHE DEPART ( |  | 10 BLACK ARROW OUT. STICKERS | [18 empty] | 1 | 3303430010067 | 0 |  | 4 | 7 | 7 | 0 | 0 | 13303430010064 | 10 | 415 | 40 | 30 | 15 |  | 13303430010064 | 100 | 1100 | 40 | 30 | 15 | [10 empty] | 7 | N | [12 empty] | MD1 | MW | 8310000000 | [14 empty] | Prisma Plus - G & P System - blindschema - pijlen naar buiten | Prisma Plus - Système G & P - Jeu 10 synoptiques, noir, flèches de départ | [17 empty] | https://eref.se.com/be/nl/sis-tarif/product/01006 | https://eref.se.com/be/fr/sis-tarif/product/01006
Schneider Electric | Schneider Electric | 01022021 |  | Schneider Electric |  | SED | 01007 |  |  | 44.67 |  | 1 |  | 10 | LABEL(10) ZWART INKOMENDE PIJL | SYMBOLE NOIR - FLECHE ARRIVEE |  | 10 BLACK ARROW INC. STICKERS | [18 empty] | 1 | 3303430010074 | 0 |  | 4 | 17 | 10 | 0 | 0 | 13303430010071 | 10 | 330 | 40 | 30 | 15 |  | 13303430010071 | 10 | 330 | 40 | 30 | 15 |  | 73303430010073 | 800 | 9440 | 120 | 80 | 30 |  |  |  | 7 | N | [12 empty] | MD1 | MW | 8310000000 | [14 empty] | Prisma Plus - G & P System - blindschema - pijlen naar binnen | Prisma Plus - Système G & P - Jeu 10 synoptiques, noir, flèches d'arrivée | [17 empty] | https://eref.se.com/be/nl/sis-tarif/product/01007 | https://eref.se.com/be/fr/sis-tarif/product/01007
Schneider Electric | Schneider Electric | 01022021 |  | Schneider Electric |  | SED | 01008 |  |  | 44.67 |  | 1 |  | 1 | LABEL(5) ZWART INKOMENDE PIJL | SYMBOLE NOIR - FLECHE DEPART |  | 5 BLACK TRANSFOMER STICKERS | [18 empty] | 1 | 3303430010081 | 0 |  | 44 | 8 | 5 | 2 | 0.08 | [8 empty] | 30 | 1620 | 40 | 30 | 15 | [10 empty] | 7 | N | [12 empty] | MD1 | MW | 8310000000 | [14 empty] | Prisma Plus - G & P System - blindschema - transformatoren | Prisma Plus - Système G & P - Jeu 10 synoptiques, noir, transformateurs | [17 empty] | https://eref.se.com/be/nl/sis-tarif/product/01008 | https://eref.se.com/be/fr/sis-tarif/product/01008
Schneider Electric | Schneider Electric | 01022021 |  | Schneider Electric |  | SED | 01017 |  |  | 51.71 |  | 1 |  | 1 | BOVENPLAAT SYST G IP30 B600 | PLAQUE SUP IP 30 SYST G |  | PLAIN UPPER/LOW PLATE W600 PRISMA G IP30 | [18 empty] | 1 | 3303430010173 | 0 |  | 1261 | 60 | 20 | 5 | 6 | [15 empty] | 8 | 10080 | 120 | 80 | 80 |  |  |  | 2 | Y | [12 empty] | MD1 | MW | 7326909890 | [5 empty] | 220060 | [9 empty] | PLAQUE SUP IP 30 SYST G | [17 empty] | https://eref.se.com/be/nl/sis-tarif/product/01017 | https://eref.se.com/be/fr/sis-tarif/product/01017
Schneider Electric | Schneider Electric | 01022021 |  | Schneider Electric |  | SED | 01018 |  |  | 20.99 |  | 1 |  | 1 | TOEBEH IP30 SYST G HOEKSTIJLEN | ACCESS IP30 SYST G PILLERS |  | ENCLOSURE ACCESSORIES PRISMA G IP30 | [18 empty] | 1 | 3303430010180 | 0 |  | 760 | 50 | 8 | 7 | 2.8 | [7 empty] | 13303430010187 | 15 | 11440 | 60 | 40 | 30 | [10 empty] | 7 | N | [12 empty] | MD1 | MW | 8538100000 | [5 empty] | 220060 | [8 empty] | TOEBEH IP30 SYST G HOEKSTIJLEN | ACCESS IP30 SYST G PILIERS | [17 empty] | https://eref.se.com/be/nl/sis-tarif/product/01018 | https://eref.se.com/be/fr/sis-tarif/product/01018
Schneider Electric | Schneider Electric | 01022021 |  | Schneider Electric |  | SED | 01020 |  |  | 71.08 |  | 1 |  | 1 | WARTELPLAAT FL21 VOOR PACK | PLAQUE PLEINE PACK FL21 |  | GLAND PLATE WITH 2 FL21 CUT-OUT PACK 160 | [18 empty] | 1 | 3303430010203 | 0 |  | 800 | 56 | 16 | 5 | 4.48 | [7 empty] | 13303430010200 | 10 | 9180 | 60 | 40 | 30 |  | 73303430010202 | 80 | 73440 | 120 | 80 | 75 |  |  |  | 7 | N | [12 empty] | MD1 | MW | 7326909890 | [14 empty] | Prisma G - IP30 Drukplaat - FL21 voor Pack kast | Prisma G - Plaque passe-câbles FL21, IP55, pour coffret Pack | [17 empty] | https://eref.se.com/be/nl/sis-tarif/product/01020 | https://eref.se.com/be/fr/sis-tarif/product/01020
Schneider Electric | Schneider Electric | 01022021 |  | Schneider Electric |  | SED | 01025 |  |  | 127.62 |  | 1 |  | 1 | ENKELE HOEKEN RAL9001 WIT IP55 (1 ST=2) | 2 PILIERS SIMPLES RAL9001 IP55 |  | 2 SINGLE PILARS RAL 9001 IP55 | [18 empty] | 1 | 3303430010258 | 0 |  | 1320 | 27 | 13 | 6 | 2.106 | [8 empty] | 5 | 6750 | 40 | 30 | 15 | [10 empty] | 7 | N | [12 empty] | MD1 | MW | 7326909890 | [5 empty] | 220060 | [8 empty] | Prisma Plus - G-systeem - 2 enkele steunen - RAL 9001 - IP55 | Prisma - G - Piliers simples (2) RAL 9001, IP55 | [17 empty] | https://eref.se.com/be/nl/sis-tarif/product/01025 | https://eref.se.com/be/fr/sis-tarif/product/01025
Schneider Electric | Schneider Electric | 01022021 |  | Schneider Electric |  | SED | 01028 |  |  | 166.9 |  | 1 |  | 1 | MIDDENSTIJL KAST 33M SYST G | PROFILASSOC.ARM.33M IP30SYST.G |  | COMBINATION PROFILE 33M PRISMA G IP30 | [18 empty] | 1 | 3303430010289 | 0 |  | 2800 | 178 | 21 | 9 | 33.642 | [23 empty] | 7 | N | [12 empty] | MD1 | MW | 7326909890 | [5 empty] | 220060 | [8 empty] | Prisma Plus - G-systeem - 2 enkele steunen - RAL 9001 - IP55 | Prisma Plus - Système G - Profil d’association d’armoire IP30, 33 modules | [17 empty] | https://eref.se.com/be/nl/sis-tarif/product/01028 | https://eref.se.com/be/fr/sis-tarif/product/01028
Schneider Electric | Schneider Electric | 01022021 |  | Schneider Electric |  | SED | 01029 |  |  | 164.7 |  | 1 |  | 1 | MIDDENSTIJL KAST 30M SYST G | PROFILASSOC.ARM.30M IP30SYST.G |  | COMBINATION PROFILE 30M PRISMA G IP30 | [18 empty] | 1 | 3303430010296 | 0 |  | 2600 | 157 | 21 | 8 | 26.376 | [23 empty] | 7 | N | [12 empty] | MD1 | MW | 7326909890 | [5 empty] | 220060 | [8 empty] | Prisma Plus - G-systeem - combinatie vloerstaande behuizing 27 modules - IP 30 | Prisma Plus - Système G - Profil d’association d’armoire IP30, 30 modules | [17 empty] | https://eref.se.com/be/nl/sis-tarif/product/01029 | https://eref.se.com/be/fr/sis-tarif/product/01029
Schneider Electric | Schneider Electric | 01022021 |  | Schneider Electric |  | SED | 01030 |  |  | 159.74 |  | 1 |  | 1 | MIDDENSTIJL KAST 27M SYST G | PROFILASSOC.ARM.27M IP30SYST.G |  | COMBINATION PROFILE 27M PRISMA G IP30 | [18 empty] | 1 | 3303430010302 | 0 |  | 2400 | 139 | 21 | 8 | 23.352 | [23 empty] | 7 | N | [12 empty] | MD1 | MW | 7326909890 | [5 empty] | 220060 | [8 empty] | Prisma Plus - G-systeem - combinatie vloerstaande behuizing 30 modules - IP 30 | Prisma Plus - Système G - Profil d’association d’armoire IP30, 27 modules | [17 empty] | https://eref.se.com/be/nl/sis-tarif/product/01030 | https://eref.se.com/be/fr/sis-tarif/product/01030
Schneider Electric | Schneider Electric | 01022021 |  | Schneider Electric |  | SED | 01032 |  |  | 21.77 |  | 1 |  | 20 | TOEBEH. SLUIT KAST SYST G | ACCESS.FERM.ARM.IP30 SYST.G |  | DOOR ACCESSORIES PRISMA G IP30 | [18 empty] | 1 | 3303430010326 | 0 |  | 540 | 30 | 15 | 5 | 2.25 | 13303430010323 | 20 | 13000 | 40 | 30 | 15 |  | 13303430010323 | 20 | 13000 | 40 | 30 | 15 | [10 empty] | 7 | N | [12 empty] | MD1 | MW | 8538100000 | [5 empty] | 220060 | [8 empty] | Prisma Plus - G-systeem - acces. voor sluiting vloerstaande behuizing - IP 30 | Prisma - G - Accessoires de fermeture d'armoire, IP30 | [17 empty] | https://eref.se.com/be/nl/sis-tarif/product/01032 | https://eref.se.com/be/fr/sis-tarif/product/01032
Schneider Electric | Schneider Electric | 01022021 |  | Schneider Electric |  | SED | 01033 |  |  | 125.86 |  | 1 |  | 1 | ZIJPLAAT IP30 SYST G 33M | FLANC COFFRET 33MODULES |  | 33M SIDE PANEL PRISMA G IP30 | [18 empty] | 1 | 3303430010333 | 0 |  | 4110 | 167 | 19 | 3 | 9.519 | 3303430010333 | 1 | 3400 | 170 | 21 | 7 | [17 empty] | 7 | N | [12 empty] | MD1 | MW | 7326909890 | [14 empty] | Prisma Plus - G System - zijpaneel - vloerstaand kanaal - 33 modules | Prisma Plus - Système G - Flanc d’armoire IP30, 33 modules | [17 empty] | https://eref.se.com/be/nl/sis-tarif/product/01033 | https://eref.se.com/be/fr/sis-tarif/product/01033
Schneider Electric | Schneider Electric | 01022021 |  | Schneider Electric |  | SED | 01034 |  |  | 127.19 |  | 1 |  | 1 | ZIJPLAAT IP30 SYST G 30M | FLANC ARM.30M IP30 SYST.G |  | 30M SIDE PANEL PRISMA G IP30 | [18 empty] | 1 | 3303430010340 | 0 |  | 3786 | 155 | 21 | 8 | 26.04 | 3303430010340 | 1 | 3100 | 7 | 155 | 21 | [8 empty] | 73303430010349 | 34 | 105400 | 36 | 120 | 200 |  |  |  | 7 | N | [12 empty] | MD1 | MW | 7326909890 | [5 empty] | 220060 | [8 empty] | Prisma Plus - G-systeem - vloerstaande behuizing - zijpaneel - 30 modules | Prisma Plus - Système G - Flanc d’armoire IP30, 30 modules | [17 empty] | https://eref.se.com/be/nl/sis-tarif/product/01034 | https://eref.se.com/be/fr/sis-tarif/product/01034
Schneider Electric | Schneider Electric | 01022021 |  | Schneider Electric |  | SED | 01035 |  |  | 120.16 |  | 1 |  | 1 | ZIJPLAAT IP30 SYST G 27M | FLANC COFFRET 27M |  | 27M SIDE PANEL PRISMA G IP30 | [18 empty] | 1 | 3303430010357 | 0 |  | 2820 | 138 | 19 | 3 | 7.866 | 3303430010357 | 1 | 2820 | 140 | 21 | 8 | [17 empty] | 7 | N | [12 empty] | MD1 | MW | 7326909890 | [5 empty] | 220060 | [8 empty] | ZIJPLAAT IP30 SYST G 27M | FLANC COFFRET 27M | [17 empty] | https://eref.se.com/be/nl/sis-tarif/product/01035 | https://eref.se.com/be/fr/sis-tarif/product/01035
Schneider Electric | Schneider Electric | 01022021 |  | Schneider Electric |  | SED | 01036 |  |  | 30.32 |  | 1 |  | 1 | TOEBEH. KOKER IP30 SYST G | ACCESS.GAINE ARM.IP30 SYST.G |  | COMBINATION ACCESSORIES PRISMA G IP30 | [18 empty] | 1 | 3303430010364 | 0 |  | 1240 | 55 | 12 | 6 | 3.96 | [7 empty] | 13303430010361 | 10 | 12500 | 60 | 40 | 30 | [10 empty] | 7 | N | [12 empty] | MD1 | MW | 8538100000 | [5 empty] | 220060 | [8 empty] | Prisma Plus - G-systeem - 4 schoren - IP 30 | [18 empty] | https://eref.se.com/be/nl/sis-tarif/product/01036 | https://eref.se.com/be/fr/sis-tarif/product/01036
Schneider Electric | Schneider Electric | 01022021 |  | Schneider Electric |  | SED | 01039 |  |  | 113.02 |  | 1 |  | 1 | BOVENPLAAT SYST G IP30 B300 | PLAQ.SUP.GAINEL300 IP30 SYST.G |  | PLAIN UPPER/LOW PLATE W300 PRISMA G IP30 | [18 empty] | 1 | 3303430010395 | 0 |  | 640 | 31 | 20 | 5 | 3.1 | [14 empty] | 73303430010394 | 16 | 10240 | 120 | 80 | 20 |  |  |  | 2 | Y | [12 empty] | MD1 | MW | 8538100000 | [5 empty] | 220060 | [8 empty] | Prisma Plus - G-systeem - muurbehuizing - steunplaat m/goten - IP30 | Prisma G - Plaque de support de gaine, IP30, L = 300 mm | [17 empty] | https://eref.se.com/be/nl/sis-tarif/product/01039 | https://eref.se.com/be/fr/sis-tarif/product/01039
Schneider Electric | Schneider Electric | 01022021 |  | Schneider Electric |  | SED | 01040 |  |  | 33.18 |  | 1 |  | 1 | ZIJPLAAT KAST SYST G IP30 6M | FLANC COF.6M IP30 SYST.G |  | 6M SIDE PANEL PRISMA G IP30 | [18 empty] | 1 | 3303430010401 | 0 |  | 651 | 43 | 30 | 3 | 3.87 | 3303430010401 | 1 | 650 | 35 | 21 | 7 | [9 empty] | 66 | 54900 | 120 | 80 | 80 |  |  |  | 7 | N | [12 empty] | MD1 | MW | 7326909890 | [5 empty] | 220060 | [8 empty] | Prisma Plus - G-systeem - muurbehuizing - zijpaneel - 6 modules | Prisma Plus - Système G - Flanc de coffret IP30 6 modules | [17 empty] | https://eref.se.com/be/nl/sis-tarif/product/01040 | https://eref.se.com/be/fr/sis-tarif/product/01040
Schneider Electric | Schneider Electric | 01022021 |  | Schneider Electric |  | SED | 01041 |  |  | 36.51 |  | 1 |  | 1 | ZIJPLAAT IP30 SYST G 9M | FLANC COF.9M IP30 SYST.G |  | 9M SIDE PANEL PRISMA G IP30 | [18 empty] | 1 | 3303430010418 | 0 |  | 1036 | 49 | 20 | 7 | 6.86 | 3303430010418 | 1 | 986 | 50 | 21 | 7 | [8 empty] | 73303430010417 | 50 | 63800 | 120 | 80 | 56 |  |  |  | 7 | N | [12 empty] | MD1 | MW | 7326909890 | [5 empty] | 220060 | [8 empty] | Prisma Plus - G-systeem - muurbehuizing - zijpaneel - 9 modules | Prisma Plus - Système G - Flanc de coffret IP30 9 modules | [17 empty] | https://eref.se.com/be/nl/sis-tarif/product/01041 | https://eref.se.com/be/fr/sis-tarif/product/01041
Schneider Electric | Schneider Electric | 01022021 |  | Schneider Electric |  | SED | 01042 |  |  | 39.35 |  | 1 |  | 1 | ZIJPLAAT IP30 SYST G 12M | FLANC COFFRET 12M |  | 12M SIDE PANEL PRISMA G IP30 | [18 empty] | 1 | 3303430010425 | 0 |  | 1440 | 63 | 20 | 6 | 7.56 | 3303430010425 | 1 | 1290 | 65 | 21 | 7 | [8 empty] | 73303430010424 | 34 | 60960 | 120 | 80 | 36 |  |  |  | 7 | N | [12 empty] | MD1 | MW | 7326909890 | [5 empty] | 220060 | [8 empty] | ZIJPLAAT IP30 SYST G 12M | FLANC COFFRET 12M | [17 empty] | https://eref.se.com/be/nl/sis-tarif/product/01042 | https://eref.se.com/be/fr/sis-tarif/product/01042
Schneider Electric | Schneider Electric | 01022021 |  | Schneider Electric |  | SED | 01043 |  |  | 42.71 |  | 1 |  | 1 | ZIJPLAAT IP30 SYST G 15M | ACCES OSSATURE PRISMA PLUS P |  | 15M SIDE PANEL PRISMA G IP30 | [18 empty] | 1 | 3303430010432 | 0 |  | 1810 | 78 | 20 | 3 | 4.68 | 3303430010432 | 1 | 1580 | 80 | 21 | 7 | [9 empty] | 34 | 61200 | 120 | 80 | 80 |  |  |  | 7 | N | [12 empty] | MD1 | MW | 7326909890 | [5 empty] | 220060 | [8 empty] | ZIJWAND WANDKAST 15M IP30 SYST G | FLANC COF.15M IP30 SYST.G | [17 empty] | https://eref.se.com/be/nl/sis-tarif/product/01043 | https://eref.se.com/be/fr/sis-tarif/product/01043
Schneider Electric | Schneider Electric | 01022021 |  | Schneider Electric |  | SED | 01044 |  |  | 45.82 |  | 1 |  | 1 | ZIJPLAAT IP30 SYST G 18M | FLANC COFFRET 18M |  | 18M SIDE PANEL PRISMA G IP30 | [18 empty] | 1 | 3303430010449 | 0 |  | 1910 | 93 | 20 | 3 | 5.58 | 3303430010449 | 1 | 1900 | 95 | 21 | 7 | [9 empty] | 22 | 41800 | 120 | 80 | 80 |  |  |  | 7 | N | [12 empty] | MD1 | MW | 7326909890 | [5 empty] | 220060 | [8 empty] | ZIJPLAAT IP30 SYST G 18M | FLANC COFFRET 18M | [17 empty] | https://eref.se.com/be/nl/sis-tarif/product/01044 | https://eref.se.com/be/fr/sis-tarif/product/01044
Schneider Electric | Schneider Electric | 01022021 |  | Schneider Electric |  | SED | 01045 |  |  | 49.34 |  | 1 |  | 1 | ZIJPLAAT IP30 SYST G 21M | FLANC COFFRET 21M |  | 21M SIDE PANEL PRISMA G IP30 | [18 empty] | 1 | 3303430010456 | 0 |  | 2400 | 108 | 20 | 3 | 6.48 | 3303430010456 | 1 | 2220 | 111 | 21 | 7 | [8 empty] | 73303430010455 | 22 | 48840 | 120 | 80 | 58 |  |  |  | 7 | N | [12 empty] | MD1 | MW | 7326909890 | [5 empty] | 220060 | [8 empty] | Prisma Plus - G-systeem - muurbehuizing - zijpaneel - 21 modules | Prisma Plus - Système G - Flanc de coffret IP30 21 modules | [17 empty] | https://eref.se.com/be/nl/sis-tarif/product/01045 | https://eref.se.com/be/fr/sis-tarif/product/01045
Schneider Electric | Schneider Electric | 01022021 |  | Schneider Electric |  | SED | 01046 |  |  | 52.41 |  | 1 |  | 1 | ZIJPLAAT IP30 SYST G 24M | FLANC COF.24M IP30 SYST.G |  | 24M SIDE PANEL PRISMA G IP30 | [18 empty] | 1 | 3303430010463 | 0 |  | 3212 | 125 | 21 | 8 | 21 | 3303430010463 | 1 | 2490 | 125 | 21 | 7 | [17 empty] | 7 | N | [12 empty] | MD1 | MW | 7326909890 | [5 empty] | 220060 | [8 empty] | Prisma Plus - G-systeem - muurbehuizing - zijpaneel - 24 modules | Prisma Plus - Système G - Flanc de coffret IP30 24 modules | [17 empty] | https://eref.se.com/be/nl/sis-tarif/product/01046 | https://eref.se.com/be/fr/sis-tarif/product/01046
Schneider Electric | Schneider Electric | 01022021 |  | Schneider Electric |  | SED | 01047 |  |  | 214.16 |  | 1 |  | 1 | 36M SIDE PANEL PRISMA G IP30 | PANNEAU LATERAL 36M PRISMA G IP30 |  | 36M SIDE PANEL PRISMA G IP30 | [18 empty] | 1 | 3606480908712 | 0 |  | 4610 | 187 | 22 | 8 | 32.912 | [23 empty] | 7 | N | [12 empty] | MD1 | MW | 7326909890 | [33 empty] | https://eref.se.com/be/nl/sis-tarif/product/01047 | https://eref.se.com/be/fr/sis-tarif/product/01047
Schneider Electric | Schneider Electric | 01022021 |  | Schneider Electric |  | SED | 01050 |  |  | 48.78 |  | 1 |  | 1 | ACCES NIEUWE GEBOORDE SOKKEL | ACCESSOIRES NOUVEAU SOCLE PERCÉ |  | 2 DRILLED BASES PRISMA G IP30 | [18 empty] | 1 | 3303430010500 | 0 |  | 1170 | 31 | 21 | 10 | 6.51 | [15 empty] | 44 | 51040 | 120 | 80 | 80 |  |  |  | 7 | N | [12 empty] | MD1 | MW | 8538909999 | [5 empty] | 220060 | [8 empty] | NIEUW ACCES VOOR GEBOORDE SOKKEL | ACCESSOIRES NOUVEAU SOCLE PERCÉ | [17 empty] | https://eref.se.com/be/nl/sis-tarif/product/01050 | https://eref.se.com/be/fr/sis-tarif/product/01050
Schneider Electric | Schneider Electric | 01022021 |  | Schneider Electric |  | SED | 01051 |  |  | 48.78 |  | 1 |  | 1 | ACCES VOOR NIEUW SOKKEL | ACCESSOIRES NOUVEAU SOCLE |  | 2 PLAIN BASES PRISMA G IP30 | [18 empty] | 1 | 3303430010517 | 0 |  | 1391 | 31 | 21 | 12 | 7.812 | [14 empty] | 73303430010516 | 80 | 123280 | 120 | 80 | 100 |  |  |  | 7 | N | [12 empty] | MD1 | MW | 8538909999 | [5 empty] | 220060 | [8 empty] | ACCES VOOR NIEUW SOKKEL | ACCESSOIRES NOUVEAU SOCLE | [17 empty] | https://eref.se.com/be/nl/sis-tarif/product/01051 | https://eref.se.com/be/fr/sis-tarif/product/01051
Schneider Electric | Schneider Electric | 01022021 |  | Schneider Electric |  | SED | 01052 |  |  | 47.83 |  | 1 |  | 1 | SOKKEL VOORKANT 600 BREED | FACE AVANT SOCLE 600 |  | W600 PLINTH FRONT FACE PRISMA G IP30 | [18 empty] | 1 | 3303430010524 | 0 |  | 1830 | 65 | 21 | 7 | 9.555 | [15 empty] | 50 | 91000 | 120 | 80 | 80 |  |  |  | 7 | N | [12 empty] | MD1 | MW | 7326909890 | [5 empty] | 220060 | [8 empty] | SOKKEL VOORKANT 600 BREED | FACE AVANT SOCLE 600 | [17 empty] | https://eref.se.com/be/nl/sis-tarif/product/01052 | https://eref.se.com/be/fr/sis-tarif/product/01052
Schneider Electric | Schneider Electric | 01022021 |  | Schneider Electric |  | SED | 01053 |  |  | 47.83 |  | 1 |  | 1 | SOKKEL VOORKANT 300 BREED | FACE AVANT SOCLE 300 |  | W300 PLINTH FRONT FACE PRISMA G IP30 | [18 empty] | 1 | 3303430010531 | 0 |  | 930 | 35 | 21 | 7 | 5.145 | [15 empty] | 33 | 40680 | 120 | 80 | 80 |  |  |  | 7 | N | [12 empty] | MD1 | MW | 7326909890 | [5 empty] | 220060 | [8 empty] | SOKKEL VOORKANT 300 BREED | FACE AVANT SOCLE 300 | [17 empty] | https://eref.se.com/be/nl/sis-tarif/product/01053 | https://eref.se.com/be/fr/sis-tarif/product/01053
Schneider Electric | Schneider Electric | 01022021 |  | Schneider Electric |  | SED | 01066 |  |  | 101.15 |  | 1 |  | 1 | COMBINATION PROFILE 18M PRISMA G IP30 | PROFIL ASSOCIATION 18M PRISMA G IP30 |  | COMBINATION PROFILE 18M PRISMA G IP30 | [18 empty] | 1 | 3606480908811 | 0 |  | 1500 | 95 | 24 | 8 | 18.24 | [14 empty] | 73606480908810 | 12 | 18000 | 120 | 80 | 50 |  |  |  | 13 | N | [12 empty] | MD1 | MW | 7326909890 | [33 empty] | https://eref.se.com/be/nl/sis-tarif/product/01066 | https://eref.se.com/be/fr/sis-tarif/product/01066
Schneider Electric | Schneider Electric | 01022021 |  | Schneider Electric |  | SED | 01067 |  |  | 119 |  | 1 |  | 1 | COMBINATION PROFILE 21M PRISMA G IP30 | PROFIL ASSOCIATION 21M PRISMA G IP30 |  | COMBINATION PROFILE 21M PRISMA G IP30 | [18 empty] | 1 | 3606480908828 | 0 |  | 1750 | 111 | 23 | 7 | 17.871 | [15 empty] | 12 | 53100000000000 | 200 | 120 | 56 |  |  |  | 13 | N | [12 empty] | MD1 | MW | 7326909890 | [33 empty] | https://eref.se.com/be/nl/sis-tarif/product/01067 | https://eref.se.com/be/fr/sis-tarif/product/01067
Schneider Electric | Schneider Electric | 01022021 |  | Schneider Electric |  | SED | 01069 |  |  | 183.71 |  | 1 |  | 1 | COMBINATION PROFILE 36M PRISMA G IP30 | PROFIL ASSOCIATION 36M PRISMA G IP30 |  | COMBINATION PROFILE 36M PRISMA G IP30 | [18 empty] | 1 | 3606480908729 | 0 |  | 4300 | 186 | 22 | 7 | 28.644 | [23 empty] | 13 | N | [12 empty] | MD1 | MW | 7326909890 | [33 empty] | https://eref.se.com/be/nl/sis-tarif/product/01069 | https://eref.se.com/be/fr/sis-tarif/product/01069
Schneider Electric | Schneider Electric | 01022021 |  | Schneider Electric |  | SED | 01070 |  |  | 72.21 |  | 1 |  | 1 | PLAIN UPPER PLATE W850 PRISMA G IP30 | PLAQUE PLEINE HAUTE L850 PRISMA G IP30 |  | PLAIN UPPER PLATE W850 PRISMA G IP30 | [18 empty] | 1 | 3606480908842 | 0 |  | 1829 | 87 | 23 | 7 | 14.007 | [15 empty] | 8 | 42000 | 120 | 80 | 35 |  |  |  | 7 | N | [12 empty] | MD1 | MW | 7326909890 | [33 empty] | https://eref.se.com/be/nl/sis-tarif/product/01070 | https://eref.se.com/be/fr/sis-tarif/product/01070
Schneider Electric | Schneider Electric | 01022021 |  | Schneider Electric |  | SED | 01093 |  |  | 20.14 |  | 1 |  | 20 | AFDEKPLAAT GRIJPERS (1 ST=20) | 20 PREHENSEURS DE PLASTRON |  | 20 FRONT PLATE GRIPPERS | [18 empty] | 1 | 3303430010937 | 0 |  | 95.904 | 13 | 18 | 3 | 0.702 | 23303430010931 | 20 | 2197 | 39.3 | 29.9 | 22.2 | [9 empty] | 20 | 14197 | 120 | 80 | 37.2 |  |  |  | 7 | N | [12 empty] | MD1 | MW | 3926909790 | [5 empty] | 220060 | [8 empty] | Prisma Plus - 20 zelfkl. gripper voor voorplaat - reserve-onderdeel | Prisma - G & P - 20 préhenseurs de plastron auto-collants - pièce de rechange | [17 empty] | https://eref.se.com/be/nl/sis-tarif/product/01093 | https://eref.se.com/be/fr/sis-tarif/product/01093
Schneider Electric | Schneider Electric | 01022021 |  | Schneider Electric |  | SED | 01094 |  |  | 31.39 |  | 1 |  | 16 | AFDEKPL BEVESTIGINGEN NIEUW (1 ST=20) | LOT 20 VIS FERMETURES PLASTRONS |  | 1/4 T LOCKING FRONT PLATE(2by10) | [18 empty] | 1 | 3303430010944 | 0 |  | 520 | 28 | 15 | 6 | 2.52 | 13303430010941 | 16 | 9250 | 30 | 60 | 40 |  | 13303430010941 | 16 | 9350 | 60 | 40 | 30 |  |  | 128 | 98000 | 120 | 80 | 78 |  |  |  | 7 | N | [12 empty] | MD1 | MW | 7318159590 | [14 empty] | Prisma Plus - G & P systeem - rail- en modulaire-apparaatverbinding- 160 A | Prisma - G & P - Accessoires de fermeture de plastron quart de tour | [17 empty] | https://eref.se.com/be/nl/sis-tarif/product/01094 | https://eref.se.com/be/fr/sis-tarif/product/01094
Schneider Electric | Schneider Electric | 01022021 |  | Schneider Electric |  | SED | 01100 |  |  | 37.62 |  | 1 |  | 20 | ZIJPLAAT ACCESS SYSTEEM P | ACCESSOIRES PANNEAU LATERAL SYST P |  | SIDE PANEL ACCESS.SYST.P | [18 empty] | 1 | 3303430011002 | 0 |  | 780 | 20 | 15 | 4 | 1.2 | 13303430011009 | 20 | 16820 | 40 | 30 | 15 |  | 13303430011009 | 20 | 16820 | 40 | 30 | 15 | [10 empty] | 7 | N | [12 empty] | MD1 | MW | 8538100000 | [5 empty] | 220060 | [8 empty] | ZIJPLAAT ACCESS SYSTEEM P | ACCESSOIRES PANNEAU LATERAL SYSTEME P | [17 empty] | https://eref.se.com/be/nl/sis-tarif/product/01100 | https://eref.se.com/be/fr/sis-tarif/product/01100
Schneider Electric | Schneider Electric | 01022021 |  | Schneider Electric |  | SED | 01101 |  |  | 42.32 |  | 1 |  | 1 | TOEBEH. ACHTERP IP55 SYST P | ACCESS.PORTE/FOND IP55 SYST.P |  | IP55 DOOR BACK ACCESS.SYST.P | [18 empty] | 1 | 3303430011019 | 0 |  | 300 | 40 | 14 | 6 | 3.36 | [7 empty] | 13303430011016 | 10 | 3481 | 40 | 30 | 15 |  | 73303430011018 | 80 | 27800 | 120 | 80 | 30 |  |  |  | 7 | N | [12 empty] | MD1 | MW | 8538100000 | [5 empty] | 220060 | [8 empty] | Prisma Plus - P-systeem - accessoire voor deur of achterpaneel - IP 55 | Prisma - P - Accessoire pour porte ou fond, IP55 | [17 empty] | https://eref.se.com/be/nl/sis-tarif/product/01101 | https://eref.se.com/be/fr/sis-tarif/product/01101
Schneider Electric | Schneider Electric | 01022021 |  | Schneider Electric |  | SED | 01102 |  |  | 34.87 |  | 1 |  | 1 | TOEBEH. ZIJPANEEL IP55 SYST P | ACCESS.PANNEAU LAT IP55 SYST.P |  | IP55 SIDE PANEL ACCESS SYST.P | [18 empty] | 1 | 3303430011026 | 0 |  | 480 | 15 | 14 | 4 | 0.84 | [7 empty] | 13303430011023 | 15 | 7640 | 40 | 30 | 15 | [10 empty] | 7 | N | [12 empty] | MD1 | MW | 8538100000 | [5 empty] | 220060 | [8 empty] | Prisma Plus - P-systeem - accessoire voor zijpaneel - IP 55 | Prisma - P - Accessoire pour panneau latéral, IP55 | [17 empty] | https://eref.se.com/be/nl/sis-tarif/product/01102 | https://eref.se.com/be/fr/sis-tarif/product/01102
Schneider Electric | Schneider Electric | 01022021 |  | Schneider Electric |  | SED | 01103 |  |  | 13.63 |  | 1 |  | 1 | TOEBEH. DAK IP55 SYSTEEM P | ACCESS.TOIT IP55 SYST. P |  | IP55 ROOF ACCESS. SYST.P | [18 empty] | 1 | 3303430011033 | 0 |  | 180 | 15 | 15 | 3 | 0.675 | [7 empty] | 13303430011030 | 15 | 3141 | 40 | 30 | 15 |  | 73303430011032 | 120 | 25120 | 120 | 80 | 30 |  |  |  | 7 | N | [12 empty] | MD1 | MW | 8538100000 | [5 empty] | 220060 | [8 empty] | Prisma Plus - P-systeem - dakaccessoire - IP55 | Prisma Plus - Système P - Accessoire de toit IP55 | [17 empty] | https://eref.se.com/be/nl/sis-tarif/product/01103 | https://eref.se.com/be/fr/sis-tarif/product/01103
Schneider Electric | Schneider Electric | 01022021 |  | Schneider Electric |  | SED | 01104 |  |  | 39.67 |  | 1 |  | 1 | FRAMEWORK ACCESS.SYST.P | Acces ossature Prisma Plus P |  | FRAMEWORK ACCESS.SYST.P | [18 empty] | 1 | 3303430011040 | 0 |  | 400 | 30 | 13 | 5 | 1.95 | [7 empty] | 13303430011047 | 15 | 6380 | 40 | 30 | 15 | [10 empty] | 7 | N | [12 empty] | MD1 | MW | 8538909999 | [15 empty] | Prisma Plus - Système P - Accessoire pour ossature | [17 empty] | https://eref.se.com/be/nl/sis-tarif/product/01104 | https://eref.se.com/be/fr/sis-tarif/product/01104
Schneider Electric | Schneider Electric | 01022021 |  | Schneider Electric |  | SED | 01105 |  |  | 17.11 |  | 1 |  | 1 | TOEBEH. SLUIT SYSTEEM P | ACCESS.FERM. SYST.P |  | CLOSING ACCESS.SYST.P | [18 empty] | 1 | 3303430011057 | 0 |  | 300 | 25 | 15 | 5 | 1.875 | [7 empty] | 13303430011054 | 40 | 13000 | 60 | 40 | 30 | [10 empty] | 7 | N | [12 empty] | MD1 | MW | 8538100000 | [5 empty] | 220060 | [8 empty] | Prisma Plus - P-systeem - accessoire voor sluiting | [18 empty] | https://eref.se.com/be/nl/sis-tarif/product/01105 | https://eref.se.com/be/fr/sis-tarif/product/01105
Schneider Electric | Schneider Electric | 01022021 |  | Schneider Electric |  | SED | 01106 |  |  | 16.55 |  | 1 |  | 50 | TOEBEH. ACHTERP SYST P | ACCESS.PANNEAU FOND SYST.P |  | BACK PANEL ACCESS.SYST.P | [18 empty] | 1 | 3303430011064 | 0 |  | 189 | 14 | 5 | 2 | 0.14 | 13303430011061 | 50 | 9779 | 40 | 30 | 15 |  | 13303430011061 | 50 | 9779 | 40 | 30 | 15 |  | 73303430011063 | 400 | 91840 | 120 | 80 | 28 |  |  |  | 7 | N | [12 empty] | MD1 | MW | 7318190090 | [5 empty] | 220060 | [8 empty] | Prisma Plus - P-systeem - accessoire voor achterpaneel | Prisma - P - Accessoire de panneau de fond | [17 empty] | https://eref.se.com/be/nl/sis-tarif/product/01106 | https://eref.se.com/be/fr/sis-tarif/product/01106
Schneider Electric | Schneider Electric | 01022021 |  | Schneider Electric |  | SED | 01107 |  |  | 3.83 |  | 1 |  | 1 | TOEBEH. KADER AFDKPL SYST P | FIX.CADRE SUP.PLAST.SYST.P |  | HING.FR.PL.SUP.FIX.KIT SYST.P | [18 empty] | 1 | 3303430011071 | 0 |  | 60 | 15 | 5 | 2 | 0.15 | [7 empty] | 13303430011078 | 50 | 3780 | 40 | 30 | 15 |  | 73303430011070 | 400 | 30240 | 120 | 80 | 30 |  |  |  | 7 | N | [12 empty] | MD1 | MW | 7318190090 | [5 empty] | 220060 | [8 empty] | Prisma Plus - P-systeem - bevestiging voor ondersteuningsframe voorplaat | Prisma - P - Fixation pour cadre support plastron | [17 empty] | https://eref.se.com/be/nl/sis-tarif/product/01107 | https://eref.se.com/be/fr/sis-tarif/product/01107
Schneider Electric | Schneider Electric | 01022021 |  | Schneider Electric |  | SED | 01109 |  |  | 3.17 |  | 1 |  | 25 | AANSLAGBLOKJES LINERGY (1ST=12) | 12 CALES LINERGY |  | 12 LINERGY LGY BUSBAR STOPS | [18 empty] | 1 | 3303430011095 | 0 |  | 54 | 12 | 10 | 5 | 0.6 | 13303430011092 | 25 | 1680 | 40 | 30 | 15 |  | 13303430011092 | 25 | 1700 | 40 | 30 | 15 |  | 73303430011094 | 200 | 25000 | 120 | 80 | 30 |  |  |  | 2 | Y | [12 empty] | MD1 | MW | 3926909790 | [5 empty] | 220060 | [27 empty] | https://eref.se.com/be/nl/sis-tarif/product/01109 | https://eref.se.com/be/fr/sis-tarif/product/01109
Schneider Electric | Schneider Electric | 01022021 |  | Schneider Electric |  | SED | 01110 |  |  | 79.21 |  | 1 |  | 1 | DEUR 150 BREED VOOR SYSTEEM P | PORTILLON PLEIN L150 |  | W150 PLAIN WICKET DOOR | [18 empty] | 1 | 3303430011101 | 0 |  | 5760 | 204 | 17 | 10 | 34.68 | [23 empty] | 2 | Y | [12 empty] | MD1 | MW | 8538909999 | [5 empty] | 220060 | [8 empty] | DEUR VOOR KOKER L150 | PORTILLON PLEIN L150 | [17 empty] | https://eref.se.com/be/nl/sis-tarif/product/01110 | https://eref.se.com/be/fr/sis-tarif/product/01110
Schneider Electric | Schneider Electric | 01022021 |  | Schneider Electric |  | SED | 01112 |  |  | 10.83 |  | 1 |  | 1 | TOEBEH. DAK SYSTEEM P | ACCESS.TOIT SYST.P |  | ROOF ACCESS. SYST.P | [18 empty] | 1 | 3303430011125 | 0 |  | 129 | 10 | 5 | 5 | 0.25 | [7 empty] | 13303430011122 | 50 | 6450 | 40 | 30 | 15 | [10 empty] | 7 | N | [12 empty] | MD1 | MW | 7318190090 | [5 empty] | 220060 | [8 empty] | Prisma Plus - P-systeem - accessoire voor dakpaneel | Prisma Plus - Système P - Accessoire pour le toit | [17 empty] | https://eref.se.com/be/nl/sis-tarif/product/01112 | https://eref.se.com/be/fr/sis-tarif/product/01112
Schneider Electric | Schneider Electric | 01022021 |  | Schneider Electric |  | SED | 01120 |  |  | 52.39 |  | 1 |  | 1 | ONDER LIJST FRAME BR650 | BANDEAU BAS OSS L650 |  | FRAME BOT. CROSS MEMBER L650 | [18 empty] | 1 | 3303430011200 | 0 |  | 1000 | 87 | 16 | 6 | 8.352 | [14 empty] | 73303430011209 | 20 | 20000 | 120 | 80 | 36 |  |  |  | 7 | N | [12 empty] | MD1 | MW | 7326909890 | [14 empty] | Prisma Plus - P System - dwarsligger frame onderaan 650 mm voor 08566 | Prisma Plus - Système P - entretoise inférieure du cadre 650 mm pour 08566 | [17 empty] | https://eref.se.com/be/nl/sis-tarif/product/01120 | https://eref.se.com/be/fr/sis-tarif/product/01120
Schneider Electric | Schneider Electric | 01022021 |  | Schneider Electric |  | SED | 01121 |  |  | 72.92 |  | 1 |  | 1 | ONDER LIJST FRAME BR150+650 | BANDEAU BAS OSS L150+650 |  | FRAME BOT.CROSS MEMBER L150 ET 650 | [18 empty] | 1 | 3303430011217 | 0 |  | 1810 | 89 | 17 | 6 | 9.078 | [15 empty] | 10 | 18000 | 120 | 80 | 80 |  |  |  | 7 | N | [12 empty] | MD1 | MW | 7326909890 | [14 empty] | Prisma Plus - P System - dwarsligger frame onderaan 150 + 650 mm voor 08566 | Prisma Plus - Système P - entretoise inférieure du cadre 150 + 650 mm pour 08566 | [17 empty] | https://eref.se.com/be/nl/sis-tarif/product/01121 | https://eref.se.com/be/fr/sis-tarif/product/01121
Schneider Electric | Schneider Electric | 01022021 |  | Schneider Electric |  | SED | 01123 |  |  | 3.25 |  | 1 |  | 60 | KIT BEVESTIGING DRAAIKADER PRISMA P | KIT BUTEE CADRE SUP,PLAST,SYST P |  | FR.PL.SUP.STRICKER KIT SYSTEM P | [18 empty] | 1 | 3303430011231 | 0 |  | 80 | 18 | 15 | 2 | 0.54 | 13303430011238 | 60 | 4960 | 40 | 35 | 17 | [17 empty] | 7 | N | [12 empty] | MD1 | MW | 7326909890 | [15 empty] | Prisma - P - kit de démarrage pour 08564 et 08566 | [17 empty] | https://eref.se.com/be/nl/sis-tarif/product/01123 | https://eref.se.com/be/fr/sis-tarif/product/01123
Schneider Electric | Schneider Electric | 01022021 |  | Schneider Electric |  | SED | 01130 |  |  | 96.75 |  | 1 |  | 10 | LINERGY SCHROEFPLAAT SET | KIT PLAQUETTES LINERGY EVOL. |  | LINERGY LGYE BUSBAR SCREW PLATE KIT | [18 empty] | 1 | 3303431122554 | 0 |  | 825 | 15 | 10 | 9 | 1.35 | 13303431122551 | 10 | 9000 | 40 | 30 | 15 | [8 empty] | 73303431122553 | 30 | 37000 | 120 | 80 | 50 |  |  |  | 7 | N | [12 empty] | MD1 | MW | 8536901000 | [14 empty] | LINERGY LGYE RAIL SCHROEFPLAATKIT DIENST NA VERKOOP | LINERGY LGYE KIT DE VIS DE BARRE OMNIBUS SERVICE APRÈS-VENTE | [17 empty] | https://eref.se.com/be/nl/sis-tarif/product/01130 | https://eref.se.com/be/fr/sis-tarif/product/01130
Schneider Electric | Schneider Electric | 01022021 |  | Schneider Electric |  | SED | 01199 |  |  | 43.26 |  | 1 |  | 1 | VERBINDUNGSKIT PRISMA/PRISMA PLUS | ASSOC.CEL.PRISMA/PRISMA PLUS |  | PRISMA PRISMA PLUS CUB.ASSOC. | [18 empty] | 1 | 3303430011996 | 0 |  | 700 | 25 | 17 | 3 | 1.275 | [7 empty] | 13303430011993 | 24 | 16800 | 60 | 40 | 30 | [10 empty] | 7 | N | [12 empty] | MD1 | MW | 7326909890 | [14 empty] | Verbindingskit Prisma/Prisma Plus | ASSOC.CEL.PRISMA/PRISMA PLUS | [17 empty] | https://eref.se.com/be/nl/sis-tarif/product/01199 | https://eref.se.com/be/fr/sis-tarif/product/01199
Schneider Electric | Schneider Electric | 01022021 |  | Schneider Electric |  | SED | 01201 |  |  | 4.3 |  | 1 |  | 1 | AFSCHERMING IPXXB VOOR POWERCLIP (1ST=2) | 2 OBTURATEURS IPXXB POWERCLIP |  | 2 IPxxB CLIP-ON COVERS LINERGY BW | [18 empty] | 1 | 3303430012016 | 0 |  | 40 | 25 | 12 | 2 | 0.6 | [7 empty] | 13303430012013 | 50 | 2761 | 40 | 30 | 15 |  | 73303430012015 | 100 | 4000 | 120 | 80 | 30 |  |  |  | 7 | N | [12 empty] | MD1 | MW | 3926909790 | [5 empty] | 220060 | [8 empty] | Prisma Plus - G- & P-systeem - 2 eindkappen voor Powerclip-rails | Prisma - G & P - Plaque passe-câbles (2) IPxxB pour jeu de barres Powerclip | [17 empty] | https://eref.se.com/be/nl/sis-tarif/product/01201 | https://eref.se.com/be/fr/sis-tarif/product/01201
Schneider Electric | Schneider Electric | 01022021 |  | Schneider Electric |  | SED | 01202 |  |  | 7.96 |  | 1 |  | 25 | KLEMMENKAPPEN VOOR 200A MULTICLIP (1ST=4 | 4 CAPOTS PLAGES MULTICLIP 200A |  | 4 IPxxB COVERS LINERGY FM 200 | [18 empty] | 1 | 3303430012023 | 0 |  | 60 | 12 | 12 | 3 | 0.432 | 13303430012020 | 25 | 1660000 | 38 | 19.5 | 19 | [8 empty] | 73303430012022 | 100 | 13280 | 60 | 80 | 24 |  |  |  | 7 | N | [12 empty] | MD1 | MW | 3926909790 | [5 empty] | 220060 | [8 empty] | Prisma Plus - G-& P-systeem - 4 afdekpl. voor distributierails Multiclip 200 A | Prisma - G & P - Capots (4) pour plages du répartiteur Multiclip 200 A | [17 empty] | https://eref.se.com/be/nl/sis-tarif/product/01202 | https://eref.se.com/be/fr/sis-tarif/product/01202
Schneider Electric | Schneider Electric | 01022021 |  | Schneider Electric |  | SED | 01210 |  |  | 11.05 |  | 1 |  | 10 | POWERCLIP ACCES. 160A 400A | ACCES. POWERCLIP 160A 400A |  | LINERGY BW ACCESSORIES 160-400A | [18 empty] | 1 | 3303430012108 | 0 |  | 89 | 21 | 8 | 3 | 0.504 | 13303430012105 | 10 | 1229 | 40 | 30 | 15 |  | 13303430012105 | 10 | 1229 | 40 | 30 | 15 |  | 73303430012107 | 80 | 9920000 | 120 | 80 | 29.5 |  |  |  | 7 | N | [12 empty] | MD1 | MW | 8538100000 | [5 empty] | 220060 | [8 empty] | Prisma Plus - G- & P-systeem - steun voor Powerclip-rails - 160-400 A | Prisma - G & P - Accessoires de jeu de barres Powerclip, 160 à 400 A | [17 empty] | https://eref.se.com/be/nl/sis-tarif/product/01210 | https://eref.se.com/be/fr/sis-tarif/product/01210
Schneider Electric | Schneider Electric | 01022021 |  | Schneider Electric |  | SED | 01211 |  |  | 32.91 |  | 1 |  | 10 | POWERCLIP ACCESS. 630A | ACCES. POWERCLIP 630A |  | LINERGY BW ACCESSORIES 630A | [18 empty] | 1 | 3303430012115 | 0 |  | 460 | 15 | 10 | 5 | 0.75 | 13303430012112 | 10 | 5100 | 40 | 30 | 20 | [8 empty] | 73303430012114 | 80 | 40800 | 120 | 80 | 30 |  |  |  | 7 | N | [12 empty] | MD1 | MW | 8538100000 | [5 empty] | 220060 | [8 empty] | Prisma Plus - G- & P-systeem - steun voor Powerclip-rails - 630 A | Prisma - G & P - Accessoires de jeu de barres Powerclip, 630 A | [17 empty] | https://eref.se.com/be/nl/sis-tarif/product/01211 | https://eref.se.com/be/fr/sis-tarif/product/01211
Schneider Electric | Schneider Electric | 01022021 |  | Schneider Electric |  | SED | 01215 |  |  | 32.95 |  | 1 |  | 1 | KABELDOORVOERINGEN 70X40 (1 ST=5) | JEU 5 PASSE-CABLES OBTURE 70X40 |  | 5x RECTANGULAR GROMMETS 70x40 | [18 empty] | 1 | 3303430012153 | 0 |  | 140 | 13 | 8 | 5 | 0.52 | [7 empty] | 13303430012150 | 80 | 11800 | 60 | 40 | 30 | [10 empty] | 7 | N | [12 empty] | MD1 | MW | 3926909790 | [14 empty] | Lot 5 cable fitting 70 x 40 | Jeu 5 passe-câbles obture 70 x 4 | [17 empty] | https://eref.se.com/be/nl/sis-tarif/product/01215 | https://eref.se.com/be/fr/sis-tarif/product/01215
Schneider Electric | Schneider Electric | 01022021 |  | Schneider Electric |  | SED | 01218 |  |  | 28.58 |  | 1 |  | 12 | HANDLE FOR PRIMSA G IP30 AND PACK160 | POIGNEE PRISMA G IP30/PACK160 |  | ROTATIVE HANDLE PRISMA G IP30 | [18 empty] | 1 | 3606480984617 | 0 |  | 522 | 22 | 6 | 4 | 0.528 | 43606480984615 | 12 | 20480 | 40 | 30 | 15 |  | 43606480984615 | 12 | 6752 | 40 | 30 | 15 |  |  | 192 | 120032 | 120 | 80 | 42 |  |  |  | 7 | N | [12 empty] | MD1 | MW | 8302420090 | [33 empty] | https://eref.se.com/be/nl/sis-tarif/product/01218 | https://eref.se.com/be/fr/sis-tarif/product/01218
Schneider Electric | Schneider Electric | 01022021 |  | Schneider Electric |  | SED | 01219 |  |  | 33.68 |  | 1 |  | 12 | HANDLE FOR PRISMA P, WITH ROODS | POIGNEE ROTATIVE + TRINGLE POUR PRISMA P |  | ROTATIVE HANDLE + ROD FOR PRISMA P | [18 empty] | 1 | 3606480984624 | 0 |  | 531 | 22 | 7 | 4 | 0.616 | 43606480984622 | 12 | 20480 | 40 | 30 | 15 |  | 43606480984622 | 12 | 6742 | 40 | 30 | 15 |  |  | 48 | 38968 | 120 | 80 | 27.5 |  |  |  | 7 | N | [12 empty] | MD1 | MW | 8302420090 | [33 empty] | https://eref.se.com/be/nl/sis-tarif/product/01219 | https://eref.se.com/be/fr/sis-tarif/product/01219
Schneider Electric | Schneider Electric | 01022021 |  | Schneider Electric |  | SED | 01220 |  |  | 28.58 |  | 1 |  | 1 | RETROFIT STD HANDGREEP SYSTEEM G | RETROFIT POIGNEE STD SYSTEME G |  | WHITE HANDLE PRISMA G IP30/PACK160 | [18 empty] | 1 | 3303430012207 | 0 |  | 360 | 27 | 8 | 4 | 0.864 | [7 empty] | 13303430012204 | 48 | 17500 | 60 | 40 | 30 |  |  | 192 | 84000 | 120 | 80 | 45 |  |  |  | 7 | N | [12 empty] | MD1 | MW | 8302420090 | [5 empty] | 220060 | [8 empty] | Prisma Plus - G-systeem - hendel retrofit | Prisma Plus - Système G - Rétrofit poignée | [17 empty] | https://eref.se.com/be/nl/sis-tarif/product/01220 | https://eref.se.com/be/fr/sis-tarif/product/01220
Schneider Electric | Schneider Electric | 01022021 |  | Schneider Electric |  | SED | 01221 |  |  | 33.68 |  | 1 |  | 1 | RETROFIT STD HANDGREEP SYSTEEM P | RETROFIT POIGNEE STD SYSTEME P |  | WHITE HANDLE + ROD FOR PRISMA P | [18 empty] | 1 | 3303430012214 | 0 |  | 910 | 80 | 8 | 8 | 5.12 | [15 empty] | 140 | 120400 | 120 | 80 | 80 |  |  |  | 7 | N | [12 empty] | MD1 | MW | 8302420090 | [5 empty] | 220060 | [8 empty] | Prisma Plus - P-systeem - hendel retrofit | Prisma Plus - Système P - Rétrofit poignée | [17 empty] | https://eref.se.com/be/nl/sis-tarif/product/01221 | https://eref.se.com/be/fr/sis-tarif/product/01221
Schneider Electric | Schneider Electric | 01022021 |  | Schneider Electric |  | SED | 01224 |  |  | 295.01 |  | 1 |  | 1 | VERSTERKTE VOLLE DEUR IP30 B650 - P | PORTE PLEINE RENFORCEE IP30 L650 - P |  | IP30 REINFORCED PLAIN DOOR IK10 W650 | [18 empty] | 1 | 3303430012245 | 0 |  | 23350 | 204 | 70 | 8 | 114.24 | [23 empty] | 2 | Y | [12 empty] | MD1 | MW | 7326909890 | [5 empty] | 220060 | [8 empty] | VERSTERKTE VOLLE DEUR IP30 B650 - P | PORTE PLEINE RENFORCEE IP30 L650 - P | [17 empty] | https://eref.se.com/be/nl/sis-tarif/product/01224 | https://eref.se.com/be/fr/sis-tarif/product/01224
Schneider Electric | Schneider Electric | 01022021 |  | Schneider Electric |  | SED | 01225 |  |  | 363.14 |  | 1 |  | 1 | VERSTERKTE VOLLE DEUR IP30 B800 - P | PORTE PLEINE RENFORCEE IP30 L800 - P |  | IP30 REINFORCED PLAIN DOOR IK10 W800 | [18 empty] | 1 | 3303430012252 | 0 |  | 29200 | 204 | 84 | 8 | 137.088 | [23 empty] | 2 | Y | [12 empty] | MD1 | MW | 7326909890 | [5 empty] | 220060 | [8 empty] | VERSTERKTE VOLLE DEUR IP30 B800 - P | PORTE PLEINE RENFORCEE IP30 L800 - P | [17 empty] | https://eref.se.com/be/nl/sis-tarif/product/01225 | https://eref.se.com/be/fr/sis-tarif/product/01225
Schneider Electric | Schneider Electric | 01022021 |  | Schneider Electric |  | SED | 01226 |  |  | 102.43 |  | 1 |  | 1 | KADER AFDEKPLATEN PLP BR650 | CADRE PLASTRON PLP L650 |  | CADRE PLASTRON PLP L650 | [18 empty] | 1 |  | 0 |  | 6400 | 190 | 5 | 63 | 59850 | [15 empty] | 30 | 192000 | 120 | 200 | 95 |  |  |  | 9 | N | [12 empty] | MD1 | MW | 8538100000
Schneider Electric | Schneider Electric | 01022021 |  | Schneider Electric |  | SED | 01247 |  |  | 32.56 |  | 1 |  | 1 | ACCESSOIRES G IP55 | LOT ACCESSOIRE SAV COF IP55 |  | ENCLOSURE ACCESSORY AFS IP55 | [18 empty] | 1 | 3303430012474 | 0 |  | 463 | 10 | 3 | 8 | 0.24 | [8 empty] | 20 | 10000 | 40 | 30 | 15 |  |  | 640 | 320000 | 80 | 120 | 80 |  |  |  | 7 | N | [12 empty] | MD1 | MW | 7318190090 | [14 empty] | Prisma - G - accessoire voor wandkast - IP55 | Prisma - G - Lot de pièces de rechange pour coffret, IP55 | [17 empty] | https://eref.se.com/be/nl/sis-tarif/product/01247 | https://eref.se.com/be/fr/sis-tarif/product/01247
Schneider Electric | Schneider Electric | 01022021 |  | Schneider Electric |  | SED | 01248 |  |  | 35.17 |  | 1 |  | 1 | IP55 DEUR RESERVEDELEN | LOT ACCESSOIRE SAV PORTE IP55 |  | DOOR ACCESSORIES AFS IP55 | [18 empty] | 1 | 3303430012481 | 0 |  | 180 | 18 | 12 | 5 | 1.08 | [8 empty] | 20 | 7600 | 40 | 30 | 15 |  |  | 640 | 127200 | 120 | 80 | 80 |  |  |  | 7 | N | [12 empty] | MD1 | MW | 7318190090 | [14 empty] | Prisma - G - set van reserveonderdelen voor deur - IP55 | Prisma - G - Lot de pièces de rechange pour porte, IP55 | [17 empty] | https://eref.se.com/be/nl/sis-tarif/product/01248 | https://eref.se.com/be/fr/sis-tarif/product/01248
Schneider Electric | Schneider Electric | 01022021 |  | Schneider Electric |  | SED | 01249 |  |  | 23.04 |  | 1 |  | 1 | IP55 SLUITING RESERVEDELEN | SYS FERMETURE SAV IP55 |  | CLOSING SYSTEM AFS IP55 | [18 empty] | 1 | 3303430012498 | 0 |  | 180 | 18 | 12 | 5 | 1.08 | [7 empty] | 13303430012495 | 10 | 2101 | 40 | 30 | 15 |  | 73303430012497 | 30 | 6301000 | 120 | 80 | 30 |  |  |  | 7 | N | [12 empty] | MD1 | MW | 8301600090 | [14 empty] | Prisma Plus - G System - reserveonderdelen voor sluitsysteem - IP55 | Prisma - G - Pièces de rechange pour système de fermeture, IP55 | [17 empty] | https://eref.se.com/be/nl/sis-tarif/product/01249 | https://eref.se.com/be/fr/sis-tarif/product/01249
Schneider Electric | Schneider Electric | 01022021 |  | Schneider Electric |  | SED | 01253 |  |  | 36.74 |  | 1 |  | 1 | 2 PLATE UPRIGHTS 15M SPARE PARTS G | 2 MONTANTS SUPPORT PLASTRON 15M PDR G PR |  | 2 PLATE UPRIGHTS 15M PRISMA G IP30 | [18 empty] | 1 | 3606480362439 | 0 |  | 880 | 74 | 6 | 2 | 0.888 | [14 empty] | 73606480362438 | 20 | 17600 | 120 | 80 | 40 |  |  |  | 13 | N | [12 empty] | MD1 | MW | 8538909999 | [14 empty] | Prisma Plus - G Systeem - frontafdekplaat steun stijl - 15 modules | Prisma Plus - G System - support de capot avant vertical - 15 modules | [17 empty] | https://eref.se.com/be/nl/sis-tarif/product/01253 | https://eref.se.com/be/fr/sis-tarif/product/01253
Schneider Electric | Schneider Electric | 01022021 |  | Schneider Electric |  | SED | 01255 |  |  | 41.23 |  | 1 |  | 1 | 2 PLATE UPRIGHTS 21M SPARE PARTS G | 2 MONTANTS SUPPORT PLASTRON 21M PDR G PR |  | 2 PLATE UPRIGHTS 21M PRISMA G IP30 | [18 empty] | 1 | 3606480362453 | 0 |  | 1250 | 104 | 6 | 2 | 1.248 | [15 empty] | 35 | 43400 | 120 | 80 | 80 |  |  |  | 7 | N | [12 empty] | MD1 | MW | 8538909999 | [14 empty] | Prisma Plus - G Systeem - frontafdekplaat steun stijl - 21 modules | Prisma Plus - G System - support de capot avant vertical - 21 modules
Schneider Electric | Schneider Electric | 01022021 |  | Schneider Electric |  | SED | 01257 |  |  | 47.93 |  | 1 |  | 1 | 2 PLATE UPRIGHTS 27M SPARE PARTS G | 2 MONTANTS SUPPORT PLASTRON 27M PDR G PR |  | 2 PLATE UPRIGHTS 27M PRISMA G IP30 | [18 empty] | 1 | 3606480362477 | 0 |  | 1600 | 134 | 6 | 2 | 1.608 | [23 empty] | 7 | N | [12 empty] | MD1 | MW | 8538909999 | [14 empty] | Prisma Plus - G Systeem - frontafdekplaat steun stijl - 27 modules | Prisma Plus -G System -support de capot avant partiellement vertical -27 modules | [17 empty] | https://eref.se.com/be/nl/sis-tarif/product/01257 | https://eref.se.com/be/fr/sis-tarif/product/01257
Schneider Electric | Schneider Electric | 01022021 |  | Schneider Electric |  | SED | 01259 |  |  | 62.09 |  | 1 |  | 1 | 2 PLATE UPRIGHTS 33M SPARE PARTS G | 2 MONTANTS SUPPORT PLASTRON 33M PDR G PR |  | 2 PLATE UPRIGHTS 33M PRISMA G IP30 | [18 empty] | 1 | 3606480362491 | 0 |  | 1960 | 164 | 6 | 2 | 1.968 | [23 empty] | 7 | N | [12 empty] | MD1 | MW | 8538909999 | [14 empty] | Prisma Plus - G Systeem - frontafdekplaat steun stijl - 33 modules | Prisma Plus -G System -support de capot avant partiellement vertical -33 modules | [17 empty] | https://eref.se.com/be/nl/sis-tarif/product/01259 | https://eref.se.com/be/fr/sis-tarif/product/01259
Schneider Electric | Schneider Electric | 01022021 |  | Schneider Electric |  | SED | 01260 |  |  | 5.62 |  | 1 |  | 16 | MODULAIRE RAILPAKKET VOOR RAIL PACK 160 | RAIL APP, MODULAIRE SAV PACK |  | MODULAR DEVICE RAIL PACK 160 | [18 empty] | 1 | 3606480397547 | 0 |  | 250 | 50 | 8 | 7 | 2.8 | 13606480397544 | 16 | 4100 | 64 | 50 | 54 | [9 empty] | 32 | 20000 | 120 | 80 | 69 |  |  |  | 7 | N | [12 empty] | MD1 | MW | 7326909890 | [14 empty] | Prisma G - pack met modulair apparaat rail | Prisma G - rail d'appareils modulaires en pack | [17 empty] | https://eref.se.com/be/nl/sis-tarif/product/01260 | https://eref.se.com/be/fr/sis-tarif/product/01260
Schneider Electric | Schneider Electric | 01022021 |  | Schneider Electric |  | SED | 01261 |  |  | 99.36 |  | 1 |  | 1 | 2 PLATE UPRIGHTS 36M PRISMA G IP30 | 2 MONTANTS SUPPORT PLASTRONS 36M G IP30 |  | 2 PLATE UPRIGHTS 36M PRISMA G IP30 | [18 empty] | 1 | 3606480908736 | 0 |  | 2900 | 186 | 12 | 8 | 17.856 | [23 empty] | 13 | N | [12 empty] | MD1 | MW | 8538909999
Schneider Electric | Schneider Electric | 01022021 |  | Schneider Electric |  | SED | 01264 |  |  | 27.32 |  | 1 |  | 10 | GEDECENTREERDE PLAAT 4M PACK 160 | PLASTRON DECENTRE 4M SAV PACK |  | DECENTERED PLATE 4M PACK 160 | [18 empty] | 1 | 3303430012641 | 0 |  | 750 | 52 | 21 | 3 | 3.276 | 23303430012645 | 10 | 7500 | 52.5 | 22.5 | 17 | [8 empty] | 33303430012642 | 30 | 22500 | 120 | 80 | 32 |  |  |  | 7 | N | [12 empty] | MD1 | MW | 7326909890 | [14 empty] | Prisma G - Modulaire frontplaat en montageplaat - 4 modules | Prisma G - platine avant modulaire et plaque de montage - 4 modules | [17 empty] | https://eref.se.com/be/nl/sis-tarif/product/01264 | https://eref.se.com/be/fr/sis-tarif/product/01264
Schneider Electric | Schneider Electric | 01022021 |  | Schneider Electric |  | SED | 01265 |  |  | 33.01 |  | 1 |  | 10 | GEDECENTREERDE PLAAT 4,5M PACK 160 | PLASTRON DECENTRE 4,5M SAV PACK |  | DECENTERED PLATE 4,5M PACK 160 | [18 empty] | 1 | 3606480397561 | 0 |  | 850 | 52 | 25 | 3 | 3.9 | 13606480397568 | 10 | 8400 | 52.2 | 26.5 | 26.4 | [9 empty] | 20 | 16800 | 120 | 80 | 80 |  |  |  | 7 | N | [12 empty] | MD1 | MW | 7326909890 | [14 empty] | Prisma G - volle frontplaat voor Pack 160 hoogte 4,5 modules 225 mm | Prisma G - plaque avant lisse pour Pack 160 de hauteur 4,5 modules 225 mm | [17 empty] | https://eref.se.com/be/nl/sis-tarif/product/01265 | https://eref.se.com/be/fr/sis-tarif/product/01265
Schneider Electric | Schneider Electric | 01022021 |  | Schneider Electric |  | SED | 03001 |  |  | 8.99 |  | 1 |  | 25 | RAIL MODULAIRE APP | RAIL APP.MOD. |  | W600 MODULAR DEVICE RAIL PRISMA G | [18 empty] | 1 | 3303430030010 | 0 |  | 240 | 47 | 10 | 4 | 1.88 | 13303430030017 | 25 | 6860 | 49.5 | 49.5 | 13.5 | [8 empty] | 73303430030019 | 300 | 82320 | 120 | 80 | 63 |  |  |  | 2 | Y | [12 empty] | MD1 | MW | 7326909890 | [5 empty] | 220060 | [8 empty] | Rail voor modulaire apparatuur | Rail appareillage modulaire | [17 empty] | https://eref.se.com/be/nl/sis-tarif/product/03001 | https://eref.se.com/be/fr/sis-tarif/product/03001
Schneider Electric | Schneider Electric | 01022021 |  | Schneider Electric |  | SED | 03002 |  |  | 17.72 |  | 1 |  | 10 | INSTELBARE RAIL MOD.APP. | RAIL APP.MOD.REGLABLE |  | W600 ADJUSTABLE MOD. DEV. RAIL PRISMA G | [18 empty] | 1 | 3303430030027 | 0 |  | 340 | 47 | 11 | 6 | 3.102 | 13303430030024 | 10 | 3780000 | 48.5 | 31 | 15 | [9 empty] | 300 | 125400 | 1200 | 800 | 1050 |  |  |  | 2 | Y | [12 empty] | MD1 | MW | 7326909890 | [5 empty] | 220060 | [8 empty] | Regelbare rail voor modulaire apparatuur | Rail appareillage modulaire réglable | [17 empty] | https://eref.se.com/be/nl/sis-tarif/product/03002 | https://eref.se.com/be/fr/sis-tarif/product/03002
Schneider Electric | Schneider Electric | 01022021 |  | Schneider Electric |  | SED | 03003 |  |  | 14.03 |  | 1 |  | 1 | VERLAAGDE RAIL MOD APP | RAIL APP.MOD.SURBAISSE |  | W600 RECESSED MODULAR DEV. RAIL PRISMA G | [18 empty] | 1 | 3303430030034 | 0 |  | 180 | 47 | 4 | 4 | 0.752 | [7 empty] | 13303430030031 | 60 | 10800 | 60 | 40 | 30 |  | 73303430030033 | 240 | 43200 | 120 | 80 | 45 |  |  |  | 2 | Y | [12 empty] | MD1 | MW | 8538909999 | [5 empty] | 220060 | [8 empty] | Verlaagde rail voor modulaire apparatuur | Rail appareillage modulaire surbaissé | [17 empty] | https://eref.se.com/be/nl/sis-tarif/product/03003 | https://eref.se.com/be/fr/sis-tarif/product/03003
Schneider Electric | Schneider Electric | 01022021 |  | Schneider Electric |  | SED | 03004 |  |  | 6.59 |  | 1 |  | 12 | RAIL MOD APP ACHTER | RAIL APP.MOD.EN FOND |  | W600 REAR MODULAR DEVICE RAIL PRISMA G | [18 empty] | 1 | 3303430030041 | 0 |  | 160 | 47 | 4 | 2 | 0.376 | 13303430030048 | 12 | 2020000 | 47 | 13 | 9 | [8 empty] | 73303430030040 | 576 | 99840 | 120 | 80 | 75 |  |  |  | 2 | Y | [12 empty] | MD1 | MW | 8538909999 | [5 empty] | 220060 | [8 empty] | Rail voor modulaire apparatuur achterin | Rail appareillage modulaire en fond | [17 empty] | https://eref.se.com/be/nl/sis-tarif/product/03004 | https://eref.se.com/be/fr/sis-tarif/product/03004
Schneider Electric | Schneider Electric | 01022021 |  | Schneider Electric |  | SED | 03005 |  |  | 7.52 |  | 1 |  | 100 | DIN-RAILSTEUN 45° | SUPPORT RAIL DIN 45° |  | 2 MODULAR DEV.RAIL SUPPORTS 30° PRISMA G | [18 empty] | 1 | 3303430030058 | 0 |  | 60 | 11 | 4 | 2 | 0.088 | 13303430030055 | 100 | 6100 | 15 | 40 | 30 |  | 13303430030055 | 100 | 5950 | 40 | 30 | 15 |  | 73303430030057 | 400 | 24000 | 120 | 80 | 30 |  |  |  | 7 | N | [12 empty] | MD1 | MW | 8538909999 | [5 empty] | 220060 | [8 empty] | DIN-railsteun 45° | Support rail DIN 45° | [17 empty] | https://eref.se.com/be/nl/sis-tarif/product/03005 | https://eref.se.com/be/fr/sis-tarif/product/03005
Schneider Electric | Schneider Electric | 01022021 |  | Schneider Electric |  | SED | 03006 |  |  | 11.76 |  | 1 |  | 8 | MOD. DEV.RAIL L750 | RAIL APP.MOD.L750 |  | W850 MODULAR DEVICE RAIL PRISMA G | [18 empty] | 1 | 3303430030065 | 0 |  | 300 | 70 | 11 | 4 | 3.08 | 13303430030062 | 8 | 2820000 | 72 | 25 | 15.5 | [8 empty] | 73303430030064 | 240 | 84600 | 120 | 80 | 85 |  |  |  | 2 | Y | [12 empty] | MD1 | MW | 8538909999 | [14 empty] | Prisma Plus - G Systeem - modulair apparaat rail - B = 750 mm | Prisma Système G - Rail appareil modulaire, L = 750 mm | [17 empty] | https://eref.se.com/be/nl/sis-tarif/product/03006 | https://eref.se.com/be/fr/sis-tarif/product/03006
Schneider Electric | Schneider Electric | 01022021 |  | Schneider Electric |  | SED | 03007 |  |  | 22.92 |  | 1 |  | 10 | MOD. DEV. ADJUSTABLE RAIL L750 | RAIL APP.MOD.REGLABLE L750 |  | W850 ADJUSTABLE MOD. DEV. RAIL PRISMA G | [18 empty] | 1 | 3303430030072 | 0 |  | 400 | 69 | 11 | 6 | 4.554 | 13303430030079 | 10 | 4660000 | 73.5 | 33 | 15.5 | [8 empty] | 73303430030071 | 140 | 65240 | 120 | 80 | 75 |  |  |  | 2 | Y | [12 empty] | MD1 | MW | 8538909999 | [14 empty] | Prisma Plus - G Systeem - modulair apparaat rail - aanpasbaar - B = 750 mm | Prisma Système G - Rail appareil modulaire réglable, L = 750 mm | [17 empty] | https://eref.se.com/be/nl/sis-tarif/product/03007 | https://eref.se.com/be/fr/sis-tarif/product/03007
Schneider Electric | Schneider Electric | 01022021 |  | Schneider Electric |  | SED | 03008 |  |  | 10.11 |  | 1 |  | 48 | MOD. DEV.RAIL FOR NSA PACK | RAIL APP MOD NSA PACK |  | NG160 DEVICE RAIL PACK 160 | [18 empty] | 1 | 3303430030089 | 0 |  | 160 | 46 | 4 | 2 | 0.368 | 13303430030086 | 48 | 7780 | 48 | 24 | 15 | [8 empty] | 73303430030088 | 240 | 38500 | 120 | 80 | 75 |  |  |  | 7 | N | [12 empty] | MD1 | MW | 7216690000 | [5 empty] | 220060 | [8 empty] | Prisma Plus - G-systeem - pakketbehuizing - rail modulair apparaat voor NG160 | Prisma Système G - Rail appareil modulaire pour NG160, coffret Pack | [17 empty] | https://eref.se.com/be/nl/sis-tarif/product/03008 | https://eref.se.com/be/fr/sis-tarif/product/03008
Schneider Electric | Schneider Electric | 01022021 |  | Schneider Electric |  | SED | 03010 |  |  | 10.85 |  | 1 |  | 10 | RAIL MOD APP L250 | RAIL APP.MOD.L250 |  | W300 MODULAR DEVICE RAIL PRISMA G | [18 empty] | 1 | 3303430030102 | 0 |  | 180 | 18 | 4 | 11 | 0.792 | 13303430030109 | 10 | 1830000 | 25 | 13 | 21.2 | [9 empty] | 300 | 66900 | 120 | 80 | 80 |  |  |  | 2 | Y | [12 empty] | MD1 | MW | 7326909890 | [5 empty] | 220060 | [8 empty] | Rail voor modulaire apparatuur lengte 250 | Rail appareillage modulaire longueur 250 | [17 empty] | https://eref.se.com/be/nl/sis-tarif/product/03010 | https://eref.se.com/be/fr/sis-tarif/product/03010
Schneider Electric | Schneider Electric | 01022021 |  | Schneider Electric |  | SED | 03011 |  |  | 19.45 |  | 1 |  | 10 | INSTELBARE RAIL MOD APP L250 | RAIL APP.MOD.REGLABLE L250 |  | W300 ADJUSTABLE MOD. DEV. RAIL PRISMA G | [18 empty] | 1 | 3303430030119 | 0 |  | 260 | 22 | 6 | 11 | 1.452 | 13303430030116 | 10 | 2640000 | 24 | 24 | 15 | [9 empty] | 130 | 46320 | 120 | 80 | 80 |  |  |  | 7 | N | [12 empty] | MD1 | MW | 7326909890 | [5 empty] | 220060 | [8 empty] | Regelbare rail voor modulaire apparatuur lengte 250 | Rail appareillage modulaire réglable longueur 250 | [17 empty] | https://eref.se.com/be/nl/sis-tarif/product/03011 | https://eref.se.com/be/fr/sis-tarif/product/03011
Schneider Electric | Schneider Electric | 01022021 |  | Schneider Electric |  | SED | 03020 |  |  | 58.83 |  | 1 |  | 1 | M.PLATE NSXM/VIGI/SDX TOGGLE W600 | M.PLATE NSXm/VIGI/SDx HZ. TOGGLE W600 |  | M.PLATE NSXm/VIGI/SDx HZ. TOGGLE W600 | [18 empty] | 1 | 3606481190406 | 0 |  | 1096 | 47 | 15 | 6 | 4.23 | [7 empty] | 43606481190404 | 16 | 18080 | 60 | 40 | 30 |  |  | 128 | 140288 | 120 | 80 | 80 |  |  |  | 7 | N | [12 empty] | MD1 | MW | 8538909999 | [33 empty] | https://eref.se.com/be/nl/sis-tarif/product/03020 | https://eref.se.com/be/fr/sis-tarif/product/03020
Schneider Electric | Schneider Electric | 01022021 |  | Schneider Electric |  | SED | 03021 |  |  | 58.83 |  | 1 |  | 1 | M.PLATE NSXM HORIZONTAL HANDLE W600 | M.PLATE NSXm/VIGI/SDx HZ ROT.HANDLE W600 |  | M.PLATE NSXm/VIGI/SDx HZ ROT.HANDLE W600 | [18 empty] | 1 | 3606481190413 | 0 |  | 1015 | 47 | 15 | 4 | 2.82 | [7 empty] | 43606481190411 | 16 | 16240 | 60 | 40 | 30 |  |  | 128 | 129920 | 120 | 80 | 80 |  |  |  | 7 | N | [12 empty] | MD1 | MW | 8538909999 | [33 empty] | https://eref.se.com/be/nl/sis-tarif/product/03021 | https://eref.se.com/be/fr/sis-tarif/product/03021
Schneider Electric | Schneider Electric | 01022021 |  | Schneider Electric |  | SED | 03030 |  |  | 20.69 |  | 1 |  | 5 | GRPL NS-INS250 HZ VAST/KR | PLAT.NS-INS250 HZ.FIXE/MAN |  | M.PLATE NSX/CVS/INS 250 HZ.FIXED TOGGLE | [18 empty] | 1 | 3303430030300 | 0 |  | 1140 | 47 | 21 | 6 | 5.922 | 13303430030307 | 5 | 6300 | 50 | 32 | 22.5 | [8 empty] | 73303430030309 | 70 | 91560000 | 90 | 120 | 80 |  |  |  | 2 | Y | [12 empty] | MD1 | MW | 8538100000 | [5 empty] | 220060 | [8 empty] | Grondplaat NS-INS250 horizontaal vast/krukbediening | Platine NS-INS250 horizontal fixe/maneton | [17 empty] | https://eref.se.com/be/nl/sis-tarif/product/03030 | https://eref.se.com/be/fr/sis-tarif/product/03030
Schneider Electric | Schneider Electric | 01022021 |  | Schneider Electric |  | SED | 03031 |  |  | 21.13 |  | 1 |  | 16 | GRPL NS250 HZ VAST/DRA | PLAT.NS250 HZ.FIXE/ROT. |  | M.PL.NSX/CVS/VIGI 250 HZ.FIX. ROT.HANDLE | [18 empty] | 1 | 3303430030317 | 0 |  | 1100 | 47 | 19 | 4 | 3.572 | 13303430030314 | 16 | 17900 | 30 | 60 | 40 |  | 13303430030314 | 16 | 18650 | 60 | 40 | 30 |  | 73303430030316 | 32 | 35800 | 120 | 80 | 45 |  |  |  | 7 | N | [12 empty] | MD1 | MW | 8538100000 | [5 empty] | 220060 | [8 empty] | Grondplaat NS250 horizontaal vast/draaibediening | Platine NS250 horizontal fixe/rotative | [17 empty] | https://eref.se.com/be/nl/sis-tarif/product/03031 | https://eref.se.com/be/fr/sis-tarif/product/03031
Schneider Electric | Schneider Electric | 01022021 |  | Schneider Electric |  | SED | 03032 |  |  | 21.13 |  | 1 |  | 1 | GRPL NS250 HZ VAST/AFS UIT+S | PLAT.NS250 HZ.FIXE/TEL.SOCLE |  | M.PLATE NSX 250 HZ. FIX+MOT/PLUG-IN | [18 empty] | 1 | 3303430030324 | 0 |  | 1016 | 47 | 19 | 3 | 2.679 | [7 empty] | 13303430030321 | 20 | 20320 | 60 | 40 | 30 |  | 73303430030323 | 40 | 40640 | 120 | 80 | 45 |  |  |  | 7 | N | [12 empty] | MD1 | MW | 8538100000 | [5 empty] | 220060 | [8 empty] | Grondplaat NS250 horizontaal vast/afstandsbediening uittrekbaar met sokkel | Platine NS250 horizontal fixe/télécommande débrochable sur socle | [17 empty] | https://eref.se.com/be/nl/sis-tarif/product/03032 | https://eref.se.com/be/fr/sis-tarif/product/03032
Schneider Electric | Schneider Electric | 01022021 |  | Schneider Electric |  | SED | 03033 |  |  | 21.55 |  | 1 |  | 1 | GRPL NS250 VIGI HZ VAST/KR | PLAT.NS250 VIGI HZ.FIXE/MAN. |  | M.PLATE VIGI NSX/CVS 250 HZ.FIXED TOGGLE | [18 empty] | 1 | 3303430030331 | 0 |  | 940 | 47 | 19 | 5 | 4.465 | [7 empty] | 13303430030338 | 10 | 10600 | 60 | 40 | 30 |  | 73303430030330 | 120 | 112800 | 120 | 80 | 105 |  |  |  | 2 | Y | [12 empty] | MD1 | MW | 8538909999 | [5 empty] | 220060 | [8 empty] | Grondplaat NS250 Vigi horizontaal vast/krukbediening | Platine NS250 Vigi horizontal fixe/maneton | [17 empty] | https://eref.se.com/be/nl/sis-tarif/product/03033 | https://eref.se.com/be/fr/sis-tarif/product/03033
Schneider Electric | Schneider Electric | 01022021 |  | Schneider Electric |  | SED | 03040 |  |  | 24.82 |  | 1 |  | 10 | GRPL NS250 V VAST/KR | PLAT.NS250 V.FIXE/MAN. |  | M.PL. NSX/CVS/VIGI/INS 250 V. FIX.TOGGLE | [18 empty] | 1 | 3303430030409 | 0 |  | 915 | 47 | 15 | 5 | 3.525 | 13303430030406 | 10 | 10600 | 30 | 60 | 40 |  | 13303430030406 | 10 | 10600 | 60 | 40 | 30 | [10 empty] | 2 | Y | [12 empty] | MD1 | MW | 8538100000 | [5 empty] | 220060 | [8 empty] | Grondplaat NS250 verticaal vast/krukbediening | Platine NS250 vertical fixe/maneton | [17 empty] | https://eref.se.com/be/nl/sis-tarif/product/03040 | https://eref.se.com/be/fr/sis-tarif/product/03040
Schneider Electric | Schneider Electric | 01022021 |  | Schneider Electric |  | SED | 03041 |  |  | 25.34 |  | 1 |  | 1 | GRPL NS250 V VAST/DRA | PLAT.NS250 V.FIXE/ROT. |  | M.PL. NSX/CVS/VIGI 250 V. FIX.ROT.HANDLE | [18 empty] | 1 | 3303430030416 | 0 |  | 840 | 47 | 15 | 4 | 2.82 | [7 empty] | 13303430030413 | 14 | 12560 | 60 | 40 | 30 |  | 73303430030415 | 56 | 50240 | 120 | 80 | 45 |  |  |  | 7 | N | [12 empty] | MD1 | MW | 8538100000 | [5 empty] | 220060 | [8 empty] | Grondplaat NS250 verticaal vast/draaibediening | Platine NS250 vertical fixe/rotative | [17 empty] | https://eref.se.com/be/nl/sis-tarif/product/03041 | https://eref.se.com/be/fr/sis-tarif/product/03041
Schneider Electric | Schneider Electric | 01022021 |  | Schneider Electric |  | SED | 03043 |  |  | 40.12 |  | 1 |  | 1 | GRPL N-NOS NS/INS250 DRA | PLAT.INVERSEUR NS/INS250 ROT. |  | M.PL. NSX/INS-INV250 CHANGEOVER ROT.HAND | [18 empty] | 1 | 3303430030430 | 0 |  | 1370 | 47 | 23 | 1 | 1.081 | [7 empty] | 13303430030437 | 14 | 19883 | 60 | 40 | 30 | [10 empty] | 7 | N | [12 empty] | MD1 | MW | 8538100000 | [5 empty] | 220060 | [8 empty] | Grondplaat normaal-noodomschakelaar NS/INS250 draaibediening | Platine inverseur NS/INS250 rotative | [17 empty] | https://eref.se.com/be/nl/sis-tarif/product/03043 | https://eref.se.com/be/fr/sis-tarif/product/03043
Schneider Electric | Schneider Electric | 01022021 |  | Schneider Electric |  | SED | 03050 |  |  | 27.33 |  | 1 |  | 30 | GRPL NS-INS250 V VAST/KR L250 | PLAT.NS-INS250V.FIXE/MAN.L250 |  | M.PL. NSX/CVS/VIGI/INS 250 V. FIX.TOGGLE | [18 empty] | 1 | 3303430030508 | 0 |  | 600 | 22 | 16 | 6 | 2.112 | 13303430030505 | 30 | 17000 | 30 | 60 | 40 |  | 13303430030505 | 30 | 18703 | 60 | 40 | 30 |  | 73303430030507 | 240 | 161624 | 120 | 80 | 105 |  |  |  | 2 | Y | [12 empty] | MD1 | MW | 8538100000 | [5 empty] | 220060 | [8 empty] | Grondplaat NS-INS250 verticaal vast/krukbediening L250 | Platine NS-INS250 vertical fixe/maneton L250 | [17 empty] | https://eref.se.com/be/nl/sis-tarif/product/03050 | https://eref.se.com/be/fr/sis-tarif/product/03050
Schneider Electric | Schneider Electric | 01022021 |  | Schneider Electric |  | SED | 03051 |  |  | 27.84 |  | 1 |  | 20 | GRPL NS250 V VAST/DRA L250 | PLAT.NS250 V.FIXE/ROT.L250 |  | M.PL.NSX/CVS/INS 250 V. FIXED ROT.HANDLE | [18 empty] | 1 | 3303430030515 | 0 |  | 494 | 22 | 14 | 4 | 1.232 | 13303430030512 | 20 | 10583 | 30 | 60 | 40 |  | 13303430030512 | 20 | 10583 | 60 | 40 | 30 |  | 73303430030514 | 40 | 21600 | 120 | 80 | 45 |  |  |  | 7 | N | [12 empty] | MD1 | MW | 8538100000 | [5 empty] | 220060 | [8 empty] | Grondplaat NS250 verticaal vast/draaibediening L250 | Platine NS250 vertical fixe/rotative L250 | [17 empty] | https://eref.se.com/be/nl/sis-tarif/product/03051 | https://eref.se.com/be/fr/sis-tarif/product/03051
Schneider Electric | Schneider Electric | 01022021 |  | Schneider Electric |  | SED | 03070 |  |  | 33.91 |  | 1 |  | 8 | GRPL NS630 HZ VAST/KR | PLAT.NS630 HZ.FIXE/MAN. |  | M.PLATE NSX/CVS/INS 630 HZ. FIX. TOGGLE | [18 empty] | 1 | 3303430030706 | 0 |  | 2300 | 47 | 29 | 3 | 4.089 | 13303430030703 | 8 | 18820 | 60 | 40 | 30 |  | 13303430030703 | 8 | 19050 | 60 | 40 | 30 |  | 73303430030705 | 96 | 225840 | 120 | 80 | 105 |  |  |  | 2 | Y | [12 empty] | MD1 | MW | 8538100000 | [5 empty] | 220060 | [8 empty] | Grondplaat NS630 horizontaal vast/krukbediening | Platine NS630 horizontale fixe/maneton | [17 empty] | https://eref.se.com/be/nl/sis-tarif/product/03070 | https://eref.se.com/be/fr/sis-tarif/product/03070
Schneider Electric | Schneider Electric | 01022021 |  | Schneider Electric |  | SED | 03073 |  |  | 40.65 |  | 1 |  | 5 | GRPL NS-INS630 V VAST/KR | PLAT.NS-INS630 V.FIXE/MAN. |  | M.PL NSX/CVS/VIGI/INS 630 V. FIX. TOGGLE | [18 empty] | 1 | 3303430030737 | 0 |  | 2610 | 47 | 27 | 9 | 11.421 | 13303430030734 | 5 | 13780 | 30 | 60 | 40 |  | 13303430030734 | 5 | 13780 | 60 | 40 | 30 | [10 empty] | 2 | Y | [12 empty] | MD1 | MW | 8538100000 | [5 empty] | 220060 | [8 empty] | Grondplaat NS-INS630 verticaal vast/krukbediening | Platine NS-INS630 vertical fixe/maneton | [17 empty] | https://eref.se.com/be/nl/sis-tarif/product/03073 | https://eref.se.com/be/fr/sis-tarif/product/03073
Schneider Electric | Schneider Electric | 01022021 |  | Schneider Electric |  | SED | 03074 |  |  | 41.47 |  | 1 |  | 1 | GRPL NS630 V VAST/DRA | PLAT.NS630 V.FIXE/ROT. |  | M.PL NSX/CVS/VIGI 630 V. FIX. ROT.HANDLE | [18 empty] | 1 | 3303430030744 | 0 |  | 2240 | 47 | 23 | 4 | 4.324 | [7 empty] | 13303430030741 | 9 | 20260 | 60 | 40 | 30 |  | 73303430030743 | 36 | 80740 | 120 | 80 | 45 |  |  |  | 7 | N | [12 empty] | MD1 | MW | 8538100000 | [5 empty] | 220060 | [8 empty] | Grondplaat NS630 verticaal vast/draaibediening | Platine NS630 vertical fixe/rotative | [17 empty] | https://eref.se.com/be/nl/sis-tarif/product/03074 | https://eref.se.com/be/fr/sis-tarif/product/03074
Schneider Electric | Schneider Electric | 01022021 |  | Schneider Electric |  | SED | 03080 |  |  | 37.24 |  | 1 |  | 1 | GRPL NS-INS630 V VAST/KR L250 | PLAT.NS-INS630V.FIXE/MAN.L250 |  | M.PL NSX/CVS/VIGI/INS 630 V. FIX. TOGGLE | [18 empty] | 1 | 3303430030805 | 0 |  | 780 | 23 | 22 | 3 | 1.518 | [7 empty] | 13303430030802 | 25 | 20353 | 60 | 40 | 30 | [10 empty] | 2 | Y | [12 empty] | MD1 | MW | 8538909999 | [5 empty] | 220060 | [8 empty] | Grondplaat NS-INS630 verticaal vast/krukbediening L250 | Platine NS-INS630 vertical fixe/maneton L250 | [17 empty] | https://eref.se.com/be/nl/sis-tarif/product/03080 | https://eref.se.com/be/fr/sis-tarif/product/03080
Schneider Electric | Schneider Electric | 01022021 |  | Schneider Electric |  | SED | 03081 |  |  | 38 |  | 1 |  | 1 | GRPL NS630 V VAST/DRA L250 | PLAT.NS630 V.FIXE/ROT.L250 |  | M.PLATE NSX/CVS 630 V. FIXED ROT.HANDLE | [18 empty] | 1 | 3303430030812 | 0 |  | 620 | 23 | 22 | 1 | 0.506 | [7 empty] | 13303430030819 | 10 | 6480 | 40 | 30 | 15 |  | 73303430030811 | 30 | 19440 | 120 | 80 | 30 |  |  |  | 7 | N | [12 empty] | MD1 | MW | 8538909999 | [5 empty] | 220060 | [8 empty] | Grondplaat NS630 verticaal vast/draaibediening L250 | Platine NS630 vertical fixe/rotative L250 | [17 empty] | https://eref.se.com/be/nl/sis-tarif/product/03081 | https://eref.se.com/be/fr/sis-tarif/product/03081
Schneider Electric | Schneider Electric | 01022021 |  | Schneider Electric |  | SED | 03141 |  |  | 185.95 |  | 1 |  | 1 | CONTROL PANEL KIT | TARIF CONTROL PANEL KIT |  | PANEL KIT CLASS 2 TARIF CONTROL 1P/3P | [18 empty] | 1 | 3303430031413 | 0 |  | 4610 | 55 | 32 | 13 | 22.88 | [15 empty] | 24 | 100320 | 120 | 80 | 80 |  |  |  | 7 | N | [12 empty] | MD1 | MW | 8538100000 | [33 empty] | https://eref.se.com/be/nl/sis-tarif/product/03141 | https://eref.se.com/be/fr/sis-tarif/product/03141
Schneider Electric | Schneider Electric | 01022021 |  | Schneider Electric |  | SED | 03152 |  |  | 64.74 |  | 1 |  | 10 | MONTAGEPLAAT VOOR 2 3P-METERS | PLAT, 2 COMPTEURS TRI |  | M.PLATE FOR 2 3P-METERS | [18 empty] | 1 | 3303430031529 | 0 |  | 2280 | 47 | 42 | 2 | 3.948 | 13303430031526 | 10 | 23920000 | 82 | 54 | 17 | [8 empty] | 73303430031528 | 100 | 239200 | 120 | 80 | 90 |  |  |  | 7 | N | [12 empty] | MD1 | MW | 8538909999 | [14 empty] | Prisma - G - Montageplaat voor 2-meter onderhoud | Prisma - G - Platine pour 2 compteurs triphasés | [17 empty] | https://eref.se.com/be/nl/sis-tarif/product/03152 | https://eref.se.com/be/fr/sis-tarif/product/03152
Schneider Electric | Schneider Electric | 01022021 |  | Schneider Electric |  | SED | 03154 |  |  | 97.27 |  | 1 |  | 1 | KLASSE 2 ISOLERENDE PLAAT W600 / W650 | PLAQUE ISOLANTE |  | CLASS 2 INSULATING PLATE W600/W650 | [18 empty] | 1 | 3303430031543 | 0 |  | 670 | 68 | 52 | 6 | 21.216 | [15 empty] | 24 | 15840 | 120 | 80 | 80 |  |  |  | 8 | N | [12 empty] | MD1 | MW | 3926909790 | [14 empty] | Prisma - G & P - Frontplaat voor 1 driefasige meter in goot | Prisma - G & P - Plastron pour 1 compteur triphasé en gaine | [17 empty] | https://eref.se.com/be/nl/sis-tarif/product/03154 | https://eref.se.com/be/fr/sis-tarif/product/03154
Schneider Electric | Schneider Electric | 01022021 |  | Schneider Electric |  | SED | 03164 |  |  | 16.11 |  | 1 |  | 1 | BEV.MOEREN RAIL DIN M4 (1 ST=20) | 20 ECROUS FIXATION/RAIL DIN M4 |  | 20 M4 CLIP-NUTS MOD.DEV.RAILS | [18 empty] | 1 | 3303430031642 | 0 |  | 140 | 15 | 11 | 2 | 0.33 | [7 empty] | 13303430031649 | 50 | 7480 | 40 | 30 | 15 | [10 empty] | 7 | N | [12 empty] | MD1 | MW | 7318159590 | [5 empty] | 220060 | [8 empty] | 20 bevestigingsmoeren voor rail DIN M4 | 20 écrous de fixation pour rail DIN M4 | [17 empty] | https://eref.se.com/be/nl/sis-tarif/product/03164 | https://eref.se.com/be/fr/sis-tarif/product/03164
Schneider Electric | Schneider Electric | 01022021 |  | Schneider Electric |  | SED | 03165 |  |  | 16.11 |  | 1 |  | 1 | BEV.MOEREN RAIL DIN M5 (1 ST=20) | 20 ECROUS FIXATION/RAIL DIN M5 |  | 20 M5 CLIP NUTS MOD.DEV.RAILS | [18 empty] | 1 | 3303430031659 | 0 |  | 140 | 15 | 11 | 2 | 0.33 | [7 empty] | 13303430031656 | 50 | 7400 | 40 | 30 | 15 | [10 empty] | 7 | N | [12 empty] | MD1 | MW | 7318159590 | [5 empty] | 220060 | [9 empty] | Prisma - G & P - Ecrous de fixation (20), M5, pour rail DIN | [17 empty] | https://eref.se.com/be/nl/sis-tarif/product/03165 | https://eref.se.com/be/fr/sis-tarif/product/03165
Schneider Electric | Schneider Electric | 01022021 |  | Schneider Electric |  | SED | 03166 |  |  | 16.11 |  | 1 |  | 1 | BEV.MOEREN RAIL DIN M6 (1 ST=20) | 20 ECROUS FIXATION/RAIL DIN M6 |  | 20 M6 CLIP-NUTS MOD.DEV.RAILS | [18 empty] | 1 | 3303430031666 | 0 |  | 140 | 15 | 11 | 2 | 0.33 | [7 empty] | 13303430031663 | 50 | 7480 | 40 | 30 | 15 |  | 73303430031665 | 400 | 59840 | 120 | 80 | 30 |  |  |  | 7 | N | [12 empty] | MD1 | MW | 7318159590 | [5 empty] | 220060 | [8 empty] | 20 bevestigingsmoeren voor rail DIN M6 | 20 écrous de fixation pour rail DIN M6 | [17 empty] | https://eref.se.com/be/nl/sis-tarif/product/03166 | https://eref.se.com/be/fr/sis-tarif/product/03166
Schneider Electric | Schneider Electric | 01022021 |  | Schneider Electric |  | SED | 03170 |  |  | 49.16 |  | 1 |  | 10 | PERFO. GRPL 4M IN KAST | PLAT.PERF.4M COF-ARM. |  | SLOTTED MOUNTING PLATE W600 4M | [18 empty] | 1 | 3303430031703 | 0 |  | 720 | 47 | 20 | 1 | 0.94 | 13303430031700 | 10 | 7980 | 60 | 20 | 40 | [8 empty] | 73303430031702 | 120 | 95760 | 120 | 80 | 105 |  |  |  | 2 | Y | [12 empty] | MD1 | MW | 8538100000 | [5 empty] | 220060 | [8 empty] | Geperforeerde grondplaat 4 modules in kast | Platine perforée 4 modules en coffret/armoire | [17 empty] | https://eref.se.com/be/nl/sis-tarif/product/03170 | https://eref.se.com/be/fr/sis-tarif/product/03170
Schneider Electric | Schneider Electric | 01022021 |  | Schneider Electric |  | SED | 03171 |  |  | 63.92 |  | 1 |  | 10 | KUIPV PERFO GRPL 4M IN KAST | PLAT.PERF.CUVETTE 4M COF-ARM. |  | RECESSED SLOTTED M.PLATE W600 4M | [18 empty] | 1 | 3303430031710 | 0 |  | 800 | 47 | 19 | 3 | 2.679 | 13303430031717 | 10 | 8100 | 60 | 40 | 20 | [8 empty] | 73303430031719 | 120 | 97920 | 120 | 80 | 105 |  |  |  | 7 | N | [12 empty] | MD1 | MW | 8538100000 | [5 empty] | 220060 | [8 empty] | Kuipvormige geperforeerde grondplaat 4 modules in kast | Platine perforée cuvette 4 modules en coffret/armoire | [17 empty] | https://eref.se.com/be/nl/sis-tarif/product/03171 | https://eref.se.com/be/fr/sis-tarif/product/03171
Schneider Electric | Schneider Electric | 01022021 |  | Schneider Electric |  | SED | 03172 |  |  | 95.84 |  | 1 |  | 7 | KUIPV PERFO GRPL 6M IN KAST | PLAT.PERF.CUVETTE 6M COF-ARM. |  | RECESSED SLOTTED M.PLATE W600 6M | [18 empty] | 1 | 3303430031727 | 0 |  | 1020 | 47 | 30 | 3 | 4.23 | 13303430031724 | 7 | 7920 | 60 | 40 | 20 |  | 13303430031724 | 7 | 7920 | 60 | 40 | 30 |  |  | 84 | 96840 | 120 | 80 | 104 |  |  |  | 7 | N | [12 empty] | MD1 | MW | 8538100000 | [5 empty] | 220060 | [8 empty] | Kuipvormige geperforeerde grondplaat 6 modules in kast | Platine perforée cuvette 6 modules en coffret/armoire | [17 empty] | https://eref.se.com/be/nl/sis-tarif/product/03172 | https://eref.se.com/be/fr/sis-tarif/product/03172
Schneider Electric | Schneider Electric | 01022021 |  | Schneider Electric |  | SED | 03173 |  |  | 127.78 |  | 1 |  | 5 | KUIPV PERFO GRPL 9M IN KAST | PLAT.PERF.CUVETTE 9M COF-ARM. |  | RECESSED SLOTTED M.PLATE W600 9M | [18 empty] | 1 | 3303430031734 | 0 |  | 1455 | 47 | 45 | 3 | 6.345 | 13303430031731 | 5 | 8460000 | 82 | 54 | 17 | [8 empty] | 73303430031733 | 40 | 67680 | 120 | 80 | 95 |  |  |  | 7 | N | [12 empty] | MD1 | MW | 8538100000 | [5 empty] | 220060 | [8 empty] | Kuipvormige geperforeerde grondplaat 9 modules in kast | Platine perforée cuvette 9 modules en coffret/armoire | [17 empty] | https://eref.se.com/be/nl/sis-tarif/product/03173 | https://eref.se.com/be/fr/sis-tarif/product/03173
Schneider Electric | Schneider Electric | 01022021 |  | Schneider Electric |  | SED | 03175 |  |  | 54.06 |  | 1 |  | 1 | PERFO. GRPL 4M L250 | PLAT.PERF.4M L250 |  | SLOTTED MOUNTING PLATE W300 4M | [18 empty] | 1 | 3303430031758 | 0 |  | 315 | 20 | 19 | 2 | 0.76 | [7 empty] | 13303430031755 | 8 | 2886 | 40 | 30 | 15 |  | 73303430031757 | 24 | 8655 | 120 | 80 | 45 |  |  |  | 7 | N | [12 empty] | MD1 | MW | 8538100000 | [5 empty] | 220060 | [8 empty] | Geperforeerde grondplaat 4 modules L250 | Platine perforée 4 modules L250 | [17 empty] | https://eref.se.com/be/nl/sis-tarif/product/03175 | https://eref.se.com/be/fr/sis-tarif/product/03175
Schneider Electric | Schneider Electric | 01022021 |  | Schneider Electric |  | SED | 03176 |  |  | 70.3 |  | 1 |  | 1 | KUIPV PERFO GRPL 4M L250 | PLAT.PERF.CUVETTE 4M L250 |  | RECESSED SLOTTED M.PLATE W300 4M | [18 empty] | 1 | 3303430031765 | 0 |  | 330 | 22 | 19 | 3 | 1.254 | [7 empty] | 13303430031762 | 8 | 3000 | 40 | 30 | 15 |  | 73303430031764 | 64 | 24000 | 120 | 80 | 30 |  |  |  | 7 | N | [12 empty] | MD1 | MW | 8538100000 | [5 empty] | 220060 | [8 empty] | Kuipvormige geperforeerde grondplaat 4 modules L250 | Platine perforée cuvette 4 modules L250 | [17 empty] | https://eref.se.com/be/nl/sis-tarif/product/03176 | https://eref.se.com/be/fr/sis-tarif/product/03176
Schneider Electric | Schneider Electric | 01022021 |  | Schneider Electric |  | SED | 03177 |  |  | 105.45 |  | 1 |  | 1 | KUIPV PERFO GRPL 6M L250 | PLAT.PERF.CUVETTE 6M L250 |  | RECESSED SLOTTED M.PLATE W300 6M | [18 empty] | 1 | 3303430031772 | 0 |  | 440 | 30 | 22 | 3 | 1.98 | [7 empty] | 13303430031779 | 5 | 2580 | 40 | 30 | 15 |  | 73303430031771 | 30 | 15480 | 120 | 80 | 45 |  |  |  | 7 | N | [12 empty] | MD1 | MW | 8538100000 | [5 empty] | 220060 | [8 empty] | Kuipvormige geperforeerde grondplaat 6 modules L250 | Platine perforée cuvette 6 modules L250 | [17 empty] | https://eref.se.com/be/nl/sis-tarif/product/03177 | https://eref.se.com/be/fr/sis-tarif/product/03177
Schneider Electric | Schneider Electric | 01022021 |  | Schneider Electric |  | SED | 03178 |  |  | 140.61 |  | 1 |  | 6 | KUIPV PERFO GRPL 9M L250 | PLAT.PERF.CUVETTE 9M L250 |  | RECESSED SLOTTED M.PLATE W300 9M | [18 empty] | 1 | 3303430031789 | 0 |  | 605 | 45 | 21 | 3 | 2.835 | 13303430031786 | 6 | 4320 | 60 | 40 | 20 | [8 empty] | 73303430031788 | 48 | 34560 | 120 | 80 | 75 |  |  |  | 7 | N | [12 empty] | MD1 | MW | 8538100000 | [5 empty] | 220060 | [8 empty] | Kuipvormige geperforeerde grondplaat 9 modules L250 | Platine perforée cuvette 9 modules L250 | [17 empty] | https://eref.se.com/be/nl/sis-tarif/product/03178 | https://eref.se.com/be/fr/sis-tarif/product/03178
Schneider Electric | Schneider Electric | 01022021 |  | Schneider Electric |  | SED | 03180 |  |  | 15.46 |  | 1 |  | 1 | MOEREN PERFO. GRPL M4 (1 ST=20) | 20 ECROUS/PLAT.PERF.M4 |  | 20 SLOTTED M.PL. M4 CLIP-NUTS | [18 empty] | 1 | 3303430031802 | 0 |  | 95 | 15 | 11 | 3 | 0.495 | [7 empty] | 13303430031809 | 50 | 5010 | 40 | 30 | 15 |  | 73303430031801 | 400 | 41760 | 120 | 80 | 30 |  |  |  | 7 | N | [12 empty] | MD1 | MW | 7318159590 | [5 empty] | 220060 | [8 empty] | 20 moeren voor geperforeerde grondplaat M4 | 20 écrous pour platine perforée M4 | [17 empty] | https://eref.se.com/be/nl/sis-tarif/product/03180 | https://eref.se.com/be/fr/sis-tarif/product/03180
Schneider Electric | Schneider Electric | 01022021 |  | Schneider Electric |  | SED | 03181 |  |  | 15.46 |  | 1 |  | 50 | MOEREN PERFO. GRPL M5 (1 ST=20) | 20 ECROUS/PLAT.PERF.M5 |  | 20 SLOTTED M.PL. M5 CLIP-NUTS | [18 empty] | 1 | 3303430031819 | 0 |  | 96 | 10 | 6 | 2 | 0.12 | 13303430031816 | 50 | 5320 | 15 | 40 | 30 |  | 13303430031816 | 50 | 5100 | 40 | 30 | 15 |  | 73303430031818 | 400 | 41760 | 120 | 80 | 30 |  |  |  | 7 | N | [12 empty] | MD1 | MW | 7318159590 | [5 empty] | 220060 | [8 empty] | 20 moeren voor geperforeerde grondplaat M5 | 20 écrous pour platine perforée M5 | [17 empty] | https://eref.se.com/be/nl/sis-tarif/product/03181 | https://eref.se.com/be/fr/sis-tarif/product/03181
Schneider Electric | Schneider Electric | 01022021 |  | Schneider Electric |  | SED | 03182 |  |  | 15.46 |  | 1 |  | 20 | MOEREN PERFO. GRPL M6 (1 ST=20) | 20 ECROUS/PLAT.PERF.M6 |  | 20 SLOTTED M.PL. M6 CLIP-NUTS | [18 empty] | 1 | 3303430031826 | 0 |  | 100 | 13 | 4 | 2 | 0.104 | 13303430031823 | 20 | 2210 | 15 | 40 | 30 |  | 13303430031823 | 20 | 2250 | 40 | 30 | 15 |  | 73303430031825 | 160 | 18840 | 120 | 80 | 45 |  |  |  | 7 | N | [12 empty] | MD1 | MW | 7318159590 | [5 empty] | 220060 | [8 empty] | 20 moeren voor geperforeerde grondplaat M6 | 20 écrous pour platine perforée M6 | [17 empty] | https://eref.se.com/be/nl/sis-tarif/product/03182 | https://eref.se.com/be/fr/sis-tarif/product/03182
Schneider Electric | Schneider Electric | 01022021 |  | Schneider Electric |  | SED | 03183 |  |  | 7.35 |  | 1 |  | 1 | ZELFTAP.SCHROEVEN M5 UF (1 ST=20) | 20 VIS AUTOTARAUDEUSES M5 UF |  | 20 M5 SELF-TAPPING SCREWS/FU | [18 empty] | 1 | 3303430031833 | 0 |  | 60 | 15 | 11 | 3 | 0.495 | [7 empty] | 13303430031830 | 125 | 7500 | 40 | 30 | 15 | [10 empty] | 7 | N | [12 empty] | MD1 | MW | 7318149999 | [5 empty] | 220060 | [8 empty] | 20 zelftappende schroeven M5 UF | 20 vis autotaraudeuses M5 UF | [17 empty] | https://eref.se.com/be/nl/sis-tarif/product/03183 | https://eref.se.com/be/fr/sis-tarif/product/03183
Schneider Electric | Schneider Electric | 01022021 |  | Schneider Electric |  | SED | 03185 |  |  | 6.32 |  | 1 |  | 1 | ZESH. TSST H 9MM M5 (1 ST=4) | 4 ENTRETOISES HEXA H9 M5 |  | 4 HEXAGONAL SPACERS M5 H9 | [18 empty] | 1 | 3303430031857 | 0 |  | 20 | 15 | 11 | 3 | 0.495 | [7 empty] | 13303430031854 | 50 | 1780 | 40 | 30 | 15 |  | 73303430031856 | 400 | 14240 | 120 | 80 | 30 |  |  |  | 7 | N | [12 empty] | MD1 | MW | 7326909890 | [5 empty] | 220060 | [8 empty] | 4 zeshoekige tussenstukken hoogte 9 mm M5 | 4 entretoises hexa hauteur 9 mm M5 | [17 empty] | https://eref.se.com/be/nl/sis-tarif/product/03185 | https://eref.se.com/be/fr/sis-tarif/product/03185
Schneider Electric | Schneider Electric | 01022021 |  | Schneider Electric |  | SED | 03186 |  |  | 6.77 |  | 1 |  | 50 | ZESH. TSST H23MM M5 (1 ST=4) | 4 ENTRETOISES HEXA H23 M5 |  | 4 HEXAGONAL SPACERS M5 H23 | [18 empty] | 1 | 3303430031864 | 0 |  | 40 | 10 | 3 | 0 | 0 | 13303430031861 | 50 | 2160 | 15 | 40 | 30 |  | 13303430031861 | 50 | 2170 | 40 | 30 | 15 |  |  | 400 | 18720 | 120 | 80 | 80 |  |  |  | 7 | N | [12 empty] | MD1 | MW | 7326909890 | [5 empty] | 220060 | [8 empty] | 4 zeshoekige tussenstukken hoogte 23 mm M5 | 4 entretoises hexa hauteur 23 mm M5 | [17 empty] | https://eref.se.com/be/nl/sis-tarif/product/03186 | https://eref.se.com/be/fr/sis-tarif/product/03186
Schneider Electric | Schneider Electric | 01022021 |  | Schneider Electric |  | SED | 03187 |  |  | 7.35 |  | 1 |  | 50 | ZESH. TSST H55MM M5 (1 ST=4) | 4 ENTRETOISES HEXA H55 M5 |  | 4 HEXAGONAL SPACERS M5 H55 | [18 empty] | 1 | 3303430031871 | 0 |  | 92 | 10 | 3 | 1 | 0.03 |  | 50 | 5000 | 40 | 30 | 15 |  | 13303430031878 | 50 | 5000 | 40 | 30 | 15 |  | 73303430031870 | 400 | 51400 | 120 | 80 | 27.5 |  |  |  | 7 | N | [12 empty] | MD1 | MW | 7326909890 | [5 empty] | 220060 | [8 empty] | 4 zeshoekige tussenstukken hoogte 55 mm M5 | 4 entretoises hexa hauteur 55 mm M5 | [17 empty] | https://eref.se.com/be/nl/sis-tarif/product/03187 | https://eref.se.com/be/fr/sis-tarif/product/03187
Schneider Electric | Schneider Electric | 01022021 |  | Schneider Electric |  | SED | 03194 |  |  | 12.63 |  | 1 |  | 50 | KOOIMOEREN ZESH.TSST M6 (1 ST=20) | 20 ECROUS CAGE/ENTR.HEXA M6 |  | 20 HEXA.SPACER M6 CAPTIVE NUTS | [18 empty] | 1 | 3303430031949 | 0 |  | 80 | 15 | 11 | 2 | 0.33 | 13303430031946 | 50 | 4180 | 15 | 40 | 30 |  | 13303430031946 | 50 | 4180 | 40 | 30 | 15 |  | 73303430031948 | 400 | 33440 | 120 | 80 | 30 |  |  |  | 7 | N | [12 empty] | MD1 | MW | 7318169290 | [5 empty] | 220060 | [8 empty] | 20 kooimoeren voor zeshoekige tussenstukken M6 | 20 écrous cage pour entretoise hexa M6 | [17 empty] | https://eref.se.com/be/nl/sis-tarif/product/03194 | https://eref.se.com/be/fr/sis-tarif/product/03194
Schneider Electric | Schneider Electric | 01022021 |  | Schneider Electric |  | SED | 03195 |  |  | 6.4 |  | 1 |  | 1 | ZESH. TSST H. 9MM M6 (1 ST=4) | 4 ENTRETOISES HEXA H9 M6 |  | 4 HEXAGONAL SPACERS M6 H9 | [18 empty] | 1 | 3303430031956 | 0 |  | 60 | 15 | 11 | 2 | 0.33 | [7 empty] | 13303430031953 | 50 | 3501 | 40 | 30 | 15 |  | 73303430031955 | 200 | 12000 | 120 | 80 | 30 |  |  |  | 7 | N | [12 empty] | MD1 | MW | 7326909890 | [5 empty] | 220060 | [8 empty] | 4 zeshoekige tussenstukken hoogte 9 mm M6 | 4 entretoises hexa hauteur 9 mm M6 | [17 empty] | https://eref.se.com/be/nl/sis-tarif/product/03195 | https://eref.se.com/be/fr/sis-tarif/product/03195
Schneider Electric | Schneider Electric | 01022021 |  | Schneider Electric |  | SED | 03196 |  |  | 6.86 |  | 1 |  | 1 | ZESH. TSST H. 23MM M6 (1 ST=4) | 4 ENTRETOISES HEXA H23 M6 |  | 4 HEXAGONAL SPACERS M6 H23 | [18 empty] | 1 | 3303430031963 | 0 |  | 100 | 10 | 5 | 2 | 0.1 | [7 empty] | 13303430031960 | 50 | 5270 | 40 | 30 | 15 |  | 73303430031962 | 400 | 40000 | 120 | 80 | 45 |  |  |  | 2 | Y | [12 empty] | MD1 | MW | 7326909890 | [5 empty] | 220060 | [8 empty] | 4 zeshoekige tussenstukken hoogte 23 mm M6 | 4 entretoises hexa hauteur 23 mm M6 | [17 empty] | https://eref.se.com/be/nl/sis-tarif/product/03196 | https://eref.se.com/be/fr/sis-tarif/product/03196
Schneider Electric | Schneider Electric | 01022021 |  | Schneider Electric |  | SED | 03197 |  |  | 7.44 |  | 1 |  | 50 | ZESH. TSST H. 55MM M6 (1 ST=4) | 4 ENTRETOISES HEXA H55 M6 |  | 4 HEXAGONAL SPACERS M6 H55 | [18 empty] | 1 | 3303430031970 | 0 |  | 247 | 10 | 6 | 2 | 0.12 | 13303430031977 | 50 | 12670 | 15 | 40 | 30 |  | 13303430031977 | 50 | 12750 | 40 | 30 | 15 |  | 73303430031979 | 400 | 98000 | 120 | 80 | 45 |  |  |  | 7 | N | [12 empty] | MD1 | MW | 7326909890 | [5 empty] | 220060 | [8 empty] | 4 zeshoekige tussenstukken hoogte 55 mm M6 | 4 entretoises hexa hauteur 55 mm M6 | [17 empty] | https://eref.se.com/be/nl/sis-tarif/product/03197 | https://eref.se.com/be/fr/sis-tarif/product/03197
Schneider Electric | Schneider Electric | 01022021 |  | Schneider Electric |  | SED | 03198 |  |  | 6.97 |  | 1 |  | 1 | ZESH. TSST H 25MM M6 (1 ST=4) | 4 ENTRETOISES HEXA H25 M6 |  | 4 HEXAGONAL SPACERS M6 H25 | [18 empty] | 1 | 3303430031987 | 0 |  | 110 | 11 | 4 | 2 | 0.088 | [7 empty] | 13303430031984 | 50 | 5700 | 40 | 30 | 15 |  | 73303430031986 | 400 | 47760 | 120 | 80 | 30 |  |  |  | 7 | N | [12 empty] | MD1 | MW | 7326909890 | [5 empty] | 220060 | [8 empty] | 4 zeshoekige tussenstukken hoogte 25 mm M6 | 4 entretoises hexa hauteur 25 mm M6 | [17 empty] | https://eref.se.com/be/nl/sis-tarif/product/03198 | https://eref.se.com/be/fr/sis-tarif/product/03198
Schneider Electric | Schneider Electric | 01022021 |  | Schneider Electric |  | SED | 03199 |  |  | 7.59 |  | 1 |  | 1 | ZESH. TSST H40+10MM M8 (1 ST=4) | 4 ENTRETOISES HEXA H40+10 M8 |  | 4 HEXAGONAL SPACERS M8 H40+10 | [18 empty] | 1 | 3303430031994 | 0 |  | 165 | 15 | 11 | 3 | 0.495 | [7 empty] | 13303430031991 | 50 | 8720 | 40 | 30 | 15 | [10 empty] | 7 | N | [12 empty] | MD1 | MW | 7326909890 | [5 empty] | 220060 | [8 empty] | 4 zeshoekige tussenstukken hoogte 40 + 10 mm M8 | 4 entretoises hexa hauteur 40+10 mm M8 | [17 empty] | https://eref.se.com/be/nl/sis-tarif/product/03199 | https://eref.se.com/be/fr/sis-tarif/product/03199
Schneider Electric | Schneider Electric | 01022021 |  | Schneider Electric |  | SED | 03202 |  |  | 8.13 |  | 1 |  | 10 | MOD. AFPL 2 M | PLAST.MODULAIRE 2M |  | MODULAR FRONT PLATE W600/W650 2M | [18 empty] | 1 | 3303430032021 | 0 |  | 360 | 51 | 12 | 4 | 2.448 | 13303430032028 | 10 | 3650 | 5.3 | 1.3 | 1.8 | [8 empty] | 73303430032020 | 180 | 72000 | 120 | 80 | 48 |  |  |  | 7 | N | [12 empty] | MD1 | MW | 8538909999 | [5 empty] | 220060 | [8 empty] | Modulaire afdekplaat 2 modules | Plastron modulaire 2 modules | [17 empty] | https://eref.se.com/be/nl/sis-tarif/product/03202 | https://eref.se.com/be/fr/sis-tarif/product/03202
Schneider Electric | Schneider Electric | 01022021 |  | Schneider Electric |  | SED | 03203 |  |  | 10.07 |  | 1 |  | 10 | MOD. AFPL 3 M | PLAST.MODULAIRE 3M |  | MODULAR FRONT PLATE W600/W650 3M | [18 empty] | 1 | 3303430032038 | 0 |  | 520 | 52 | 16 | 3 | 2.496 | 13303430032035 | 10 | 5400000 | 20 | 53 | 17 | [8 empty] | 73303430032037 | 450 | 285400 | 120 | 80 | 102 |  |  |  | 2 | Y | [12 empty] | MD1 | MW | 85389099 | [5 empty] | 220060 | [8 empty] | Modulaire afdekplaat 3 modules | Plastron modulaire 3 modules | [17 empty] | https://eref.se.com/be/nl/sis-tarif/product/03203 | https://eref.se.com/be/fr/sis-tarif/product/03203
Schneider Electric | Schneider Electric | 01022021 |  | Schneider Electric |  | SED | 03204 |  |  | 12.04 |  | 1 |  | 10 | MOD. AFPL 4 M | PLAST.MODULAIRE 4M |  | MODULAR FRONT PLATE W600/W650 4M | [18 empty] | 1 | 3303430032045 | 0 |  | 690 | 52 | 21 | 3 | 3.276 | 23303430032049 | 10 | 7300000000 | 2.2 | 5.3 | 2 | [9 empty] | 360 | 265440 | 120 | 80 | 82 |  |  |  | 2 | Y | [12 empty] | MD1 | MW | 85389099 | [5 empty] | 220060 | [8 empty] | Modulaire afdekplaat 4 modules | Plastron modulaire 4 modules | [17 empty] | https://eref.se.com/be/nl/sis-tarif/product/03204 | https://eref.se.com/be/fr/sis-tarif/product/03204
Schneider Electric | Schneider Electric | 01022021 |  | Schneider Electric |  | SED | 03205 |  |  | 13.98 |  | 1 |  | 10 | MOD. AFPL 5 M | Modulaire afdekplaat W600/W650 5M |  | MODULAR FRONT PLATE W600/W650 5M | [18 empty] | 1 | 3303430032052 | 0 |  | 900 | 52 | 26 | 4 | 5.408 | 13303430032059 | 10 | 9400 | 52.6 | 27.7 | 17 | [8 empty] | 73303430032051 | 270 | 254880 | 120 | 80 | 96 |  |  |  | 2 | Y | [12 empty] | MD1 | MW | 8538909999 | [5 empty] | 220060 | [8 empty] | Modulaire afdekplaat 5 modules | Plastron modulaire 5 modules | [17 empty] | https://eref.se.com/be/nl/sis-tarif/product/03205 | https://eref.se.com/be/fr/sis-tarif/product/03205
Schneider Electric | Schneider Electric | 01022021 |  | Schneider Electric |  | SED | 03213 |  |  | 11.07 |  | 1 |  | 10 | MOD. AFPL 3 M L250 | PLAST.MODULAIRE 3M L250 |  | MODULAR FRONT PLATE W300 3M | [18 empty] | 1 | 3303430032137 | 0 |  | 310 | 27 | 16 | 2 | 0.864 | 13303430032134 | 10 | 3300 | 28 | 17.5 | 17 | [8 empty] | 73303430032136 | 320 | 128000 | 120 | 80 | 48 |  |  |  | 2 | Y | [12 empty] | MD1 | MW | 85389099 | [5 empty] | 220060 | [8 empty] | Modulaire afdekplaat 3 modules L250 | Plastron modulaire 3 modules L250 | [17 empty] | https://eref.se.com/be/nl/sis-tarif/product/03213 | https://eref.se.com/be/fr/sis-tarif/product/03213
Schneider Electric | Schneider Electric | 01022021 |  | Schneider Electric |  | SED | 03214 |  |  | 13.23 |  | 1 |  | 10 | MOD. AFPL 4 M L250 | PLAST.MODULAIRE 4M L250 |  | MODULAR FRONT PLATE W300 4M | [18 empty] | 1 | 3303430032144 | 0 |  | 400 | 26 | 21 | 4 | 2.184 | 13303430032141 | 10 | 4350 | 27.5 | 23 | 17 | [8 empty] | 73303430032143 | 120 | 63000 | 120 | 80 | 35 |  |  |  | 2 | Y | [12 empty] | MD1 | MW | 85389099 | [5 empty] | 220060 | [8 empty] | Modulaire afdekplaat 4 modules L250 | Plastron modulaire 4 modules L250 | [17 empty] | https://eref.se.com/be/nl/sis-tarif/product/03214 | https://eref.se.com/be/fr/sis-tarif/product/03214
Schneider Electric | Schneider Electric | 01022021 |  | Schneider Electric |  | SED | 03216 |  |  | 31.61 |  | 1 |  | 10 | AFDEKPLAAT W850 3MODULE | PLAST.MODULAIRE 3M L750 |  | MODULAR FRONT PLATE W850 3M | [18 empty] | 1 | 3303430032168 | 0 |  | 900 | 75 | 15 | 3 | 3.375 | 13303430032165 | 10 | 9200 | 76.5 | 20 | 22.5 | [9 empty] | 120 | 120600 | 120 | 80 | 60 |  |  |  | 2 | Y | [12 empty] | MD1 | MW | 8538909999 | [14 empty] | Prisma Plus - G Systeem - modulair apparaat voorplaat - 3 modules - B = 750 mm | Prisma - G - Plastron modulaire 3 modules, L = 750 mm | [17 empty] | https://eref.se.com/be/nl/sis-tarif/product/03216 | https://eref.se.com/be/fr/sis-tarif/product/03216
Schneider Electric | Schneider Electric | 01022021 |  | Schneider Electric |  | SED | 03217 |  |  | 32.86 |  | 1 |  | 10 | MODULAR FRONT PLATE 4M W750 | PLAST.MODULAIRE 4M L750 |  | MODULAR FRONT PLATE W850 4M | [18 empty] | 1 | 3303430032175 | 0 |  | 1210 | 75 | 21 | 3 | 4.725 | 13303430032172 | 10 | 12700000000000 | 80.5 | 25.5 | 18 | [17 empty] | 2 | Y | [12 empty] | MD1 | MW | 8538909999 | [14 empty] | Prisma Plus - G Systeem - modulair apparaat voorplaat - 4 modules - B = 750 mm | Prisma - G - Plastron modulaire 4 modules, L = 750 mm | [17 empty] | https://eref.se.com/be/nl/sis-tarif/product/03217 | https://eref.se.com/be/fr/sis-tarif/product/03217
Schneider Electric | Schneider Electric | 01022021 |  | Schneider Electric |  | SED | 03218 |  |  | 37.82 |  | 1 |  | 10 | MODULAR FRONT PLATE 5M W750 | PLAST.MODULAIRE 5M L750 |  | MODULAR FRONT PLATE W850 5M | [18 empty] | 1 | 3303430032182 | 0 |  | 1550 | 75 | 25 | 3 | 5.625 | 13303430032189 | 10 | 15740000 | 77 | 28 | 20 | [8 empty] | 73303430032181 | 60 | 94400 | 120 | 80 | 45 |  |  |  | 7 | N | [12 empty] | MD1 | MW | 8538909999 | [14 empty] | Prisma Plus - G Systeem - modulair apparaat voorplaat - 5 modules - B = 750 mm | Prisma - G - Plastron modulaire 5 modules, L = 750 mm | [17 empty] | https://eref.se.com/be/nl/sis-tarif/product/03218 | https://eref.se.com/be/fr/sis-tarif/product/03218
Schneider Electric | Schneider Electric | 01022021 |  | Schneider Electric |  | SED | 03220 |  |  | 4.5 |  | 1 |  | 150 | BLINDSTROOK L1000 | BANDE OBTURATEUR L1000 |  | BLANKING STRIP L1000 | [18 empty] | 1 | 3303430032205 | 0 |  | 132 | 100 | 7 | 2 | 1.4 |  | 150 | 20200 | 104 | 36 | 10 | [9 empty] | 1200 | 173600 | 120 | 80 | 54 |  |  |  | 2 | Y | [12 empty] | MD1 | MW | 3926909790 | [5 empty] | 220060 | [8 empty] | Blindstrook L1000 | Bande obturateur L1000 | [17 empty] | https://eref.se.com/be/nl/sis-tarif/product/03220 | https://eref.se.com/be/fr/sis-tarif/product/03220
Schneider Electric | Schneider Electric | 01022021 |  | Schneider Electric |  | SED | 03221 |  |  | 3.64 |  | 1 |  | 30 | DEELB. BLINDPL. L90 (1 ST=4) | 4 OBTURATEURS FRACT. L90 |  | 4 DIVISIBLE BLANKING PLATES W90 | [18 empty] | 1 | 3303430032212 | 0 |  | 30 | 10 | 6 | 1 | 0.06 | 13303430032219 | 30 | 1100 | 15 | 40 | 30 |  | 13303430032219 | 30 | 1100 | 40 | 30 | 15 |  | 73303430032211 | 480 | 19120 | 120 | 80 | 30 |  |  |  | 2 | Y | [12 empty] | MD1 | MW | 3926909790 | [5 empty] | 220060 | [8 empty] | 4 deelbare blindplaatjes L90 | 4 obturateurs fractionnables L90 | [17 empty] | https://eref.se.com/be/nl/sis-tarif/product/03221 | https://eref.se.com/be/fr/sis-tarif/product/03221
Schneider Electric | Schneider Electric | 01022021 |  | Schneider Electric |  | SED | 03222 |  |  | 7.29 |  | 1 |  | 20 | BLINDPLAAT NSX VERT. MICROLOGIC | OBTURATEUR NSX VERT. MICROLOGIC |  | NSX BLANKING PLATE ELECTRONIC TRIP UNIT | [18 empty] | 1 | 3303430032229 | 0 |  | 60 | 15 | 12 | 2 | 0.36 | 13303430032226 | 20 | 1400000 | 29.5 | 20 | 12.5 | [8 empty] | 73303430032228 | 480 | 39000 | 120 | 80 | 52 |  |  |  | 7 | N | [12 empty] | MD1 | MW | 8538909999 | [14 empty] | Prisma Plus - G & P System - Scheidbare afdekplaat - H = 107 mm - B = 147 mm | Prisma Plus - Système G & P - Bouchon obturateur divisible - H = 107mm-l = 147mm | [17 empty] | https://eref.se.com/be/nl/sis-tarif/product/03222 | https://eref.se.com/be/fr/sis-tarif/product/03222
Schneider Electric | Schneider Electric | 01022021 |  | Schneider Electric |  | SED | 03223 |  |  | 28.42 |  | 1 |  | 6 | MODULAR FRONT PLATE 3 ROWS | PLASTRON MOD 3 R |  | FRONT PLATE 3 MODULAR ROWS W600/W650 8M | [18 empty] | 1 | 3303430032236 | 0 |  | 1240 | 51 | 41 | 3 | 6.273 | 13303430032233 | 6 | 7820000 | 53 | 42 | 10 | [9 empty] | 48 | 62560 | 120 | 80 | 80 |  |  |  | 7 | N | [12 empty] | MD1 | MW | 8538909999 | [5 empty] | 220060 | [9 empty] | Prisma - G & P - Plastron modulaire, 3 rangées | [17 empty] | https://eref.se.com/be/nl/sis-tarif/product/03223 | https://eref.se.com/be/fr/sis-tarif/product/03223
Schneider Electric | Schneider Electric | 01022021 |  | Schneider Electric |  | SED | 03229 |  |  | 66.83 |  | 1 |  | 6 | AFDEKPLAAT MODULAIR VERT. 12M | PLASTRON MODULAIRE VER,12M |  | FRONT PLATE 2 VERT.MODULAR ROW W600 12M | [18 empty] | 1 | 3303430032298 | 0 |  | 2160 | 61 | 51 | 3 | 9.333 | 13303430032295 | 6 | 14240000 | 54 | 82 | 17 | [8 empty] | 73303430032297 | 12 | 28480 | 120 | 80 | 30 |  |  |  | 2 | Y | [12 empty] | MD1 | MW | 8538909999 | [14 empty] | Prisma - G & P - Verticale modulaire frontplaat - 12 modules | Prisma - G & P - Plastron modulaire vertical, 12 modules | [17 empty] | https://eref.se.com/be/nl/sis-tarif/product/03229 | https://eref.se.com/be/fr/sis-tarif/product/03229
Schneider Electric | Schneider Electric | 01022021 |  | Schneider Electric |  | SED | 03230 |  |  | 16.91 |  | 1 |  | 10 | AFPL NS250 HZ VAST/KR | PLAST.NS250 HZ.FIXE/MAN. |  | FR.PLATE CVS250 HZ.FIXED TOGGLE W600 4M | [18 empty] | 1 | 3303430032304 | 0 |  | 840 | 51 | 21 | 3 | 3.213 | 13303430032301 | 10 | 10400 | 53 | 23 | 17 | [8 empty] | 73303430032303 | 360 | 332800 | 120 | 80 | 82 |  |  |  | 7 | N | [12 empty] | MD1 | MW | 8538909999 | [5 empty] | 220060 | [8 empty] | Afdekplaat NS250 horizontaal vast/krukbediening | Plastron NS250 horizontal fixe/maneton | [17 empty] | https://eref.se.com/be/nl/sis-tarif/product/03230 | https://eref.se.com/be/fr/sis-tarif/product/03230
Schneider Electric | Schneider Electric | 01022021 |  | Schneider Electric |  | SED | 03231 |  |  | 20.33 |  | 1 |  | 10 | AFPL INS250 HZ | PLAST.INS250 HZ. |  | FRONT PLATE INS-INV250 HORIZ. W600 4M | [18 empty] | 1 | 3303430032311 | 0 |  | 800 | 52 | 21 | 3 | 3.276 | 13303430032318 | 10 | 8150 | 53.2 | 22.2 | 16.6 | [8 empty] | 73303430032310 | 270 | 233760 | 120 | 80 | 65 |  |  |  | 2 | Y | [12 empty] | MD1 | MW | 8538909999 | [5 empty] | 220060 | [8 empty] | Afdekplaat INS250 horizontaal | Plastron INS250 horizontal | [17 empty] | https://eref.se.com/be/nl/sis-tarif/product/03231 | https://eref.se.com/be/fr/sis-tarif/product/03231
Schneider Electric | Schneider Electric | 01022021 |  | Schneider Electric |  | SED | 03232 |  |  | 17.29 |  | 1 |  | 10 | AFDEKPL. NSX250 HZ VAST/HAND | PLAST.NSX250 HZ.FIXE/MAN |  | FR.PL. NSX/CVS250 HZ.FIX.TOG/ROT W600 4M | [18 empty] | 1 | 3303430032328 | 0 |  | 800 | 53 | 22 | 3 | 3.498 | 13303430032325 | 10 | 8000 | 53 | 22 | 17 | [8 empty] | 73303430032327 | 90 | 79840 | 120 | 80 | 31 |  |  |  | 2 | Y | [12 empty] | MD1 | MW | 85389099 | [5 empty] | 220060 | [8 empty] | Afdekplaat NSX250 horizontaal vast/hand | Plastron NSX250 horizontal fixe/manuel | [17 empty] | https://eref.se.com/be/nl/sis-tarif/product/03232 | https://eref.se.com/be/fr/sis-tarif/product/03232
Schneider Electric | Schneider Electric | 01022021 |  | Schneider Electric |  | SED | 03234 |  |  | 17.29 |  | 1 |  | 10 | AFDEKPL NSX250 HZ VAST/MOTOR | PLAST.NSX250 HZ.FIXE/TEL. |  | FR.PLATE NSX250 HZ.FIXED MOTOR W600 4M | [18 empty] | 1 | 3303430032342 | 0 |  | 800 | 51 | 21 | 3 | 3.213 | 13303430032349 | 10 | 10000 | 53 | 23 | 17 | [9 empty] | 90 | 80000 | 120 | 80 | 31 |  |  |  | 7 | N | [12 empty] | MD1 | MW | 8538909999 | [5 empty] | 220060 | [8 empty] | Afdekplaat NS250 horizontaal vast/afstandsbediening | Plastron NS250 horizontal fixe/télécommande | [17 empty] | https://eref.se.com/be/nl/sis-tarif/product/03234 | https://eref.se.com/be/fr/sis-tarif/product/03234
Schneider Electric | Schneider Electric | 01022021 |  | Schneider Electric |  | SED | 03235 |  |  | 39.39 |  | 1 |  | 10 | AFPL N-NOS INS250 DRA | PLAST.INV.INS250 ROT. |  | FR.PL.CHANGEOVER INS-INV250 ROT W600 5M | [18 empty] | 1 | 3303430032359 | 0 |  | 770 | 51 | 26 | 3 | 3.978 | 13303430032356 | 10 | 7920 | 53 | 27 | 17 | [9 empty] | 30 | 23760 | 120 | 80 | 80 |  |  |  | 7 | N | [12 empty] | MD1 | MW | 8538909999 | [5 empty] | 220060 | [8 empty] | Afdekplaat normaal-noodomschakelaar INS250 draaibediening | Plastron inverseur INS250 rotative | [17 empty] | https://eref.se.com/be/nl/sis-tarif/product/03235 | https://eref.se.com/be/fr/sis-tarif/product/03235
Schneider Electric | Schneider Electric | 01022021 |  | Schneider Electric |  | SED | 03239 |  |  | 42.73 |  | 1 |  | 10 | FRONT PLATE HZ.INS250 W750 | PLAST.INS250 HZ L850 |  | FRONT PLATE INS250 HORIZONTAL W850 4M | [18 empty] | 1 | 3303430032397 | 0 |  | 1360 | 75 | 20 | 3 | 4.5 | 13303430032394 | 10 | 13700000 | 76 | 23 | 19 | [8 empty] | 73303430032396 | 20 | 27400 | 120 | 80 | 64.5 |  |  |  | 7 | N | [12 empty] | MD1 | MW | 85389099 | [14 empty] | Prisma Plus - G Systeem - voorplaat voor horizontale INS250 - B = 750 mm | Prisma G - Plastron pour INS250, horizontal, L = 750 mm | [17 empty] | https://eref.se.com/be/nl/sis-tarif/product/03239 | https://eref.se.com/be/fr/sis-tarif/product/03239
Schneider Electric | Schneider Electric | 01022021 |  | Schneider Electric |  | SED | 03241 |  |  | 21.14 |  | 1 |  | 10 | AFDEKPL 3-4 NSX250 VIGI V KR | PLAST.3-4 NSX250 VIGI V. MAN. |  | FR.PL.3-4 VIGI NSX/CVS250 V.FIX.TOG. 7M | [18 empty] | 1 | 3303430032410 | 0 |  | 1140 | 52 | 36 | 32 | 59.904 | 13303430032417 | 10 | 11400 | 54 | 36.5 | 17 | [8 empty] | 73303430032419 | 160 | 185280 | 120 | 80 | 83 |  |  |  | 2 | Y | [12 empty] | MD1 | MW | 8538909999 | [5 empty] | 220060 | [8 empty] | Afdekplaat 3-4 NS250 Vigi verticaal krukbediening | Plastron 3-4 NS250 Vigi vertical maneton | [17 empty] | https://eref.se.com/be/nl/sis-tarif/product/03241 | https://eref.se.com/be/fr/sis-tarif/product/03241
Schneider Electric | Schneider Electric | 01022021 |  | Schneider Electric |  | SED | 03243 |  |  | 20.33 |  | 1 |  | 10 | AFDEKPL 3-4 NSX250 VERT | PLAST.3-4NSX250 V. |  | FR.PL.3-4 NSX/CVS250 V.FIXED TOG/ROT 5M | [18 empty] | 1 | 3303430032434 | 0 |  | 700 | 52 | 26 | 3 | 4.056 | 13303430032431 | 10 | 8300 | 53 | 27 | 17 | [8 empty] | 73303430032433 | 270 | 247200 | 120 | 80 | 65 |  |  |  | 2 | Y | [12 empty] | MD1 | MW | 8538909999 | [5 empty] | 220060 | [8 empty] | Afdekplaat 3-4 NS250 verticaal | Plastron 3-4 NS250 vertical | [17 empty] | https://eref.se.com/be/nl/sis-tarif/product/03243 | https://eref.se.com/be/fr/sis-tarif/product/03243
Schneider Electric | Schneider Electric | 01022021 |  | Schneider Electric |  | SED | 03244 |  |  | 21.57 |  | 1 |  | 10 | AFDEKPL 3-4 NS-NSX250 VIGI V DRA/MOT | PLAST.3-4 NSX250 VIGI V.ROT/TEL. |  | FR.PL.3-4VIGI NSX/CVS250 V.ROT/TL/PLUG7M | [18 empty] | 1 | 3303430032441 | 0 |  | 1260 | 51 | 36 | 3 | 5.508 | 13303430032448 | 10 | 12720 | 53 | 37 | 17 | [9 empty] | 40 | 62880 | 120 | 80 | 33 |  |  |  | 7 | N | [12 empty] | MD1 | MW | 8538909999 | [5 empty] | 220060 | [8 empty] | Afdekplaat 3-4 NS250 Vigi verticaal draaibediening/afstandsbediening | Plastron 3-4 NS250 Vigi vertical rotative/télécommande | [17 empty] | https://eref.se.com/be/nl/sis-tarif/product/03244 | https://eref.se.com/be/fr/sis-tarif/product/03244
Schneider Electric | Schneider Electric | 01022021 |  | Schneider Electric |  | SED | 03245 |  |  | 39.39 |  | 1 |  | 10 | AFDEKPL OMSCH. NSX250 V DRAAI | PLAST.INV.NSX250 V.ROT. |  | FR.PL. CHANGEOVER NSX250 V.ROT. W600 5M | [18 empty] | 1 | 3303430032458 | 0 |  | 770 | 51 | 26 | 3 | 3.978 | 13303430032455 | 10 | 7940 | 53 | 27 | 17 | [9 empty] | 30 | 23820 | 120 | 80 | 80 |  |  |  | 7 | N | [12 empty] | MD1 | MW | 8538909999 | [5 empty] | 220060 | [8 empty] | Afdekplaat normaal-noodomschakelaar NS250 verticaal draaibediening | Plastron inverseur NS250 vertical rotative | [17 empty] | https://eref.se.com/be/nl/sis-tarif/product/03245 | https://eref.se.com/be/fr/sis-tarif/product/03245
Schneider Electric | Schneider Electric | 01022021 |  | Schneider Electric |  | SED | 03247 |  |  | 30.5 |  | 1 |  | 10 | AFPL N-NOS MONOBL INS250 | PLAST.INV.MONOBLOC INS250 |  | FRONT PLATE CHANGEOVER INS250 W600 5M | [18 empty] | 1 | 3303430032472 | 0 |  | 900 | 51 | 26 | 3 | 3.978 | 13303430032479 | 10 | 9280 | 53 | 27 | 17 | [9 empty] | 90 | 95520 | 120 | 80 | 42 |  |  |  | 7 | N | [12 empty] | MD1 | MW | 8538909999 | [5 empty] | 220060 | [8 empty] | Afdekplaat normaal-noodomschakelaar monoblok INS250 | Plastron inverseur monobloc INS250 | [17 empty] | https://eref.se.com/be/nl/sis-tarif/product/03247 | https://eref.se.com/be/fr/sis-tarif/product/03247
Schneider Electric | Schneider Electric | 01022021 |  | Schneider Electric |  | SED | 03248 |  |  | 20.33 |  | 1 |  | 10 | AFPL INS250 V | PLAST.INS250 V. |  | FRONT PLATE INS250 VERTICAL W600/W650 5M | [18 empty] | 1 | 3303430032489 | 0 |  | 970 | 51 | 26 | 3 | 3.978 | 13303430032486 | 10 | 10000 | 53 | 27 | 17 | [9 empty] | 90 | 90000 | 120 | 80 | 80 |  |  |  | 2 | Y | [12 empty] | MD1 | MW | 8538909999 | [5 empty] | 220060 | [8 empty] | Afdekplaat INS250 verticaal | Plastron INS250 vertical | [17 empty] | https://eref.se.com/be/nl/sis-tarif/product/03248 | https://eref.se.com/be/fr/sis-tarif/product/03248
Schneider Electric | Schneider Electric | 01022021 |  | Schneider Electric |  | SED | 03249 |  |  | 5.79 |  | 1 |  | 10 | BLINDPL./NS-INS250 V | OBTURATEUR NS-INS 250 V. |  | BLANKING PLATE NSX/CVS250-EZC100 V. W147 | [18 empty] | 1 | 3303430032496 | 0 |  | 50 | 16 | 9 | 2 | 0.288 | 13303430032493 | 10 | 605 | 21 | 11 | 19 | [9 empty] | 720 | 54000 | 120 | 80 | 50 |  |  |  | 2 | Y | [12 empty] | MD1 | MW | 8538909999 | [5 empty] | 220060 | [8 empty] | Blindplaatje voor NS-INS250 verticaal | Obturateur pour NS-INS250 vertical | [17 empty] | https://eref.se.com/be/nl/sis-tarif/product/03249 | https://eref.se.com/be/fr/sis-tarif/product/03249
Schneider Electric | Schneider Electric | 01022021 |  | Schneider Electric |  | SED | 03250 |  |  | 22.38 |  | 1 |  | 10 | AFPL NS250 V VAST/KR L250 | PLAST.NS250 V.FIXE/MAN.L250 |  | FR.PLATE CVS250 V.FIXED TOGGLE W300 9M | [18 empty] | 1 | 3303430032502 | 0 |  | 980 | 47 | 26 | 3 | 3.666 | 13303430032509 | 10 | 10240 | 53 | 27 | 17 | [9 empty] | 240 | 257760 | 120 | 80 | 82 |  |  |  | 7 | N | [12 empty] | MD1 | MW | 8538909999 | [5 empty] | 220060 | [8 empty] | Afdekplaat NS250 verticaal vast/krukbediening L250 | Plastron NS250 vertical fixe/maneton L250 | [17 empty] | https://eref.se.com/be/nl/sis-tarif/product/03250 | https://eref.se.com/be/fr/sis-tarif/product/03250
Schneider Electric | Schneider Electric | 01022021 |  | Schneider Electric |  | SED | 03251 |  |  | 22.38 |  | 1 |  | 10 | AFPL INS250 V VAST/KR L250 | PLAST.INS250 V.FIXE/MAN.L250 |  | FRONT PLATE INS-INV250 VERTICAL W300 9M | [18 empty] | 1 | 3303430032519 | 0 |  | 940 | 47 | 26 | 3 | 3.666 | 13303430032516 | 10 | 9740 | 53 | 27 | 17 | [8 empty] | 73303430032518 | 120 | 116880 | 120 | 80 | 48 |  |  |  | 2 | Y | [12 empty] | MD1 | MW | 8538909999 | [5 empty] | 220060 | [8 empty] | Afdekplaat INS250 verticaal vast/krukbediening L250 | Plastron INS250 vertical fixe/maneton L250 | [17 empty] | https://eref.se.com/be/nl/sis-tarif/product/03251 | https://eref.se.com/be/fr/sis-tarif/product/03251
Schneider Electric | Schneider Electric | 01022021 |  | Schneider Electric |  | SED | 03253 |  |  | 22.79 |  | 1 |  | 10 | AFDEKPL NSX250 V VAST/DRA L250 | PLAST.NSX250 V.FIXE/ROT.L250 |  | FR.PL. NSX/CVS 250 V.FIX.TOG/ROT W300 9M | [18 empty] | 1 | 3303430032533 | 0 |  | 940 | 46 | 26 | 5 | 5.98 | 13303430032530 | 10 | 9900 | 52.5 | 27.5 | 17 | [8 empty] | 73303430032532 | 60 | 59520 | 120 | 80 | 35 |  |  |  | 2 | Y | [12 empty] | MD1 | MW | 85389099 | [5 empty] | 220060 | [8 empty] | Afdekplaat NS250 verticaal vast/draaibediening L250 | Plastron NS250 vertical fixe/rotative L250 | [17 empty] | https://eref.se.com/be/nl/sis-tarif/product/03253 | https://eref.se.com/be/fr/sis-tarif/product/03253
Schneider Electric | Schneider Electric | 01022021 |  | Schneider Electric |  | SED | 03260 |  |  | 40.45 |  | 1 |  | 1 | VOOR+MONTAGEPLAAT NG125/INS160 W600 6M | PLAT+PLAST NG125/INS160 L600 6M |  | M+FR PLATE NG125/INS160 W600 6M | [18 empty] | 1 | 3303430032601 | 0 |  | 2000 | 70 | 52 | 7 | 25.48 | [14 empty] | 73303430032600 | 30 | 74160 | 120 | 80 | 111 |  |  |  | 7 | N | [12 empty] | MD1 | MW | 8538909999 | [33 empty] | https://eref.se.com/be/nl/sis-tarif/product/03260 | https://eref.se.com/be/fr/sis-tarif/product/03260
Schneider Electric | Schneider Electric | 01022021 |  | Schneider Electric |  | SED | 03261 |  |  | 44.34 |  | 1 |  | 1 | VOOR+MONTAGEPLAAT NG160 W600 6M | Rail aj + Rail + 2 reh + Plast 250 + 50 |  | M+FR PLATE NG160 W600 6M | [18 empty] | 1 | 3303430032618 | 0 |  | 1850 | 59 | 26 | 7 | 10.738 | [15 empty] | 30 | 55200 | 120 | 80 | 80 |  |  |  | 7 | N | [12 empty] | MD1 | MW | 8538909999 | [33 empty] | https://eref.se.com/be/nl/sis-tarif/product/03261 | https://eref.se.com/be/fr/sis-tarif/product/03261
Schneider Electric | Schneider Electric | 01022021 |  | Schneider Electric |  | SED | 03264 |  |  | 134.07 |  | 1 |  | 1 | VOOR+MPLAAT INS/INV250 VAST,PIN, W600 6M | PLAT+PLAST INS/INV250 H.FIX.MAN. L600 6M |  | M+FR PLATE INS/INV250 H.FIX.TOG. W600 6M | [18 empty] | 1 | 3303430032649 | 0 |  | 2850 | 68 | 52 | 6 | 21.216 | [14 empty] | 73303430032648 | 20 | 57000 | 120 | 80 | 67 |  |  |  | 7 | N | [12 empty] | MD1 | MW | 8538100000 | [33 empty] | https://eref.se.com/be/nl/sis-tarif/product/03264 | https://eref.se.com/be/fr/sis-tarif/product/03264
Schneider Electric | Schneider Electric | 01022021 |  | Schneider Electric |  | SED | 03267 |  |  | 160.47 |  | 1 |  | 1 | VOOR+MONTAGEPLAAT INS/INV250 W300 9M | PLAT+PLAST INS250/INV250 L300 9M |  | M+FR PLATE INS/INV250 W300 9M | [18 empty] | 1 | 3303430032670 | 0 |  | 3310 | 68 | 52 | 7 | 24.752 | [15 empty] | 20 | 66000 | 120 | 80 | 80 |  |  |  | 7 | N | [12 empty] | MD1 | MW | 8538100000 | [33 empty] | https://eref.se.com/be/nl/sis-tarif/product/03267 | https://eref.se.com/be/fr/sis-tarif/product/03267
Schneider Electric | Schneider Electric | 01022021 |  | Schneider Electric |  | SED | 03270 |  |  | 22.57 |  | 1 |  | 10 | AFPL NS630 HZ VAST/KR | PLAST.NS630 HZ.FIXE/MAN. |  | FRONT PLATE CVS 630 HZ.FIX.TOG.W600 6M | [18 empty] | 1 | 3303430032700 | 0 |  | 1180 | 51 | 31 | 3 | 4.743 | 13303430032707 | 10 | 12100 | 53 | 32 | 17 | [8 empty] | 73303430032709 | 180 | 217800 | 120 | 80 | 80 |  |  |  | 7 | N | [12 empty] | MD1 | MW | 8538909999 | [5 empty] | 220060 | [8 empty] | Afdekplaat NS630 horizontaal vast/krukbediening | Plastron NS630 horizontal fixe/maneton | [17 empty] | https://eref.se.com/be/nl/sis-tarif/product/03270 | https://eref.se.com/be/fr/sis-tarif/product/03270
Schneider Electric | Schneider Electric | 01022021 |  | Schneider Electric |  | SED | 03271 |  |  | 22.57 |  | 1 |  | 10 | AFPL INS 400-630 | PLASTRON INS630 HZ. |  | FRONT PLATE INS630 HORIZONTAL W600 9M | [18 empty] | 1 | 3303430032717 | 0 |  | 1080 | 51 | 31 | 3 | 4.743 | 13303430032714 | 10 | 11220 | 53 | 32 | 17 | [8 empty] | 73303430032716 | 90 | 100980 | 120 | 80 | 48 |  |  |  | 7 | N | [12 empty] | MD1 | MW | 8538909999 | [5 empty] | 220060 | [8 empty] | Afdekplaat INS/INV 400-630 | Plastron INS630 horizontal | [17 empty] | https://eref.se.com/be/nl/sis-tarif/product/03271 | https://eref.se.com/be/fr/sis-tarif/product/03271
Schneider Electric | Schneider Electric | 01022021 |  | Schneider Electric |  | SED | 03273 |  |  | 27.09 |  | 1 |  | 6 | AFPL NS630 V KR | PLAST.NS630 V.MAN. |  | FRONT PLATE CVS 630 V.FIX.TOG. W600 9M | [18 empty] | 1 | 3303430032731 | 0 |  | 1760 | 51 | 46 | 3 | 7.038 | 13303430032738 | 6 | 11000000 | 53 | 52.5 | 11 | [8 empty] | 73303430032594 | 60 | 176000 | 120 | 80 | 69 |  |  |  | 7 | N | [12 empty] | MD1 | MW | 8538909999 | [5 empty] | 220060 | [8 empty] | Afdekplaat NS630 verticaal krukbediening | Plastron NS630 vertical maneton | [17 empty] | https://eref.se.com/be/nl/sis-tarif/product/03273 | https://eref.se.com/be/fr/sis-tarif/product/03273
Schneider Electric | Schneider Electric | 01022021 |  | Schneider Electric |  | SED | 03274 |  |  | 27.09 |  | 1 |  | 6 | AFPL INS630 V | PLAST.INS630 V. |  | FRONT PLATE INS630 VERTIC. W600/W650 10M | [18 empty] | 1 | 3303430032748 | 0 |  | 1900 | 51 | 51 | 3 | 7.803 | 13303430032745 | 6 | 11769 | 53 | 52 | 10 | [8 empty] | 73303430032747 | 72 | 141228 | 120 | 80 | 75 |  |  |  | 2 | Y | [12 empty] | MD1 | MW | 8538909999 | [5 empty] | 220060 | [8 empty] | Afdekplaat INS630 verticaal | Plastron INS630 vertical | [17 empty] | https://eref.se.com/be/nl/sis-tarif/product/03274 | https://eref.se.com/be/fr/sis-tarif/product/03274
Schneider Electric | Schneider Electric | 01022021 |  | Schneider Electric |  | SED | 03275 |  |  | 27.65 |  | 1 |  | 6 | AFDEKPL NSX630 V DRA/MOTOR | PLAST.NSX630 V.ROT/TEL |  | FR.PL.NSX/CVS630 V.TOG/ROT/PLUG W600 9M | [18 empty] | 1 | 3303430032755 | 0 |  | 1700 | 51 | 46 | 3 | 7.038 | 13303430032752 | 6 | 10700000 | 53 | 52.5 | 11 | [9 empty] | 60 | 117500 | 120 | 80 | 80 |  |  |  | 2 | Y | [12 empty] | MD1 | MW | 8538909999 | [5 empty] | 220060 | [8 empty] | Afdekplaat NS630 verticaal draaibediening/afstandsbediening | Plastron NS630 vertical rotative/télécommande | [17 empty] | https://eref.se.com/be/nl/sis-tarif/product/03275 | https://eref.se.com/be/fr/sis-tarif/product/03275
Schneider Electric | Schneider Electric | 01022021 |  | Schneider Electric |  | SED | 03280 |  |  | 29.8 |  | 1 |  | 10 | AFPL NS630 V VAST/KR L250 | PLAST.NS630 V.FIXE/MAN.L250 |  | FRONT PLATE CVS 630 V.FIX.TOGGLE W300 8M | [18 empty] | 1 | 3303430032809 | 0 |  | 860 | 41 | 26 | 3 | 3.198 | 13303430032806 | 10 | 8960 | 44 | 27 | 17 | [8 empty] | 73303430032808 | 180 | 161280 | 120 | 80 | 66 |  |  |  | 7 | N | [12 empty] | MD1 | MW | 8538909999 | [5 empty] | 220060 | [8 empty] | Afdekplaat NS630 verticaal vast/krukbediening L250 | Plastron NS630 vertical fixe/maneton L250 | [17 empty] | https://eref.se.com/be/nl/sis-tarif/product/03280 | https://eref.se.com/be/fr/sis-tarif/product/03280
Schneider Electric | Schneider Electric | 01022021 |  | Schneider Electric |  | SED | 03281 |  |  | 29.8 |  | 1 |  | 10 | AFPL INS630 V VAST/KR L250 | PLAST.INS630 V.FIXE/MAN.L250 |  | FRONT PLATE INS-INV 250-630 V. W300 10M | [18 empty] | 1 | 3303430032816 | 0 |  | 970 | 51 | 26 | 3 | 3.978 | 13303430032813 | 10 | 9940 | 53 | 27 | 17 | [9 empty] | 90 | 89460 | 120 | 80 | 80 |  |  |  | 2 | Y | [12 empty] | MD1 | MW | 8538909999 | [5 empty] | 220060 | [8 empty] | Afdekplaat INS630 verticaal vast/krukbediening L250 | Plastron INS630 vertical fixe/maneton L250 | [17 empty] | https://eref.se.com/be/nl/sis-tarif/product/03281 | https://eref.se.com/be/fr/sis-tarif/product/03281
Schneider Electric | Schneider Electric | 01022021 |  | Schneider Electric |  | SED | 03283 |  |  | 30.42 |  | 1 |  | 10 | AFPL NS-NSX630 V DRA/AFS L250 | PLAST.NS630 V.ROT-TEL.L250 |  | FR.PLATE NSX/CVS 630 V.FIX.ROT. W300 12M | [18 empty] | 1 | 3303430032830 | 0 |  | 1200 | 61 | 26 | 3 | 4.758 | 13303430032837 | 10 | 13700000 | 82 | 54 | 17 | [8 empty] | 73303430032839 | 40 | 54800 | 120 | 80 | 49 |  |  |  | 7 | N | [12 empty] | MD1 | MW | 8538909999 | [5 empty] | 220060 | [8 empty] | Afdekplaat NS630 verticaal draaibediening/afstandsbediening L250 | Plastron NS630 vertical rotative/télécommande L250 | [17 empty] | https://eref.se.com/be/nl/sis-tarif/product/03283 | https://eref.se.com/be/fr/sis-tarif/product/03283
Schneider Electric | Schneider Electric | 01022021 |  | Schneider Electric |  | SED | 03287 |  |  | 56.41 |  | 1 |  | 10 | FRONT PLATE HZ. INS630 W750 | PLAST.INS630 HZ L750 |  | FRONT PLATE INS630 HZ W850 6M | [18 empty] | 1 | 3303430032878 | 0 |  | 1940 | 75 | 30 | 3 | 6.75 | 13303430032875 | 10 | 19980000 | 77 | 33 | 20 | [8 empty] | 73303430032877 | 20 | 39960 | 120 | 80 | 35 |  |  |  | 7 | N | [12 empty] | MD1 | MW | 8538909999 | [14 empty] | Prisma Plus - G Systeem - voorplaat voor horizontale IN630 - B = 750 mm | Prisma - G - Plastron pour INS630 horizontal, L = 750 mm | [17 empty] | https://eref.se.com/be/nl/sis-tarif/product/03287 | https://eref.se.com/be/fr/sis-tarif/product/03287
Schneider Electric | Schneider Electric | 01022021 |  | Schneider Electric |  | SED | 03289 |  |  | 56.41 |  | 1 |  | 10 | AFDEKPL. NSX630 HOR.VAST/HAND. BR750 | PLAST. NSX630 HOR. FIXE/MAN.L750 |  | FRONT PLATE NSX630 HZ FIX.TOG. W850 6M | [18 empty] | 1 | 3303430032892 | 0 |  | 1920 | 75 | 30 | 3 | 6.75 | 13303430032899 | 10 | 19900000 | 77 | 33 | 20 | [8 empty] | 73303430032891 | 20 | 39800 | 80 | 60 | 35 |  |  |  | 7 | N | [12 empty] | MD1 | MW | 8538909999 | [14 empty] | Prisma Plus - G Syst. - voorpl. vr horiz. NSX630 - vast - tweestandenschakel. | Prisma - G - Plastron pour NSX630 horizontal, fixe, commande maneton, L = 750 mm | [17 empty] | https://eref.se.com/be/nl/sis-tarif/product/03289 | https://eref.se.com/be/fr/sis-tarif/product/03289
Schneider Electric | Schneider Electric | 01022021 |  | Schneider Electric |  | SED | 03290 |  |  | 20.33 |  | 1 |  | 10 | AFDEKPL NSX250 HZ SOKK./HAND | PLAST. NSX250 HZ. SOCLE/MAN |  | FR.PLATE NSX250 HZ PLUG-IN TOG.W600 4M | [18 empty] | 1 | 3303430032908 | 0 |  | 786 | 50 | 21 | 3 | 3.15 | 23303430032902 | 10 | 8081000 | 52.8 | 22.7 | 16.5 | [9 empty] | 20 | 30000 | 60 | 80 | 32 |  |  |  | 7 | N | [12 empty] | MD1 | MW | 3926909790 | [5 empty] | 220060 | [8 empty] | Prisma Plus - G-systeem - voorplaat voor plug-in NSX250 horizontaal - tuimel | Prisma - G & P - Plastron pour NSX250 horizontal sur socle, commande maneton | [17 empty] | https://eref.se.com/be/nl/sis-tarif/product/03290 | https://eref.se.com/be/fr/sis-tarif/product/03290
Schneider Electric | Schneider Electric | 01022021 |  | Schneider Electric |  | SED | 03292 |  |  | 20.33 |  | 1 |  | 10 | AFDEKPL NSX250VIGI HZ VAST./HAND | PL. NSX250 VIGI HZ.FIXE/MANUEL |  | FR.PL.VIGI NSX/CVS 250 H.TOG/ROT W600 4M | [18 empty] | 1 | 3303430032922 | 0 |  | 800 | 53 | 22 | 4 | 4.664 | 13303430032929 | 10 | 8250 | 53 | 22.5 | 17 | [8 empty] | 73303430032921 | 360 | 319360 | 120 | 80 | 82 |  |  |  | 2 | Y | [12 empty] | MD1 | MW | 3926909790 | [5 empty] | 220060 | [8 empty] | Prisma Plus - G-systeem - voorplaat voor NSX250 horizontaal Vigi | Prisma -G & P -Plastron pour NSX250 Vigi horiz., fixe, commande maneton-rotative | [17 empty] | https://eref.se.com/be/nl/sis-tarif/product/03292 | https://eref.se.com/be/fr/sis-tarif/product/03292
Schneider Electric | Schneider Electric | 01022021 |  | Schneider Electric |  | SED | 03293 |  |  | 23.25 |  | 1 |  | 1 | AFDEKPL NSX250VIGI VERT V./HAND B250 | PLAST.NSX250VIGI V.FIXE/M.L250 |  | FRONT PLATE VIGI NSX250 V.TOG. W300 9M | [18 empty] | 1 | 3303430032939 | 0 |  | 1160 | 51 | 26 | 3 | 3.978 | [7 empty] | 13303430032936 | 12 | 14940 | 60 | 40 | 30 |  | 73303430032938 | 48 | 59760 | 120 | 80 | 45 |  |  |  | 2 | Y | [12 empty] | MD1 | MW | 3926909790 | [5 empty] | 220060 | [8 empty] | Prisma Plus - G-systeem - voorplaat voor NSX250 verticaal Vigi - handm. | Prisma - G & P -Plastron pour NSX250 Vigi vert., fixe, commande maneton, L=250mm | [17 empty] | https://eref.se.com/be/nl/sis-tarif/product/03293 | https://eref.se.com/be/fr/sis-tarif/product/03293
Schneider Electric | Schneider Electric | 01022021 |  | Schneider Electric |  | SED | 03294 |  |  | 40.28 |  | 1 |  | 10 | AFDEKPL. NSX250 HOR.VAST/HAND. BR750 | PLAST. NSX250 HOR. FIXE/MAN.L750 |  | FRONT PLATE NSX250 HZ FIX/TOG. W850 4M | [18 empty] | 1 | 3303430032946 | 0 |  | 1500 | 75 | 20 | 3 | 4.5 | 13303430032943 | 10 | 14280000 | 77 | 23 | 20 | [8 empty] | 73303430032945 | 80 | 112100 | 120 | 80 | 80 |  |  |  | 7 | N | [12 empty] | MD1 | MW | 3926909790 | [14 empty] | Prisma Plus - G Systeem - voorplaat voor horizontale NSX250 - manueel | Prisma - G - Plastron pour NSX250 horizontal, fixe, commande maneton, L = 750 mm | [17 empty] | https://eref.se.com/be/nl/sis-tarif/product/03294 | https://eref.se.com/be/fr/sis-tarif/product/03294
Schneider Electric | Schneider Electric | 01022021 |  | Schneider Electric |  | SED | 03295 |  |  | 40.28 |  | 1 |  | 10 | AFDEKPL. NSX250VIGI HOR.VAST/HAND. BR750 | PLAST. NSX250VIGI HOR. FIXE/MAN.L750 |  | FR.PLATE VIGI NSX250 HZ.FIX.TOG W850 4M | [18 empty] | 1 | 3303430032953 | 0 |  | 1340 | 75 | 20 | 3 | 4.5 | 13303430032950 | 10 | 13920000 | 77 | 23 | 20 | [9 empty] | 80 | 119200 | 120 | 80 | 105 |  |  |  | 7 | N | [12 empty] | MD1 | MW | 3926909790 | [14 empty] | Prisma Plus - G Systeem - voorplaat voor horizontale NSX250 Vigi - manueel | Prisma - G - Plastron pour NSX250 Vigi horiz., fixe, commande maneton, L = 750mm | [17 empty] | https://eref.se.com/be/nl/sis-tarif/product/03295 | https://eref.se.com/be/fr/sis-tarif/product/03295
Schneider Electric | Schneider Electric | 01022021 |  | Schneider Electric |  | SED | 03296 |  |  | 22.57 |  | 1 |  | 10 | AFDEKPL NSX630 HZ VAST./HAND | PLAST. NSX630 HZ.FIXE/MAN |  | FRONT PLATE NSX630 HZ FIX.TOG.W600 6M | [18 empty] | 1 | 3303430032960 | 0 |  | 1120 | 51 | 31 | 3 | 4.743 | 13303430032967 | 10 | 11500 | 53 | 32 | 17 | [8 empty] | 73303430032969 | 180 | 207000 | 120 | 80 | 79 |  |  |  | 7 | N | [12 empty] | MD1 | MW | 3926909790 | [5 empty] | 220060 | [8 empty] | Prisma Plus - G & P systeem - voorplaat voor NSX630 horiz. - handmatig | Prisma - G & P - Plastron pour NSX630 horizontal, fixe, commande maneton | [17 empty] | https://eref.se.com/be/nl/sis-tarif/product/03296 | https://eref.se.com/be/fr/sis-tarif/product/03296
Schneider Electric | Schneider Electric | 01022021 |  | Schneider Electric |  | SED | 03297 |  |  | 28.18 |  | 1 |  | 1 | AFDEKPL NSX630VIGI VERT | PLAST. NSX630 VIGI VERTICAL |  | FR.PL.VIGI NSX/CVS630 V.TOG/ROT W600 9M | [18 empty] | 1 | 3303430032977 | 0 |  | 2100 | 56 | 51 | 3 | 8.568 | [15 empty] | 48 | 106240 | 120 | 80 | 80 |  |  |  | 7 | N | [12 empty] | MD1 | MW | 7326909890 | [5 empty] | 220060 | [8 empty] | Prisma Plus - G & P systeem - voorplaat voor NSX630 horiz. - handmatig | Prisma - G & P - Plastron pour NSX630 Vigi vertical | [17 empty] | https://eref.se.com/be/nl/sis-tarif/product/03297 | https://eref.se.com/be/fr/sis-tarif/product/03297
Schneider Electric | Schneider Electric | 01022021 |  | Schneider Electric |  | SED | 03298 |  |  | 29.8 |  | 1 |  | 10 | AFDEKPL NSX630 VERT V./HAND B250 | PL. NSX630 VERT. FIXE/MAN.L250 |  | FRONT PLATE NSX630 VERT.FIX.MAN. W300 8M | [18 empty] | 1 | 3303430032984 | 0 |  | 800 | 41 | 27 | 3 | 3.321 | 13303430032981 | 10 | 8400 | 42.6 | 27.5 | 16.7 | [8 empty] | 73303430032983 | 240 | 202080 | 120 | 80 | 80 |  |  |  | 2 | Y | [12 empty] | MD1 | MW | 3926909790 | [5 empty] | 220060 | [8 empty] | Prisma Plus - G-systeem - voorplaat voor NSX630 verticaal Vigi - handm. | Prisma - G & P - Plastron pour NSX630 vertical, fixe, commande maneton, L =250mm | [17 empty] | https://eref.se.com/be/nl/sis-tarif/product/03298 | https://eref.se.com/be/fr/sis-tarif/product/03298
Schneider Electric | Schneider Electric | 01022021 |  | Schneider Electric |  | SED | 03299 |  |  | 31.03 |  | 1 |  | 10 | AFDEKPL NSX630VIGI V./HAND B250 | PL. NSX630 VIGI FIXE/MAN.L250 |  | FRONT PL.VIGI NSX630 V.FIX.TOG.W300 10M | [18 empty] | 1 | 3303430032991 | 0 |  | 992 | 51 | 26 | 3 | 3.978 | 13303430032998 | 10 | 10167 | 53 | 27.3 | 16.6 | [8 empty] | 73303430032990 | 270 | 286509 | 120 | 80 | 93.5 |  |  |  | 7 | N | [12 empty] | MD1 | MW | 3926909790 | [5 empty] | 220060 | [8 empty] | Prisma Plus - G System - voorplaat voor NSX630 verticaal - Vigi - handm. | Prisma - G & P -Plastron pour NSX630 Vigi vert., fixe, commande maneton, L=250mm | [17 empty] | https://eref.se.com/be/nl/sis-tarif/product/03299 | https://eref.se.com/be/fr/sis-tarif/product/03299
Schneider Electric | Schneider Electric | 01022021 |  | Schneider Electric |  | SED | 03330 |  |  | 20.49 |  | 1 |  | 10 | F. PLATE NSXM/VIGI/SDX TOGGLE W600 3M | PLASTRON NSXm/VIGI/SDx HZ. MAN. L600 3M |  | FR. PLATE NSXm/VIGI/SDx HZ.TOG. W600 3M | [18 empty] | 1 | 3606481277169 | 0 |  | 640 | 51 | 16 | 3 | 2.448 | 43606481277167 | 10 | 7050000 | 53 | 18 | 17 |  | 43606481277167 | 10 | 7050 | 60 | 40 | 30 |  | 73606481277168 | 30 | 31995 | 120 | 80 | 80 |  |  |  | 7 | N | [12 empty] | MD1 | MW | 7326909890 | [33 empty] | https://eref.se.com/be/nl/sis-tarif/product/03330 | https://eref.se.com/be/fr/sis-tarif/product/03330
Schneider Electric | Schneider Electric | 01022021 |  | Schneider Electric |  | SED | 03331 |  |  | 20.49 |  | 1 |  | 10 | F.PLATE NSXM ROTARY HANDLE W600 3M | PLASTRON NSXm/VIGI/SDx HZ. ROT. L600 3M |  | FR. PLATE NSXm/VIGI/SDx HZ.ROT.W600 3M | [18 empty] | 1 | 3606481277176 | 0 |  | 629 | 52 | 16 | 3 | 2.496 | 43606481277174 | 10 | 6535 | 53 | 17 | 17.5 |  | 43606481277174 | 10 | 6890 | 60 | 40 | 30 | [10 empty] | 7 | N | [12 empty] | MD1 | MW | 8538909999 | [33 empty] | https://eref.se.com/be/nl/sis-tarif/product/03331 | https://eref.se.com/be/fr/sis-tarif/product/03331
Schneider Electric | Schneider Electric | 01022021 |  | Schneider Electric |  | SED | 03334 |  |  | 24.16 |  | 1 |  | 10 | FR.PL.NSX/NSXVIGI+PWERTAG HZ T/R L600 4M | FR.PL.NSX/NSXVIGI+PWERTAG HZ T/R L600 4M |  | FR.PL.NSX/NSXVIGI+PWERTAG HZ T/R L600 4M | [18 empty] | 1 | 3606489567088 | 0 |  | 808 | 52 | 22 | 2 | 2.288 | 13606489567085 | 10 | 8290 | 52.5 | 22.5 | 17 | [9 empty] | 90 | 86610 | 120 | 80 | 80 |  |  |  | 7 | N | [12 empty] | MD1 | MW | 7326909890 | [33 empty] | https://eref.se.com/be/nl/sis-tarif/product/03334 | https://eref.se.com/be/fr/sis-tarif/product/03334
Schneider Electric | Schneider Electric | 01022021 |  | Schneider Electric |  | SED | 03342 |  |  | 29.41 |  | 1 |  | 8 | DOORZ. AFPL 4 M | PLAST.TRANSP.4M |  | TRANSPARENT FRONT PLATE W600/W650 4M | [18 empty] | 1 | 3303430033424 | 0 |  | 1100 | 52 | 21 | 4 | 4.368 | 33303430033425 | 8 | 8280 | 52.5 | 22.9 | 16.8 | [17 empty] | 2 | Y | [12 empty] | MD1 | MW | 85389099 | [5 empty] | 220060 | [8 empty] | Doorzichtige afdekplaat 4 modules | Plastron transparent 4 modules | [17 empty] | https://eref.se.com/be/nl/sis-tarif/product/03342 | https://eref.se.com/be/fr/sis-tarif/product/03342
Schneider Electric | Schneider Electric | 01022021 |  | Schneider Electric |  | SED | 03343 |  |  | 39 |  | 1 |  | 8 | DOORZ. AFPL 6 M | PLAST.TRANSP.6M |  | TRANSPARENT FRONT PLATE W600/W650 6M | [18 empty] | 1 | 3303430033431 | 0 |  | 1380 | 50 | 30 | 3 | 4.5 | 13303430033438 | 8 | 13800 | 53 | 32 | 17 | [8 empty] | 73303430033430 | 48 | 82800 | 120 | 80 | 49 |  |  |  | 2 | Y | [12 empty] | MD1 | MW | 8538909999 | [5 empty] | 220060 | [8 empty] | Doorzichtige afdekplaat 6 modules | Plastron transparent 6 modules | [17 empty] | https://eref.se.com/be/nl/sis-tarif/product/03343 | https://eref.se.com/be/fr/sis-tarif/product/03343
Schneider Electric | Schneider Electric | 01022021 |  | Schneider Electric |  | SED | 03344 |  |  | 53.34 |  | 1 |  | 6 | DOORZ. AFPL 9 M | PLAST.TRANSP.9M |  | TRANSPARENT FRONT PLATE W600/W650 9M | [18 empty] | 1 | 3303430033448 | 0 |  | 2040 | 50 | 45 | 3 | 6.75 | 13303430033445 | 6 | 12240000 | 47 | 52 | 25 | [8 empty] | 73303430033447 | 12 | 28480 | 120 | 80 | 43 |  |  |  | 7 | N | [12 empty] | MD1 | MW | 8538909999 | [5 empty] | 220060 | [8 empty] | Doorzichtige afdekplaat 9 modules | Plastron transparent 9 modules | [17 empty] | https://eref.se.com/be/nl/sis-tarif/product/03344 | https://eref.se.com/be/fr/sis-tarif/product/03344
Schneider Electric | Schneider Electric | 01022021 |  | Schneider Electric |  | SED | 03345 |  |  | 67.7 |  | 1 |  | 6 | DOORZ. AFPL 12 M | PLAST.TRANSP.12M |  | TRANSPARENT FRONT PLATE W600/W650 12M | [18 empty] | 1 | 3303430033455 | 0 |  | 2600 | 60 | 50 | 3 | 9 | 13303430033452 | 6 | 16460000 | 82 | 54 | 17 | [8 empty] | 73303430033454 | 12 | 32200 | 120 | 80 | 32 |  |  |  | 7 | N | [12 empty] | MD1 | MW | 8538909999 | [5 empty] | 220060 | [8 empty] | Doorzichtige afdekplaat 12 modules | Plastron transparent 12 modules | [17 empty] | https://eref.se.com/be/nl/sis-tarif/product/03345 | https://eref.se.com/be/fr/sis-tarif/product/03345
Schneider Electric | Schneider Electric | 01022021 |  | Schneider Electric |  | SED | 03352 |  |  | 32.37 |  | 1 |  | 8 | DOORZ. AFPL L250 4 M | PLAST.TRANSP.L250 4M |  | TRANSPARENT FRONT PLATE W300 4M | [18 empty] | 1 | 3303430033523 | 0 |  | 540 | 25 | 20 | 3 | 1.5 | 23303430033527 | 8 | 5523 | 40 | 30 | 30 |  | 23303430033527 | 8 | 5520 | 40 | 30 | 30 | [10 empty] | 7 | N | [12 empty] | MD1 | MW | 8538909999 | [5 empty] | 220060 | [8 empty] | Doorzichtige afdekplaat L250 4 modules | Plastron transparent L250 4 modules | [17 empty] | https://eref.se.com/be/nl/sis-tarif/product/03352 | https://eref.se.com/be/fr/sis-tarif/product/03352
Schneider Electric | Schneider Electric | 01022021 |  | Schneider Electric |  | SED | 03353 |  |  | 42.93 |  | 1 |  | 8 | DOORZ. AFPL L250 6 M | PLAST.TRANSP.L250 6M |  | TRANSPARENT FRONT PLATE W300 6M | [18 empty] | 1 | 3303430033530 | 0 |  | 760 | 30 | 25 | 3 | 2.25 | 13303430033537 | 8 | 7390 | 32 | 28 | 18 | [17 empty] | 7 | N | [12 empty] | MD1 | MW | 8538909999 | [5 empty] | 220060 | [8 empty] | Doorzichtige afdekplaat L250 6 modules | Plastron transparent L250 6 modules | [17 empty] | https://eref.se.com/be/nl/sis-tarif/product/03353 | https://eref.se.com/be/fr/sis-tarif/product/03353
Schneider Electric | Schneider Electric | 01022021 |  | Schneider Electric |  | SED | 03354 |  |  | 58.69 |  | 1 |  | 8 | DOORZ. AFPL L250 9 M | PLAST.TRANSP.L250 9M |  | TRANSPARENT FRONT PLATE W300 9M | [18 empty] | 1 | 3303430033547 | 0 |  | 1140 | 45 | 25 | 3 | 3.375 | 13303430033544 | 8 | 9120 | 47 | 28 | 13 | [8 empty] | 73303430033546 | 16 | 18240 | 120 | 80 | 33 |  |  |  | 7 | N | [12 empty] | MD1 | MW | 8538909999 | [5 empty] | 220060 | [8 empty] | Doorzichtige afdekplaat L250 9 modules | Plastron transparent L250 9 modules | [17 empty] | https://eref.se.com/be/nl/sis-tarif/product/03354 | https://eref.se.com/be/fr/sis-tarif/product/03354
Schneider Electric | Schneider Electric | 01022021 |  | Schneider Electric |  | SED | 03401 |  |  | 14.63 |  | 1 |  | 12 | RAIL MODULAIRE APP | RAIL APP.MOD. |  | W650 MODULAR DEVICE RAIL PRISMA P | [18 empty] | 1 | 3303430034018 | 0 |  | 500 | 61 | 12 | 4 | 2.928 | 13303430034015 | 12 | 6457000 | 61.5 | 23.5 | 14.5 | [8 empty] | 73303430034017 | 240 | 127200 | 120 | 80 | 74 |  |  |  | 2 | Y | [12 empty] | MD1 | MW | 8538100000 | [5 empty] | 220060 | [8 empty] | Rail voor modulaire apparatuur | Rail appareillage modulaire | [17 empty] | https://eref.se.com/be/nl/sis-tarif/product/03401 | https://eref.se.com/be/fr/sis-tarif/product/03401
Schneider Electric | Schneider Electric | 01022021 |  | Schneider Electric |  | SED | 03402 |  |  | 26.34 |  | 1 |  | 20 | INSTELBARE RAIL MOD APP | RAIL APP.MOD.REGLABLE |  | W650 ADJUSTABLE MOD. DEV. RAIL PRISMA P | [18 empty] | 1 | 3303430034025 | 0 |  | 850 | 52 | 5 | 3 | 0.78 | 13303430034022 | 20 | 17800 | 30 | 60 | 40 |  | 13303430034022 | 20 | 17900 | 60 | 40 | 30 |  | 73303430034024 | 160 | 147040 | 120 | 80 | 75 |  |  |  | 2 | Y | [12 empty] | MD1 | MW | 8538100000 | [5 empty] | 220060 | [8 empty] | Regelbare rail voor modulaire apparatuur | Rail appareillage modulaire réglable | [17 empty] | https://eref.se.com/be/nl/sis-tarif/product/03402 | https://eref.se.com/be/fr/sis-tarif/product/03402
Schneider Electric | Schneider Electric | 01022021 |  | Schneider Electric |  | SED | 03404 |  |  | 19 |  | 1 |  | 20 | INSTELBARE RAIL MOD APP B400 | RAIL APP.MOD.REGLABLE L400 |  | W400 ADJUSTABLE MOD. DEV. RAIL PRISMA P | [18 empty] | 1 | 3303430034049 | 0 |  | 760 | 37 | 6 | 5 | 1.11 | 13303430034046 | 20 | 15900 | 30 | 60 | 40 |  | 13303430034046 | 20 | 16200 | 60 | 40 | 30 |  | 73303430034048 | 80 | 66240 | 120 | 80 | 45 |  |  |  | 2 | Y | [12 empty] | MD1 | MW | 8538100000 | [5 empty] | 220060 | [8 empty] | INSTELBARE RAIL MOD APP B400 | RAIL APP.MOD.REGLABLE L400 | [17 empty] | https://eref.se.com/be/nl/sis-tarif/product/03404 | https://eref.se.com/be/fr/sis-tarif/product/03404
Schneider Electric | Schneider Electric | 01022021 |  | Schneider Electric |  | SED | 03406 |  |  | 100.62 |  | 1 |  | 1 | M.PLATE4 NSXM VIGI TOGGLE 3P/4P WIDTH650 | PLATINE NSXmVIGI MANETON-3P/4P VERT.L650 |  | MOUNT.PL NSXmVIGI TOGGLE-3P/4P VERT.W650 | [18 empty] | 1 | 3606481279002 | 0 |  | 2516 | 58 | 15 | 2 | 1.74 | [7 empty] | 43606481279000 | 6 | 15900 | 60 | 40 | 30 |  | 73606481279001 | 72 | 202788 | 120 | 80 | 103 |  |  |  | 7 | N | [12 empty] | MD1 | MW | 7326909890 | [33 empty] | https://eref.se.com/be/nl/sis-tarif/product/03406 | https://eref.se.com/be/fr/sis-tarif/product/03406
Schneider Electric | Schneider Electric | 01022021 |  | Schneider Electric |  | SED | 03409 |  |  | 91.67 |  | 1 |  | 1 | M.PLATE NSXM TOGGLE/ROT. 3P/4P WIDTH 650 | MOUNT.PL NSXm TOGGLE/ROT-3P/4P HORZ.W650 |  | MOUNT.PL NSXm TOGGLE/ROT-3P/4P HORZ.W650 | [18 empty] | 1 | 3606481204585 | 0 |  | 2110 | 58 | 16 | 5 | 4.64 | [7 empty] | 43606481204583 | 10 | 21600 | 60 | 40 | 30 |  |  | 120 | 265200 | 120 | 80 | 80 |  |  |  | 7 | N | [12 empty] | MD1 | MW | 7326909890 | [33 empty] | https://eref.se.com/be/nl/sis-tarif/product/03409 | https://eref.se.com/be/fr/sis-tarif/product/03409
Schneider Electric | Schneider Electric | 01022021 |  | Schneider Electric |  | SED | 03410 |  |  | 100.62 |  | 1 |  | 1 | M.PLATE NSXM TOGGLE/ROT. 3P/4P WIDTH650 | MOUNT.PL NSXm TOGGLE/ROT-3P/4P VERT.W650 |  | MOUNT.PL NSXm TOGGLE/ROT-3P/4P VERT.W650 | [18 empty] | 1 | 3606481205582 | 0 |  | 2448 | 58 | 3 | 15 | 2.61 | [7 empty] | 43606481205580 | 6 | 15800 | 60 | 40 | 30 |  | 73606481205581 | 72 | 200772 | 120 | 80 | 102 |  |  |  | 7 | N | [12 empty] | MD1 | MW | 7326909890 | [33 empty] | https://eref.se.com/be/nl/sis-tarif/product/03410 | https://eref.se.com/be/fr/sis-tarif/product/03410
Schneider Electric | Schneider Electric | 01022021 |  | Schneider Electric |  | SED | 03411 |  |  | 48.55 |  | 1 |  | 8 | GRPL NS250 HZ VAST/KR 3P | PLAT.NS250 HZ.FIXE/MAN.3P |  | MOUNT.PL NSX/CVS.TOGGLE -3P 250A HZ W650 | [18 empty] | 1 | 3303430034117 | 0 |  | 1150 | 58 | 15 | 5 | 4.35 | 13303430034114 | 8 | 9950 | 61 | 33 | 20 | [8 empty] | 73303430034116 | 128 | 161120 | 120 | 80 | 95 |  |  |  | 2 | Y | [12 empty] | MD1 | MW | 8538100000 | [5 empty] | 220060 | [8 empty] | Grondplaat NS250 horizontaal vast/krukbediening 3P | Platine NS250 horizontal fixe/maneton 3P | [17 empty] | https://eref.se.com/be/nl/sis-tarif/product/03411 | https://eref.se.com/be/fr/sis-tarif/product/03411
Schneider Electric | Schneider Electric | 01022021 |  | Schneider Electric |  | SED | 03412 |  |  | 57.09 |  | 1 |  | 5 | GRPL NS-INS250 HZ VAST/KR 4P | PLAT.NS-INS250 HZ.FIXE/MAN.4P |  | MOUNT.PL NSX/CVS.TOGGLE -4P 250A HZ W650 | [18 empty] | 1 | 3303430034124 | 0 |  | 1510 | 58 | 20 | 6 | 6.96 | 13303430034121 | 5 | 7650 | 61 | 22.4 | 22 | [9 empty] | 100 | 162000 | 120 | 80 | 80 |  |  |  | 2 | Y | [12 empty] | MD1 | MW | 8538100000 | [5 empty] | 220060 | [8 empty] | Grondplaat NS-INS250 horizontaal vast/krukbediening 4P | Platine NS-INS250 horizontal fixe/maneton 4P | [17 empty] | https://eref.se.com/be/nl/sis-tarif/product/03412 | https://eref.se.com/be/fr/sis-tarif/product/03412
Schneider Electric | Schneider Electric | 01022021 |  | Schneider Electric |  | SED | 03413 |  |  | 59.39 |  | 1 |  | 10 | GRPL NS250 HZ VAST/UIT+S DRA/AFS 3P | PLAT.NS250 HZ.FIXE/SOCLE 3P |  | MOUNT.PL NSX/CVS PLUGIN -3P 250A HZ W650 | [18 empty] | 1 | 3303430034131 | 0 |  | 2050 | 57 | 15 | 4 | 3.42 | 13303430034138 | 10 | 20850 | 30 | 60 | 40 |  | 13303430034138 | 10 | 21100 | 60 | 40 | 30 |  | 73303430034130 | 120 | 264000 | 120 | 80 | 105 |  |  |  | 7 | N | [12 empty] | MD1 | MW | 8538100000 | [5 empty] | 220060 | [8 empty] | Grondplaat NS250 horizontaal vast/uittrekbaar met sokkel draaib./afstandsb. 3P | Platine NS250 horizontal fixe/débrochable sur socle rotative/télécommande 3P | [17 empty] | https://eref.se.com/be/nl/sis-tarif/product/03413 | https://eref.se.com/be/fr/sis-tarif/product/03413
Schneider Electric | Schneider Electric | 01022021 |  | Schneider Electric |  | SED | 03414 |  |  | 69.89 |  | 1 |  | 8 | GRPL NS250 HZ VAST/UIT+S DRA/AFS 4P | PLAT.NS250 HZ.FIXE/SOCLE 4P |  | MOUNT.PL NSX/CVS PLUGIN -4P 250A HZ W650 | [18 empty] | 1 | 3303430034148 | 0 |  | 2500 | 57 | 20 | 3 | 3.42 | 13303430034145 | 8 | 19750 | 60 | 40 | 30 |  | 13303430034145 | 8 | 20850 | 60 | 40 | 30 |  | 73303430034147 | 64 | 158000 | 120 | 80 | 75 |  |  |  | 2 | Y | [12 empty] | MD1 | MW | 8538100000 | [5 empty] | 220060 | [8 empty] | Grondplaat NS250 horizontaal vast/uittrekbaar met sokkel draaib./afstandsb. 4P | Platine NS250 horizontal fixe/débrochable sur socle rotative/télécommande 4P | [17 empty] | https://eref.se.com/be/nl/sis-tarif/product/03414 | https://eref.se.com/be/fr/sis-tarif/product/03414
Schneider Electric | Schneider Electric | 01022021 |  | Schneider Electric |  | SED | 03415 |  |  | 71.4 |  | 1 |  | 4 | GRPL NS250 HZ UITTR.CH.3P-4P | PLAT.NS250 CHAS.3P-4P HZ. |  | MOUNT.PL NSX WITHD -3/4P 250A HZ W650 | [18 empty] | 1 | 3303430034155 | 0 |  | 2780 | 58 | 25 | 4 | 5.8 | 13303430034152 | 4 | 11840 | 60 | 20 | 40 | [8 empty] | 73303430034154 | 16 | 47360 | 120 | 80 | 35 |  |  |  | 7 | N | [12 empty] | MD1 | MW | 8538100000 | [5 empty] | 220060 | [8 empty] | Grondplaat NS250 horizontaal uittrekbaar met chassis 3P-4P | Platine NS250 horizontal débrochable sur châssis 3P-4P | [17 empty] | https://eref.se.com/be/nl/sis-tarif/product/03415 | https://eref.se.com/be/fr/sis-tarif/product/03415
Schneider Electric | Schneider Electric | 01022021 |  | Schneider Electric |  | SED | 03416 |  |  | 236.4 |  | 1 |  | 1 | Montageraam voor NSXm 3/4P 160A | Montageraam voor NSXm 3/4P 160A |  | M. plate NSXm+FC 3/4P 160A VERT.L650 | [18 empty] | 1 | 3606481489289 | 0 |  | 2106 | 59 | 16 | 2 | 1.888 | [7 empty] | 13606481489286 | 4 | 9128 | 60 | 40 | 30 |  |  | 32 | 81392 | 120 | 80 | 73 |  |  |  | 7 | N | [12 empty] | MD1 | MW | 73269098
Schneider Electric | Schneider Electric | 01022021 |  | Schneider Electric |  | SED | 03417 |  |  | 110.68 |  | 1 |  | 8 | GRPL N-NOS NS250 HZ AFS | PLAT.INV.NS250 HZ.TEL. |  | M.PL.HZ.NS250 C/O MOT.OR UA/BA | [18 empty] | 1 | 3303430034179 | 0 |  | 2900 | 57 | 11 | 4 | 2.508 | 13303430034176 | 8 | 24050 | 60 | 40 | 20 | [8 empty] | 73303430034178 | 32 | 98480 | 120 | 80 | 45 |  |  |  | 7 | N | [12 empty] | MD1 | MW | 8538100000 | [5 empty] | 220060 | [8 empty] | Grondplaat normaal-noodomschakelaar NS250 horizontaal afstandsbediening | Platine inverseur NS250 horizontal télécommande | [17 empty] | https://eref.se.com/be/nl/sis-tarif/product/03417 | https://eref.se.com/be/fr/sis-tarif/product/03417
Schneider Electric | Schneider Electric | 01022021 |  | Schneider Electric |  | SED | 03420 |  |  | 68.53 |  | 1 |  | 6 | GRPL 3-4 NS-INS250 V VAST/KR | PLAT.3-4 NS-INS250 V.FIXE/MAN. |  | M.PL.3-4V.FIXED NS-INS250 TOG. | [18 empty] | 1 | 3303430034209 | 0 |  | 1526 | 59 | 15 | 7 | 6.195 | 13303430034206 | 6 | 10012 | 60.5 | 16.5 | 34.3 | [9 empty] | 80 | 112000 | 120 | 80 | 83 |  |  |  | 2 | Y | [12 empty] | MD1 | MW | 8538100000 | [5 empty] | 220060 | [8 empty] | Grondplaat 3-4 NS-INS250 verticaal vast/krukbediening | Platine 3-4 NS-INS250 vertical fixe/maneton | [17 empty] | https://eref.se.com/be/nl/sis-tarif/product/03420 | https://eref.se.com/be/fr/sis-tarif/product/03420
Schneider Electric | Schneider Electric | 01022021 |  | Schneider Electric |  | SED | 03421 |  |  | 85.68 |  | 1 |  | 6 | GRPL 3-4 NS-INS250 V UITTR.CH | PLAT.3-4 NS-INS250 V.SOCLE/CHA |  | M.PL.3-4V.WITHD.NS250 DEVICES | [18 empty] | 1 | 3303430034216 | 0 |  | 3250 | 59 | 21 | 3 | 3.717 | 13303430034213 | 6 | 20500 | 60 | 40 | 20 | [8 empty] | 73303430034215 | 72 | 239040 | 120 | 80 | 105 |  |  |  | 7 | N | [12 empty] | MD1 | MW | 8538100000 | [5 empty] | 220060 | [8 empty] | Grondplaat 3-4 NS-INS250 verticaal uittrekbaar met chassis | Platine 3-4 NS-INS250 vertical débrochable sur châssis | [17 empty] | https://eref.se.com/be/nl/sis-tarif/product/03421 | https://eref.se.com/be/fr/sis-tarif/product/03421
Schneider Electric | Schneider Electric | 01022021 |  | Schneider Electric |  | SED | 03422 |  |  | 68.53 |  | 1 |  | 6 | GRPL 3-4 NS250 V VAST | PLAT.3-4 NS250 V.FIXE |  | M.PL.3-4V.FIXED NS250 DEVICES | [18 empty] | 1 | 3303430034223 | 0 |  | 2280 | 58 | 16 | 3 | 2.784 | 13303430034220 | 6 | 14600 | 60 | 40 | 30 |  | 13303430034220 | 6 | 14600 | 60 | 40 | 30 |  | 73303430034222 | 72 | 175200 | 120 | 80 | 105 |  |  |  | 7 | N | [12 empty] | MD1 | MW | 8538100000 | [5 empty] | 220060 | [8 empty] | Grondplaat 3-4 NS250 verticaal vast | Platine 3-4 NS250 vertical fixe | [17 empty] | https://eref.se.com/be/nl/sis-tarif/product/03422 | https://eref.se.com/be/fr/sis-tarif/product/03422
Schneider Electric | Schneider Electric | 01022021 |  | Schneider Electric |  | SED | 03423 |  |  | 85.68 |  | 1 |  | 6 | M.PL.3-4 V.WITHD.NS250 POLYP. | PLAT.PLAT.3-4 NS250 V.SOCLE POLYP. |  | M.PL.3 4 V.WITHD.NS250 POLYP. | [18 empty] | 1 | 3303430034230 | 0 |  | 3050 | 58 | 20 | 3 | 3.48 | 13303430034237 | 6 | 18520 | 60 | 40 | 30 |  | 13303430034237 | 6 | 19300 | 60 | 40 | 30 |  | 73303430034239 | 72 | 222240 | 120 | 80 | 105 |  |  |  | 2 | Y | [12 empty] | MD1 | MW | 8538100000 | [5 empty] | 220060 | [8 empty] | Prisma Plus - P-systeem - grondplaat vr inplugb. NSX250 en Vigi - tuimelsch. | Prisma - P - Platine pour NSX250 et Vigi, vertical sur socle, commande maneton | [17 empty] | https://eref.se.com/be/nl/sis-tarif/product/03423 | https://eref.se.com/be/fr/sis-tarif/product/03423
Schneider Electric | Schneider Electric | 01022021 |  | Schneider Electric |  | SED | 03428 |  |  | 132.85 |  | 1 |  | 4 | GRPL N-NOS NS-INS250 V DRA | PLAT.INV.NS-INS 250 V.ROT. |  | MOUNT.PL CHANGEOVER NSX/INS 250 ROT.VERT | [18 empty] | 1 | 3303430034285 | 0 |  | 3300 | 58 | 29 | 4 | 6.728 | 13303430034282 | 4 | 13920 | 60 | 40 | 20 | [8 empty] | 73303430034284 | 32 | 111360 | 120 | 80 | 75 |  |  |  | 7 | N | [12 empty] | MD1 | MW | 8538100000 | [5 empty] | 220060 | [8 empty] | Grondplaat normaal-noodomschakelaar NS-INS250 verticaal draaibediening | Platine inverseur NS-INS250 vertical rotative | [17 empty] | https://eref.se.com/be/nl/sis-tarif/product/03428 | https://eref.se.com/be/fr/sis-tarif/product/03428
Schneider Electric | Schneider Electric | 01022021 |  | Schneider Electric |  | SED | 03451 |  |  | 70.89 |  | 1 |  | 5 | GRPL NS630 HZ VAST/KR 3P | PLAT.NS630 HZ.FIXE/MAN.3P |  | MOUNT.PL NSX/CVS.TOGGLE -3P 630A HZ W650 | [18 empty] | 1 | 3303430034513 | 0 |  | 1500 | 58 | 20 | 7 | 8.12 | 13303430034510 | 5 | 7850 | 59 | 22 | 31.5 | [8 empty] | 73303430034512 | 70 | 111720 | 120 | 80 | 85 |  |  |  | 2 | Y | [12 empty] | MD1 | MW | 8538100000 | [5 empty] | 220060 | [8 empty] | Grondplaat NS630 horizontaal vast/krukbediening 3P | Platine NS630 horizontal fixe/maneton 3P | [17 empty] | https://eref.se.com/be/nl/sis-tarif/product/03451 | https://eref.se.com/be/fr/sis-tarif/product/03451
Schneider Electric | Schneider Electric | 01022021 |  | Schneider Electric |  | SED | 03452 |  |  | 83.43 |  | 1 |  | 5 | GRPL NS-INS630 HZ VAST/KR 4P | PLAT.NS-INS630 HZ.FIXE/MAN.4P |  | MOUNT.PL NSX/CVS.TOGGLE -4P 630A HZ W650 | [18 empty] | 1 | 3303430034520 | 0 |  | 1800 | 58 | 25 | 6 | 8.7 | 13303430034527 | 5 | 9540 | 61 | 31 | 27.5 | [8 empty] | 73303430034529 | 60 | 114480 | 120 | 80 | 77 |  |  |  | 2 | Y | [12 empty] | MD1 | MW | 8538100000 | [5 empty] | 220060 | [8 empty] | Grondplaat NS-INS630 horizontaal vast/krukbediening 4P | Platine NS-INS630 horizontal fixe/maneton 4P | [17 empty] | https://eref.se.com/be/nl/sis-tarif/product/03452 | https://eref.se.com/be/fr/sis-tarif/product/03452
Schneider Electric | Schneider Electric | 01022021 |  | Schneider Electric |  | SED | 03453 |  |  | 85.12 |  | 1 |  | 9 | GRPL NS630 HZ 3P | PLAT.NS630 HZ.3P |  | MOUNT.PL NSX/CVS PLUGIN -3P 630A HZ W650 | [18 empty] | 1 | 3303430034537 | 0 |  | 2610 | 58 | 21 | 4 | 4.872 | 13303430034534 | 9 | 23280 | 30 | 60 | 40 |  |  | 9 | 23900 | 60 | 40 | 30 |  |  | 108 | 292800 | 120 | 80 | 80 |  |  |  | 7 | N | [12 empty] | MD1 | MW | 8538100000 | [5 empty] | 220060 | [8 empty] | Grondplaat NS630 horizontaal 3P | Platine NS630 horizontal 3P | [17 empty] | https://eref.se.com/be/nl/sis-tarif/product/03453 | https://eref.se.com/be/fr/sis-tarif/product/03453
Schneider Electric | Schneider Electric | 01022021 |  | Schneider Electric |  | SED | 03454 |  |  | 100.14 |  | 1 |  | 6 | GRPL NS630 HZ 4P | PLAT.NS630 HZ.4P |  | MOUNT.PL NSX/CVS PLUGIN -4P 630A HZ W650 | [18 empty] | 1 | 3303430034544 | 0 |  | 3000 | 58 | 26 | 3 | 4.524 | 13303430034541 | 6 | 18600 | 60 | 40 | 30 |  | 13303430034541 | 6 | 18900 | 60 | 40 | 30 |  | 73303430034543 | 72 | 223200 | 120 | 80 | 103 |  |  |  | 2 | Y | [12 empty] | MD1 | MW | 8538100000 | [5 empty] | 220060 | [8 empty] | Grondplaat NS630 horizontaal 4P | Platine NS630 horizontal 4P | [17 empty] | https://eref.se.com/be/nl/sis-tarif/product/03454 | https://eref.se.com/be/fr/sis-tarif/product/03454
Schneider Electric | Schneider Electric | 01022021 |  | Schneider Electric |  | SED | 03457 |  |  | 179.66 |  | 1 |  | 8 | GRPL N-NOS NS630 HZ AFS | PLAT.INV.NS630 HZ.TEL. |  | MOUNT.PL CHANGEOVER NSX/INS 630 MOT.HORZ | [18 empty] | 1 | 3303430034575 | 0 |  | 2820 | 57 | 8 | 6 | 2.736 | 13303430034572 | 8 | 23780 | 60 | 40 | 30 |  | 13303430034572 | 8 | 23780 | 60 | 40 | 30 |  | 73303430034574 | 32 | 107120000000000 | 120 | 80 | 49 |  |  |  | 7 | N | [12 empty] | MD1 | MW | 8538909999 | [5 empty] | 220060 | [8 empty] | Grondplaat normaal-noodomschakelaar NS630 horizontaal afstandsbediening | Platine inverseur NS630 horizontal télécommande | [17 empty] | https://eref.se.com/be/nl/sis-tarif/product/03457 | https://eref.se.com/be/fr/sis-tarif/product/03457
Schneider Electric | Schneider Electric | 01022021 |  | Schneider Electric |  | SED | 03458 |  |  | 91.51 |  | 1 |  | 1 | GRPL N-NOS NS-INS630 HZ DRA | PLAT.INV.NS-INS 630 HZ.ROT. |  | MOUNT.PL CHANGEOVER NSX/INS 630 ROT.HORZ | [18 empty] | 1 | 3303430034582 | 0 |  | 4560 | 57 | 39 | 4 | 8.892 | [7 empty] | 13303430034589 | 5 | 23800 | 60 | 40 | 30 | [10 empty] | 7 | N | [12 empty] | MD1 | MW | 8538100000 | [5 empty] | 220060 | [8 empty] | Grondplaat normaal-noodomschakelaar NS-INS630 horizontaal draaibediening | Platine inverseur NS-INS630 horizontal rotative | [17 empty] | https://eref.se.com/be/nl/sis-tarif/product/03458 | https://eref.se.com/be/fr/sis-tarif/product/03458
Schneider Electric | Schneider Electric | 01022021 |  | Schneider Electric |  | SED | 03460 |  |  | 54.78 |  | 1 |  | 18 | STEUN VOOR NSX +MOTOR | KIT SUPPORT COMMANDE MOTEUR |  | KIT FOR CONTROL SUPPORT | [18 empty] | 1 | 3303430034605 | 0 |  | 1200 | 58 | 6 | 5 | 1.74 | 13303430034602 | 18 | 21700 | 60 | 11 | 41 | [8 empty] | 73303430034604 | 72 | 86400 | 120 | 80 | 35 |  |  |  | 7 | N | [12 empty] | MD1 | MW | 7326909890 | [14 empty] | Prisma Plus - P System - bevestigingskit voor controlesteun | [18 empty] | https://eref.se.com/be/nl/sis-tarif/product/03460 | https://eref.se.com/be/fr/sis-tarif/product/03460
Schneider Electric | Schneider Electric | 01022021 |  | Schneider Electric |  | SED | 03461 |  |  | 100.14 |  | 1 |  | 3 | GRPL 2 NS/1 INS630 V | PLAT.2 NS / 1INS 630 V. |  | MOUNT.PL 2 NSX/CVS/INS -3P/4P 630A VERT. | [18 empty] | 1 | 3303430034612 | 0 |  | 5060 | 58 | 30 | 4 | 6.96 | 13303430034619 | 3 | 16180 | 60 | 40 | 30 | [9 empty] | 36 | 194160 | 120 | 80 | 105 |  |  |  | 2 | Y | [12 empty] | MD1 | MW | 8538100000 | [5 empty] | 220060 | [8 empty] | Grondplaat 2 NS / 1 INS630 verticaal | Platine 2 NS / 1 INS630 vertical | [17 empty] | https://eref.se.com/be/nl/sis-tarif/product/03461 | https://eref.se.com/be/fr/sis-tarif/product/03461
Schneider Electric | Schneider Electric | 01022021 |  | Schneider Electric |  | SED | 03462 |  |  | 104.31 |  | 1 |  | 4 | GRPL NS630 HZ UITTR.CH.3P-4P | PLAT.NS630 CHAS.3P/4P HZ |  | MOUNT.PL NSX WITHD -3/4P 630A HZ W650 | [18 empty] | 1 | 3303430034629 | 0 |  | 3380 | 58 | 30 | 4 | 6.96 | 13303430034626 | 4 | 14800 | 60 | 40 | 20 | [8 empty] | 73303430034628 | 48 | 170640 | 120 | 80 | 105 |  |  |  | 7 | N | [12 empty] | MD1 | MW | 8538100000 | [5 empty] | 220060 | [8 empty] | Grondplaat NS630 horizontaal uittrekbaar met chassis 3P-4P | Platine NS630 horizontal débrochable sur châssis 3P-4P | [17 empty] | https://eref.se.com/be/nl/sis-tarif/product/03462 | https://eref.se.com/be/fr/sis-tarif/product/03462
Schneider Electric | Schneider Electric | 01022021 |  | Schneider Electric |  | SED | 03480 |  |  | 112.48 |  | 1 |  | 6 | GRPL NS1600 HZ VAST/KR-DRA 4P | PLAT.NS1600 HZ.FIXE/MAN-ROT.4P |  | MOUNT.PL NS FIXED -3P/4P 1000A HZ.W650 | [18 empty] | 1 | 3303430034803 | 0 |  | 2840 | 58 | 35 | 5 | 10.15 | 13303430034800 | 6 | 19075 | 60 | 40 | 30 |  | 13303430034800 | 6 | 19080 | 60 | 40 | 30 | [10 empty] | 7 | N | [12 empty] | MD1 | MW | 8538100000 | [5 empty] | 220060 | [8 empty] | Grondplaat NS1600 horizontaal vast/krukbediening-draaibediening 4P | Platine NS1600 horizontal fixe/maneton-rotative 4P | [17 empty] | https://eref.se.com/be/nl/sis-tarif/product/03480 | https://eref.se.com/be/fr/sis-tarif/product/03480
Schneider Electric | Schneider Electric | 01022021 |  | Schneider Electric |  | SED | 03482 |  |  | 101.25 |  | 1 |  | 1 | GRPL NS1600 V VAST | PLAT.NS1600 V.FIXE |  | MOUNT.PL NS FIXED -3P/4P 1600A VERT.W650 | [18 empty] | 1 | 3303430034827 | 0 |  | 3210 | 58 | 31 | 5 | 8.99 | [7 empty] | 13303430034824 | 7 | 22320 | 60 | 40 | 30 |  |  | 84 | 267840 | 120 | 80 | 80 |  |  |  | 2 | Y | [12 empty] | MD1 | MW | 8538100000 | [5 empty] | 220060 | [8 empty] | Grondplaat NS1600 verticaal vast | Platine NS1600 vertical fixe | [17 empty] | https://eref.se.com/be/nl/sis-tarif/product/03482 | https://eref.se.com/be/fr/sis-tarif/product/03482
Schneider Electric | Schneider Electric | 01022021 |  | Schneider Electric |  | SED | 03483 |  |  | 161.72 |  | 1 |  | 5 | GRPL NS1600-NT V UITTR.CH | PLAT.NS1600-NT V.CHAS. |  | M.PL V.WITHD NT-MTZ1/NS 3P/4P 1600A W650 | [18 empty] | 1 | 3303430034834 | 0 |  | 3200 | 57 | 18 | 3 | 3.078 | 13303430034831 | 5 | 16840 | 60 | 20 | 40 | [8 empty] | 73303430034833 | 40 | 134720 | 120 | 80 | 75 |  |  |  | 2 | Y | [12 empty] | MD1 | MW | 8538100000 | [5 empty] | 220060 | [8 empty] | Grondplaat NS1600-NT verticaal uittrekbaar met chassis | Platine NS1600-NT vertical débrochable sur châssis | [17 empty] | https://eref.se.com/be/nl/sis-tarif/product/03483 | https://eref.se.com/be/fr/sis-tarif/product/03483
Schneider Electric | Schneider Electric | 01022021 |  | Schneider Electric |  | SED | 03484 |  |  | 129.37 |  | 1 |  | 6 | GRPL NT V VAST | PLAT.NT V.FIXE |  | M.PL V.FIXED MTZ1/NT 3P/4P 1600A W650 | [18 empty] | 1 | 3303430034841 | 0 |  | 2300 | 57 | 14 | 3 | 2.394 | 13303430034848 | 6 | 14950 | 60 | 40 | 20 | [8 empty] | 73303430034840 | 24 | 60080 | 120 | 80 | 45 |  |  |  | 2 | Y | [12 empty] | MD1 | MW | 8538100000 | [5 empty] | 220060 | [8 empty] | Grondplaat NT verticaal vast | Platine NT vertical fixe | [17 empty] | https://eref.se.com/be/nl/sis-tarif/product/03484 | https://eref.se.com/be/fr/sis-tarif/product/03484
Schneider Electric | Schneider Electric | 01022021 |  | Schneider Electric |  | SED | 03487 |  |  | 102.68 |  | 1 |  | 1 | GRPL INS630 NS1600 V VAST 3P B400 | PLATINE NS1600 FIXE 3P L400 |  | MOUNT.PL NS FIXED -3P/4P 1600A VERT.W400 | [18 empty] | 1 | 3303430034872 | 0 |  | 2800 | 37 | 30 | 4 | 4.44 | [7 empty] | 13303430034879 | 8 | 23250 | 60 | 40 | 30 |  | 73303430034871 | 64 | 179200 | 120 | 80 | 75 |  |  |  | 7 | N | [12 empty] | MD1 | MW | 8538100000 | [5 empty] | 220060 | [8 empty] | GRPL INS630 NS1600 V VAST 3P B400 | PLATINE INS630 NS1600 FIXE 3P LARG 400 | [17 empty] | https://eref.se.com/be/nl/sis-tarif/product/03487 | https://eref.se.com/be/fr/sis-tarif/product/03487
Schneider Electric | Schneider Electric | 01022021 |  | Schneider Electric |  | SED | 03488 |  |  | 144.69 |  | 1 |  | 1 | GRPL NS1600-NT V UITTR.CH.3P B400 | Platine NS1600-Chas NT V 3P larg 400 |  | M.PL V. WITHD NS-MTZ1/NT 3P 1600A W400 | [18 empty] | 1 | 3303430034889 | 0 |  | 1620 | 37 | 33 | 3 | 3.663 | [7 empty] | 13303430034886 | 10 | 17000 | 60 | 40 | 30 | [10 empty] | 7 | N | [12 empty] | MD1 | MW | 8538909999 | [5 empty] | 220060 | [8 empty] | GRPL NS1600-NT V UITTR.CH.3P B400 | PLATINE NS1600-CHAS NT V 3P LARG 400 | [17 empty] | https://eref.se.com/be/nl/sis-tarif/product/03488 | https://eref.se.com/be/fr/sis-tarif/product/03488
Schneider Electric | Schneider Electric | 01022021 |  | Schneider Electric |  | SED | 03489 |  |  | 118.08 |  | 1 |  | 4 | GRPL NT V VAST 3P B400 | PLATINE NT V FIXE 3P B400 |  | M.PL V. FIXED MTZ1/NT 3P 1600A W400 | [18 empty] | 1 | 3303430034896 | 0 |  | 1360 | 37 | 33 | 3 | 3.663 | 13303430034893 | 4 | 6020 | 60 | 40 | 20 | [8 empty] | 73303430034895 | 16 | 24080 | 120 | 80 | 35 |  |  |  | 7 | N | [12 empty] | MD1 | MW | 8538909999 | [5 empty] | 220060 | [8 empty] | GRPL NT V VAST 3P B400 | PLATINE NT V FIXE 3P B400 | [17 empty] | https://eref.se.com/be/nl/sis-tarif/product/03489 | https://eref.se.com/be/fr/sis-tarif/product/03489
Schneider Electric | Schneider Electric | 01022021 |  | Schneider Electric |  | SED | 03491 |  |  | 213.76 |  | 1 |  | 5 | GRPL N-NOS NS1600 HZ DRA | PLAT.INV.NS1600 HZ.ROT. |  | MOUNT.PL CHANGEOVER NS1000 ROT.HORZ.W650 | [18 empty] | 1 | 3303430034919 | 0 |  | 3560 | 63 | 58 | 4 | 14.616 | 13303430034916 | 5 | 19400000 | 65.5 | 62 | 21 | [8 empty] | 73303430034918 | 10 | 38800 | 120 | 80 | 36 |  |  |  | 17 | N | [12 empty] | MD1 | MW | 8538100000 | [5 empty] | 220060 | [8 empty] | Grondplaat normaal-noodomschakelaar NS1600 horizontaal draaibediening | Platine inverseur NS1600 horizontal rotative | [17 empty] | https://eref.se.com/be/nl/sis-tarif/product/03491 | https://eref.se.com/be/fr/sis-tarif/product/03491
Schneider Electric | Schneider Electric | 01022021 |  | Schneider Electric |  | SED | 03500 |  |  | 199.61 |  | 1 |  | 6 | GRPL NW | PLAT.NW |  | M.PL V.FIXED/WITHD MTZ2/NW 3P/4P W650 | [18 empty] | 1 | 3303430035008 | 0 |  | 3750 | 57 | 21 | 3 | 3.591 | 13303430035005 | 6 | 23060 | 60 | 40 | 30 | [8 empty] | 73303430035007 | 72 | 276720 | 120 | 80 | 105 |  |  |  | 2 | Y | [12 empty] | MD1 | MW | 8538100000 | [5 empty] | 220060 | [8 empty] | Grondplaat NW | Platine NW | [17 empty] | https://eref.se.com/be/nl/sis-tarif/product/03500 | https://eref.se.com/be/fr/sis-tarif/product/03500
Schneider Electric | Schneider Electric | 01022021 |  | Schneider Electric |  | SED | 03501 |  |  | 140.52 |  | 1 |  | 1 | GRPL NS3200-INS2500 | PLAT.NS3200-INS2500 |  | M.PL NS3200 INS-INV2500 FIXED VERTICAl | [18 empty] | 1 | 3303430035015 | 0 |  | 2900 | 59 | 20 | 5 | 5.9 | [7 empty] | 13303430035012 | 6 | 17400 | 60 | 40 | 30 | [10 empty] | 2 | Y | [12 empty] | MD1 | MW | 8538100000 | [5 empty] | 220060 | [8 empty] | Grondplaat NS3200-INS2500 | Platine NS1600-INS2500 | [17 empty] | https://eref.se.com/be/nl/sis-tarif/product/03501 | https://eref.se.com/be/fr/sis-tarif/product/03501
Schneider Electric | Schneider Electric | 01022021 |  | Schneider Electric |  | SED | 03508 |  |  | 186.59 |  | 1 |  | 1 | MONTAGEPLAAT 2 TELLERS 3PH 6M | PLAT,2 COMPTEURS TRI 6M |  | M.PL.FOR 2 3PH METERS 6M | [18 empty] | 1 | 3303430035084 | 0 |  | 5870 | 93 | 68 | 5 | 31.62 | [15 empty] | 16 | 93760 | 120 | 80 | 80 |  |  |  | 7 | N | [12 empty] | MD1 | MW | 8538100000 | [14 empty] | Prisma - P - Montageplaat voor 2 driefasige meters - 6 modules | Prisma - P - Platine pour 2 compteurs triphasés, 6 modules, Système P | [17 empty] | https://eref.se.com/be/nl/sis-tarif/product/03508 | https://eref.se.com/be/fr/sis-tarif/product/03508
Schneider Electric | Schneider Electric | 01022021 |  | Schneider Electric |  | SED | 03534 |  |  | 119.67 |  | 1 |  | 1 | MONTAGEPLAAT INFD200 INFD250 | Montage INF 200 INF250 |  | MOUNT.PL INF 3P/4P 200-250A HORZ.W650 | [18 empty] | 1 | 3303430035343 | 0 |  | 3920 | 58 | 35 | 4 | 8.12 | [7 empty] | 13303430035340 | 5 | 20360 | 60 | 40 | 30 |  | 73303430035342 | 20 | 81440 | 120 | 80 | 45 |  |  |  | 7 | N | [12 empty] | MD1 | MW | 73269098 | [14 empty] | MONTAGEPLAAT INFD200 INFD250 | PLATINE INF 200 INF250
Schneider Electric | Schneider Electric | 01022021 |  | Schneider Electric |  | SED | 03535 |  |  | 119.67 |  | 1 |  | 3 | MONTAGEPLAAT INFD400 HORIZ | PLAT.INF400 HZ. |  | MOUNT.PL INF 3P/4P 400A HORZ.W650 | [18 empty] | 1 | 3303430035350 | 0 |  | 4420 | 58 | 40 | 4 | 9.28 | 13303430035357 | 3 | 14300000 | 82 | 54 | 17 | [8 empty] | 73303430035359 | 6 | 28600 | 120 | 80 | 35 |  |  |  | 8 | N | [12 empty] | MD1 | MW | 73269098 | [14 empty] | MONTAGEPLAAT INFD400 HORIZ | PLATINE INF400 HZ. | [17 empty] | https://eref.se.com/be/nl/sis-tarif/product/03535 | https://eref.se.com/be/fr/sis-tarif/product/03535
Schneider Electric | Schneider Electric | 01022021 |  | Schneider Electric |  | SED | 03561 |  |  | 121.28 |  | 1 |  | 1 | STEUN CANALIS | SUPPORT CANALIS |  | CANALIS SUPPORT | [18 empty] | 1 | 3303430035619 | 0 |  | 4060 | 36 | 10 | 6 | 2.16 | [7 empty] | 13303430035616 | 5 | 20860 | 60 | 40 | 30 | [10 empty] | 2 | Y | [12 empty] | MD1 | MW | 7326909890 | [5 empty] | 220060 | [8 empty] | Steun Canalis | Support Canalis | [17 empty] | https://eref.se.com/be/nl/sis-tarif/product/03561 | https://eref.se.com/be/fr/sis-tarif/product/03561
Schneider Electric | Schneider Electric | 01022021 |  | Schneider Electric |  | SED | 03569 |  |  | 223.08 |  | 1 |  | 1 | BLINDE PLAAT 36 M 800 MM | PLAQUE PLEINE 36M 800 MM |  | W800 PLAIN BACKPLATE 36M | [18 empty] | 1 | 3303430035695 | 0 |  | 30500 | 180 | 68 | 4 | 48.96 | [23 empty] | 7 | N | [12 empty] | MD1 | MW | 8538100000 | [5 empty] | 220060 | [9 empty] | Prisma - P - Plaque pleine 36 modules largeur 660 mm | [17 empty] | https://eref.se.com/be/nl/sis-tarif/product/03569 | https://eref.se.com/be/fr/sis-tarif/product/03569
Schneider Electric | Schneider Electric | 01022021 |  | Schneider Electric |  | SED | 03570 |  |  | 181.19 |  | 1 |  | 1 | BLINDE PLAAT 36 M | PLAQUE PLEINE 36M |  | PLAIN BACKPLATE 36M W650 | [18 empty] | 1 | 3303430035701 | 0 |  | 20500 | 179 | 53 | 4 | 37.948 | [23 empty] | 2 | Y | [12 empty] | MD1 | MW | 8538100000 | [5 empty] | 220060 | [8 empty] | Volle plaat 36 modules | Plaque pleine 36 modules | [17 empty] | https://eref.se.com/be/nl/sis-tarif/product/03570 | https://eref.se.com/be/fr/sis-tarif/product/03570
Schneider Electric | Schneider Electric | 01022021 |  | Schneider Electric |  | SED | 03571 |  |  | 55.5 |  | 1 |  | 1 | PERFO. GRPL 4 M | PLAT.PERF.4M |  | SLOTTED MOUNTING PLATE 4MODULES | [18 empty] | 1 | 3303430035718 | 0 |  | 1700 | 58 | 20 | 4 | 4.64 | [7 empty] | 13303430035715 | 10 | 17740 | 60 | 40 | 30 | [10 empty] | 2 | Y | [12 empty] | MD1 | MW | 8538100000 | [5 empty] | 220060 | [8 empty] | Geperforeerde grondplaat 4 modules | Platine perforée 4 modules | [17 empty] | https://eref.se.com/be/nl/sis-tarif/product/03571 | https://eref.se.com/be/fr/sis-tarif/product/03571
Schneider Electric | Schneider Electric | 01022021 |  | Schneider Electric |  | SED | 03572 |  |  | 69.26 |  | 1 |  | 1 | GEPERF GRONDPL 6 MODULEN | PLAT.PERF.6M |  | SLOTTED MOUNTING PLATE 6MODULES | [18 empty] | 1 | 3303430035725 | 0 |  | 2060 | 58 | 30 | 3 | 5.22 | [7 empty] | 13303430035722 | 8 | 17170 | 60 | 40 | 30 | [10 empty] | 7 | N | [12 empty] | MD1 | MW | 8538100000 | [5 empty] | 220060 | [8 empty] | Geperforeerde grondplaat 6 modules | Platine perforée 6 modules | [17 empty] | https://eref.se.com/be/nl/sis-tarif/product/03572 | https://eref.se.com/be/fr/sis-tarif/product/03572
Schneider Electric | Schneider Electric | 01022021 |  | Schneider Electric |  | SED | 03574 |  |  | 113.12 |  | 1 |  | 6 | PERFO. GRPL 12 M | PLAT.PERF.12M |  | SLOTTED MOUNTING PLATE 12M | [18 empty] | 1 | 3303430035749 | 0 |  | 2950 | 60 | 58 | 3 | 10.44 | 13303430035746 | 6 | 18840000 | 63 | 58.5 | 14 | [8 empty] | 73303430035748 | 36 | 113040 | 120 | 80 | 56 |  |  |  | 7 | N | [12 empty] | MD1 | MW | 8538100000 | [5 empty] | 220060 | [8 empty] | Geperforeerde grondplaat 12 modules | Platine perforée 12 modules | [17 empty] | https://eref.se.com/be/nl/sis-tarif/product/03574 | https://eref.se.com/be/fr/sis-tarif/product/03574
Schneider Electric | Schneider Electric | 01022021 |  | Schneider Electric |  | SED | 03580 |  |  | 39.21 |  | 1 |  | 1 | 4 HOEKSTUKKEN + SCHROEVEN | 4 EQUERRES + VIS |  | 4 ANGLE BRACKETS ET | [18 empty] | 1 | 3303430035800 | 0 |  | 120 | 10 | 8 | 2 | 0.16 | [7 empty] | 13303430035807 | 50 | 6040 | 40 | 30 | 15 | [10 empty] | 7 | N | [12 empty] | MD1 | MW | 7326909890 | [5 empty] | 220060 | [8 empty] | Prisma Plus - P-systeem - 4 beugels haaks + schroeven | [18 empty] | https://eref.se.com/be/nl/sis-tarif/product/03580 | https://eref.se.com/be/fr/sis-tarif/product/03580
Schneider Electric | Schneider Electric | 01022021 |  | Schneider Electric |  | SED | 03581 |  |  | 9.08 |  | 1 |  | 100 | UNIVERSELE HKST (1 ST=2) | 2 EQUERRES UNIVERSELLES |  | 2 UNIVERSAL ANGLE BRACKETS | [18 empty] | 1 | 3303430035817 | 0 |  | 185 | 15 | 6 | 5 | 0.45 | 13303430035814 | 100 | 19700 | 60 | 40 | 30 |  | 13303430035814 | 100 | 19750 | 60 | 40 | 30 |  | 73303430035816 | 800 | 157600 | 120 | 80 | 75 |  |  |  | 2 | Y | [12 empty] | MD1 | MW | 7326909890 | [5 empty] | 220060 | [8 empty] | 2 universele hoekstukken | 2 équerres universelles | [17 empty] | https://eref.se.com/be/nl/sis-tarif/product/03581 | https://eref.se.com/be/fr/sis-tarif/product/03581
Schneider Electric | Schneider Electric | 01022021 |  | Schneider Electric |  | SED | 03582 |  |  | 14.45 |  | 1 |  | 1 | 6 UNIVERSELE INSERTS SYST. P | 6 INSERTS UNIVERSELS SYST. P |  | 6 UNIVERSAL INSERTS SYST.P | [18 empty] | 1 | 3303430035824 | 0 |  | 100 | 15 | 11 | 2 | 0.33 | [7 empty] | 13303430035821 | 50 | 5640 | 40 | 30 | 15 | [10 empty] | 7 | N | [12 empty] | MD1 | MW | 7326909890 | [5 empty] | 220060 | [8 empty] | Prisma Plus - P-systeem - 6 inzetstukken universeel | Prisma - P - Inserts universels (6) Système P | [17 empty] | https://eref.se.com/be/nl/sis-tarif/product/03582 | https://eref.se.com/be/fr/sis-tarif/product/03582
Schneider Electric | Schneider Electric | 01022021 |  | Schneider Electric |  | SED | 03583 |  |  | 15.45 |  | 1 |  | 40 | UNIVERSELE HOEKSTUKKEN (1ST=6) | 6 EQUERRES UNIVERSELLES |  | 6 UNIVERSAL ANGLE BRACKETS | [18 empty] | 1 | 3303430035831 | 0 |  | 180 | 8 | 8 | 3 | 0.192 | 13303430035838 | 40 | 7540 | 15 | 40 | 30 |  | 13303430035838 | 40 | 7650 | 40 | 30 | 15 |  | 73303430035830 | 240 | 43200 | 60 | 80 | 30 |  |  |  | 2 | Y | [12 empty] | MD1 | MW | 7326909890 | [5 empty] | 220060 | [8 empty] | 6 UNIVERSELE HOEKSTUKKEN | 6 EQUERRES UNIVERSELLES | [17 empty] | https://eref.se.com/be/nl/sis-tarif/product/03583 | https://eref.se.com/be/fr/sis-tarif/product/03583
Schneider Electric | Schneider Electric | 01022021 |  | Schneider Electric |  | SED | 03584 |  |  | 40.37 |  | 1 |  | 20 | DWARSVERB L400/D400 (1 ST=2) | 2 TRAVERSES L400 POUR P400 |  | 2 SIDE.CROSS-MEMBERS W400 D400 | [18 empty] | 1 | 3303430035848 | 0 |  | 610 | 37 | 5 | 5 | 0.925 | 13303430035845 | 20 | 14000 | 30 | 60 | 40 |  | 13303430035845 | 20 | 14000 | 60 | 40 | 30 | [10 empty] | 2 | Y | [12 empty] | MD1 | MW | 8538909999 | [5 empty] | 220060 | [8 empty] | 2 dwarsverbindingen L400 voor D400 | 2 traverses L400 pour P400 | [17 empty] | https://eref.se.com/be/nl/sis-tarif/product/03584 | https://eref.se.com/be/fr/sis-tarif/product/03584
Schneider Electric | Schneider Electric | 01022021 |  | Schneider Electric |  | SED | 03586 |  |  | 20.18 |  | 1 |  | 1 | DWARSVERB L200/D600 (1 ST=2) | 2 TRAVERSES L200 POUR P600 |  | 2 SIDE.CROSS-MEMBERS W200 D600 | [18 empty] | 1 | 3303430035862 | 0 |  | 350 | 19 | 7 | 3 | 0.399 | [7 empty] | 13303430035869 | 10 | 3850 | 40 | 30 | 15 |  | 73303430035861 | 240 | 100800 | 120 | 80 | 60 |  |  |  | 7 | N | [12 empty] | MD1 | MW | 8538909999 | [5 empty] | 220060 | [8 empty] | 2 dwarsverbindingen L200 voor D600 | 2 traverses L200 pour P600 | [17 empty] | https://eref.se.com/be/nl/sis-tarif/product/03586 | https://eref.se.com/be/fr/sis-tarif/product/03586
Schneider Electric | Schneider Electric | 01022021 |  | Schneider Electric |  | SED | 03587 |  |  | 40.37 |  | 1 |  | 10 | LANGSLIGGERS L650 (1 ST=2) | 2 LONGERONS L650 |  | 2LONGITUDINAL CROSS-MBERS W650 | [18 empty] | 1 | 3303430035879 | 0 |  | 1900 | 58 | 6 | 5 | 1.74 | 13303430035876 | 10 | 19020 | 61 | 22.5 | 22.5 |  | 13303430035876 | 10 | 19250 | 60 | 40 | 30 |  | 73303430035878 | 200 | 380460 | 120 | 80 | 105 |  |  |  | 2 | Y | [12 empty] | MD1 | MW | 8538909999 | [5 empty] | 220060 | [8 empty] | 2 langsliggers L650 | 2 longerons L650 | [17 empty] | https://eref.se.com/be/nl/sis-tarif/product/03587 | https://eref.se.com/be/fr/sis-tarif/product/03587
Schneider Electric | Schneider Electric | 01022021 |  | Schneider Electric |  | SED | 03590 |  |  | 21.95 |  | 1 |  | 50 | RAIL MOD APP ACHT. L650 | RAIL APP.MOD EN FOND L650 |  | REAR MODULAR DEVICE RAIL W650 | [18 empty] | 1 | 3303430035909 | 0 |  | 310 | 58 | 4 | 3 | 0.696 | 13303430035906 | 50 | 17180 | 30 | 60 | 40 |  | 13303430035906 | 50 | 16600 | 60 | 40 | 30 |  | 73303430035908 | 200 | 68720 | 120 | 80 | 75 |  |  |  | 7 | N | [12 empty] | MD1 | MW | 8538100000 | [5 empty] | 220060 | [8 empty] | Rail voor modulaire apparatuur achterin L650 | Rail appareillage modulaire en fond L650 | [17 empty] | https://eref.se.com/be/nl/sis-tarif/product/03590 | https://eref.se.com/be/fr/sis-tarif/product/03590
Schneider Electric | Schneider Electric | 01022021 |  | Schneider Electric |  | SED | 03593 |  |  | 31.35 |  | 1 |  | 20 | GELEIDERS + HST (1 ST=2) | 2 GLISSIERES + EQUERRES |  | 2 SLIDE RAILS+ANGLE BRACKETS | [18 empty] | 1 | 3303430035930 | 0 |  | 640 | 36 | 7 | 3 | 0.756 | 13303430035937 | 20 | 13860 | 40 | 30 | 15 |  | 13303430035937 | 20 | 13600 | 40 | 30 | 15 |  | 73303430035939 | 160 | 110880 | 120 | 80 | 30 |  |  |  | 7 | N | [12 empty] | MD1 | MW | 8538909999 | [5 empty] | 220060 | [8 empty] | 2 geleiders + hoekstukken | 2 glissières + équerres | [17 empty] | https://eref.se.com/be/nl/sis-tarif/product/03593 | https://eref.se.com/be/fr/sis-tarif/product/03593
Schneider Electric | Schneider Electric | 01022021 |  | Schneider Electric |  | SED | 03595 |  |  | 43.49 |  | 1 |  | 10 | ADPT SYSTEEM G L500 | ADAPTATEUR SYSTEME G L500 |  | SYSTEM G ADAPTER W500 | [18 empty] | 1 | 3303430035954 | 0 |  | 1490 | 58 | 5 | 3 | 0.87 | 13303430035951 | 10 | 15950 | 60 | 40 | 20 | [8 empty] | 73303430035953 | 120 | 191520 | 120 | 80 | 75 |  |  |  | 2 | Y | [12 empty] | MD1 | MW | 8538909999 | [5 empty] | 220060 | [8 empty] | Adaptor Systeem G L500 | Adaptateur Système G L500 | [17 empty] | https://eref.se.com/be/nl/sis-tarif/product/03595 | https://eref.se.com/be/fr/sis-tarif/product/03595
Schneider Electric | Schneider Electric | 01022021 |  | Schneider Electric |  | SED | 03596 |  |  | 64.63 |  | 1 |  | 12 | ADPT SYSTEEM G L250 | ADAPTATEUR SYSTEME G L250 |  | SYSTEM G ADAPTER W250 | [18 empty] | 1 | 3303430035961 | 0 |  | 1100 | 40 | 7 | 5 | 1.4 | 13303430035968 | 12 | 13600 | 60 | 20 | 40 | [8 empty] | 73303430035960 | 96 | 108800 | 120 | 80 | 30 |  |  |  | 7 | N | [12 empty] | MD1 | MW | 7216690000 | [5 empty] | 220060 | [9 empty] | Prisma - P - Adaptateur Système G, L = 250 mm | [17 empty] | https://eref.se.com/be/nl/sis-tarif/product/03596 | https://eref.se.com/be/fr/sis-tarif/product/03596
Schneider Electric | Schneider Electric | 01022021 |  | Schneider Electric |  | SED | 03604 |  |  | 16.45 |  | 1 |  | 10 | AFDEKPLAAT NSX250 HORIZ 3P | PLAST. NSX250 HORIZONTAL 3P |  | FR.PL VIGI NSX.TOG/CVS.ROT -3P 250 HZ 3M | [18 empty] | 1 | 3303430036043 | 0 |  | 620 | 52 | 16 | 3 | 2.496 | 13303430036040 | 10 | 6300 | 53 | 17.2 | 17 | [8 empty] | 73303430036042 | 360 | 246400 | 120 | 80 | 85 |  |  |  | 2 | Y | [12 empty] | MD1 | MW | 3926909790 | [5 empty] | 220060 | [8 empty] | Prisma Plus - P-systeem - voorplaat voor NSX250 horiz. - 3P | Prisma - P - Plastron pour NSX250, horizontal, 3P | [17 empty] | https://eref.se.com/be/nl/sis-tarif/product/03604 | https://eref.se.com/be/fr/sis-tarif/product/03604
Schneider Electric | Schneider Electric | 01022021 |  | Schneider Electric |  | SED | 03606 |  |  | 19.31 |  | 1 |  | 10 | AFDEKPLAAT NSX250 HORIZ 4P | PLAST. NSX250 HORIZONTAL 4P |  | FR.PL VIGI NSX.TOG/CVS.ROT -4P 250 HZ 4M | [18 empty] | 1 | 3303430036067 | 0 |  | 780 | 52 | 21 | 4 | 4.368 | 13303430036064 | 10 | 8300 | 53 | 22 | 16.5 | [8 empty] | 73303430036066 | 360 | 373640 | 120 | 80 | 102 |  |  |  | 2 | Y | [12 empty] | MD1 | MW | 8538100000 | [5 empty] | 220060 | [8 empty] | AFDEKPLAAT VOOR NSX100-250 4P HORIZONTAAL | PLASTRON POUR NSX100-250 4P HORIZONTAL | [17 empty] | https://eref.se.com/be/nl/sis-tarif/product/03606 | https://eref.se.com/be/fr/sis-tarif/product/03606
Schneider Electric | Schneider Electric | 01022021 |  | Schneider Electric |  | SED | 03611 |  |  | 16.14 |  | 1 |  | 10 | AFPL NS250 HZ KR 3P | PLAST.NS250 HZ.MAN.3P |  | FR.PL.HZ.NS250 TOGGLE 3P | [18 empty] | 1 | 3303430036111 | 0 |  | 660 | 52 | 16 | 3 | 2.496 | 13303430036118 | 10 | 8120 | 53 | 17 | 18 | [9 empty] | 360 | 259840 | 120 | 80 | 80 |  |  |  | 7 | N | [12 empty] | MD1 | MW | 8538909999 | [5 empty] | 220060 | [8 empty] | Afdekplaat NS250 horizontaal krukbediening 3P | Plastron NS250 horizontal maneton 3P | [17 empty] | https://eref.se.com/be/nl/sis-tarif/product/03611 | https://eref.se.com/be/fr/sis-tarif/product/03611
Schneider Electric | Schneider Electric | 01022021 |  | Schneider Electric |  | SED | 03612 |  |  | 18.96 |  | 1 |  | 10 | AFPL NS250 HZ KR 4P | PLAST.NS250 HZ. MAN.4P |  | FR.PL.HZ.NS250 TOGGLE 4P | [18 empty] | 1 | 3303430036128 | 0 |  | 840 | 51 | 21 | 3 | 3.213 | 13303430036125 | 10 | 10340 | 53 | 23 | 17 | [9 empty] | 360 | 330880 | 120 | 80 | 102 |  |  |  | 7 | N | [12 empty] | MD1 | MW | 8538909999 | [5 empty] | 220060 | [8 empty] | Afdekplaat NS250 horizontaal krukbediening 4P | Plastron NS250 horizontal maneton 4P | [17 empty] | https://eref.se.com/be/nl/sis-tarif/product/03612 | https://eref.se.com/be/fr/sis-tarif/product/03612
Schneider Electric | Schneider Electric | 01022021 |  | Schneider Electric |  | SED | 03616 |  |  | 36.71 |  | 1 |  | 6 | AFDEKPL OMSCH NSX250 HZ MOTOR | PLAST.INV.NSX250 HZ.TEL. |  | FR.PL.HZ.NS250 C/OVER MOT. | [18 empty] | 1 | 3303430036166 | 0 |  | 1560 | 51 | 41 | 3 | 6.273 | 13303430036163 | 6 | 9580000 | 53 | 42 | 10 | [8 empty] | 73303430036165 | 96 | 153280 | 120 | 80 | 92 |  |  |  | 7 | N | [12 empty] | MD1 | MW | 8538909999 | [5 empty] | 220060 | [8 empty] | Afdekplaat normaal-noodomschakelaar NS250 horizontaal afstandsbediening | Plastron inverseur NS250 horizontal télécommande | [17 empty] | https://eref.se.com/be/nl/sis-tarif/product/03616 | https://eref.se.com/be/fr/sis-tarif/product/03616
Schneider Electric | Schneider Electric | 01022021 |  | Schneider Electric |  | SED | 03617 |  |  | 18.96 |  | 1 |  | 10 | AFPL INS250 HZ | PLAST.INS250 HZ. |  | FR.PL.HZ.INS250 | [18 empty] | 1 | 3303430036173 | 0 |  | 820 | 51 | 21 | 3 | 3.213 | 13303430036170 | 10 | 8050 | 53 | 22 | 17 | [9 empty] | 180 | 157540 | 120 | 80 | 48 |  |  |  | 2 | Y | [12 empty] | MD1 | MW | 8538909999 | [5 empty] | 220060 | [8 empty] | Afdekplaat INS250 horizontaal | Plastron INS250 horizontal | [17 empty] | https://eref.se.com/be/nl/sis-tarif/product/03617 | https://eref.se.com/be/fr/sis-tarif/product/03617
Schneider Electric | Schneider Electric | 01022021 |  | Schneider Electric |  | SED | 03618 |  |  | 23.73 |  | 1 |  | 10 | AFDEKPL NSX250 HZ UITTR.CH. | PLAST.NSX250 HZ.CHAS. |  | FR.PL.HZ.WITHD.NS250 | [18 empty] | 1 | 3303430036180 | 0 |  | 1040 | 51 | 26 | 3 | 3.978 | 13303430036187 | 10 | 10740 | 53 | 27 | 17 | [8 empty] | 73303430036189 | 30 | 32220 | 120 | 80 | 32 |  |  |  | 7 | N | [12 empty] | MD1 | MW | 8538909999 | [5 empty] | 220060 | [8 empty] | Afdekplaat NS250 horizontaal uittrekbaar met chassis | Plastron NS250 horizontal débrochable sur châssis | [17 empty] | https://eref.se.com/be/nl/sis-tarif/product/03618 | https://eref.se.com/be/fr/sis-tarif/product/03618
Schneider Electric | Schneider Electric | 01022021 |  | Schneider Electric |  | SED | 03620 |  |  | 37.1 |  | 1 |  | 10 | AFPL 3-4 INS250 V | PLAST.3-4INS250 V. |  | FR.PL.3-4 V.INS250 DEVICES | [18 empty] | 1 | 3303430036203 | 0 |  | 890 | 51 | 26 | 3 | 3.978 | 13303430036200 | 10 | 9000 | 53 | 17 | 27 | [9 empty] | 30 | 27000 | 120 | 80 | 80 |  |  |  | 7 | N | [12 empty] | MD1 | MW | 8538909999 | [5 empty] | 220060 | [8 empty] | Afdekplaat 3-4 INS250 verticaal | Plastron 3-4 INS250 vertical | [17 empty] | https://eref.se.com/be/nl/sis-tarif/product/03620 | https://eref.se.com/be/fr/sis-tarif/product/03620
Schneider Electric | Schneider Electric | 01022021 |  | Schneider Electric |  | SED | 03643 |  |  | 18.77 |  | 1 |  | 10 | AFDEKPLAAT NSX630 HORIZ 3P | PLAST. NSX630 HORIZONTAL 3P |  | FR.PL VIGI NSX.TOG/CVS.ROT -3P 630 HZ 3M | [18 empty] | 1 | 3303430036432 | 0 |  | 750 | 51 | 21 | 3 | 3.213 | 13303430036439 | 10 | 7650 | 53 | 22.5 | 17 | [8 empty] | 73303430036431 | 90 | 92200 | 120 | 80 | 31 |  |  |  | 2 | Y | [12 empty] | MD1 | MW | 3926909790 | [5 empty] | 220060 | [8 empty] | Prisma Plus - P-systeem - voorplaat voor NSX630 horiz. - 4P | Prisma - P - Plastron pour NSX630 horizontal, 3P | [17 empty] | https://eref.se.com/be/nl/sis-tarif/product/03643 | https://eref.se.com/be/fr/sis-tarif/product/03643
Schneider Electric | Schneider Electric | 01022021 |  | Schneider Electric |  | SED | 03644 |  |  | 22.05 |  | 1 |  | 10 | AFDEKPLAAT NSX630 HORIZ 4P | PLAST. NSX630 HORIZONTAL 4P |  | FR.PL VIGI NSX.TOG/CVS.ROT -4P 630 HZ 4M | [18 empty] | 1 | 3303430036449 | 0 |  | 900 | 51 | 26 | 3 | 3.978 | 13303430036446 | 10 | 9650 | 53 | 27 | 17 | [8 empty] | 73303430036448 | 270 | 262980 | 120 | 80 | 95 |  |  |  | 2 | Y | [12 empty] | MD1 | MW | 3926909790 | [5 empty] | 220060 | [8 empty] | Prisma Plus - P-systeem - voorplaat voor NSX630 horiz. - 4P | Prisma - P - Plastron pour NSX630 horizontal, 4P | [17 empty] | https://eref.se.com/be/nl/sis-tarif/product/03644 | https://eref.se.com/be/fr/sis-tarif/product/03644
Schneider Electric | Schneider Electric | 01022021 |  | Schneider Electric |  | SED | 03651 |  |  | 18.38 |  | 1 |  | 10 | AFPL NS630 HZ VAST-UIT+S/KR 3P | PLAST.NS630 HZ.MAN.3P |  | FR.PL.HZ.NS630 TOGGLE 3P | [18 empty] | 1 | 3303430036517 | 0 |  | 800 | 51 | 21 | 3 | 3.213 | 13303430036514 | 10 | 10000 | 53 | 23 | 17 | [9 empty] | 360 | 320000 | 120 | 80 | 82 |  |  |  | 7 | N | [12 empty] | MD1 | MW | 8538909999 | [5 empty] | 220060 | [8 empty] | Afdekplaat NS630 horizontaal vast-uittrekbaar met sokkel/krukbediening 3P | Plastron NS630 horizontal fixe-débrochable sur socle/maneton 3P | [17 empty] | https://eref.se.com/be/nl/sis-tarif/product/03651 | https://eref.se.com/be/fr/sis-tarif/product/03651
Schneider Electric | Schneider Electric | 01022021 |  | Schneider Electric |  | SED | 03652 |  |  | 21.64 |  | 1 |  | 10 | AFPL NS630 HZ VAST-UIT+S/KR 4P | PLAST.NS630 HZ.MAN.4P |  | FR.PL.HZ.NS630 TOGGLE 4P | [18 empty] | 1 | 3303430036524 | 0 |  | 980 | 51 | 26 | 3 | 3.978 | 13303430036521 | 10 | 10220 | 53 | 27 | 17 | [8 empty] | 73303430036523 | 270 | 275940 | 120 | 80 | 96 |  |  |  | 7 | N | [12 empty] | MD1 | MW | 8538909999 | [5 empty] | 220060 | [8 empty] | Afdekplaat NS630 horizontaal vast-uittrekbaar met sokkel/krukbediening 4P | Plastron NS630 horizontal fixe-débrochable sur socle/maneton 4P | [17 empty] | https://eref.se.com/be/nl/sis-tarif/product/03652 | https://eref.se.com/be/fr/sis-tarif/product/03652
Schneider Electric | Schneider Electric | 01022021 |  | Schneider Electric |  | SED | 03656 |  |  | 59.87 |  | 1 |  | 6 | AFDEKPL OMSCH NSX630 HZ MOTOR | PLAST.INV.NSX630 HZ.TEL. |  | FR.PL.HZ.NS630 C/OVER MOT. | [18 empty] | 1 | 3303430036562 | 0 |  | 1720 | 51 | 51 | 3 | 7.803 | 13303430036569 | 6 | 10320 | 53 | 53 | 11 | [8 empty] | 73303430036561 | 72 | 135840 | 120 | 80 | 75 |  |  |  | 7 | N | [12 empty] | MD1 | MW | 8538909999 | [5 empty] | 220060 | [8 empty] | Afdekplaat normaal-noodomschakelaar NS630 horizontaal afstandsbediening | Plastron inverseur NS630 horizontal télécommande | [17 empty] | https://eref.se.com/be/nl/sis-tarif/product/03656 | https://eref.se.com/be/fr/sis-tarif/product/03656
Schneider Electric | Schneider Electric | 01022021 |  | Schneider Electric |  | SED | 03657 |  |  | 27.03 |  | 1 |  | 10 | AFDEKPL NSX630 HZ UITTR. CH. | PLAST.NSX630 HZ.CHAS. |  | FR.PL.HZ.WITHD.NS630 | [18 empty] | 1 | 3303430036579 | 0 |  | 1120 | 51 | 31 | 3 | 4.743 | 13303430036576 | 10 | 11520 | 53 | 32 | 17 | [8 empty] | 73303430036578 | 90 | 103680 | 120 | 80 | 45 |  |  |  | 7 | N | [12 empty] | MD1 | MW | 8538909999 | [5 empty] | 220060 | [8 empty] | Afdekplaat NS630 horizontaal uittrekbaar met chassis | Plastron NS630 horizontal débrochable sur châssis | [17 empty] | https://eref.se.com/be/nl/sis-tarif/product/03657 | https://eref.se.com/be/fr/sis-tarif/product/03657
Schneider Electric | Schneider Electric | 01022021 |  | Schneider Electric |  | SED | 03658 |  |  | 21.64 |  | 1 |  | 10 | AFPL INS630 HZ | PLAST.INS630 HZ. |  | FR.PL.HZ.INS630 | [18 empty] | 1 | 3303430036586 | 0 |  | 900 | 57 | 27 | 4 | 6.156 | 13303430036583 | 10 | 9300 | 53 | 27 | 17 | [8 empty] | 73303430036585 | 90 | 84060 | 120 | 80 | 42 |  |  |  | 2 | Y | [12 empty] | MD1 | MW | 8538909999 | [5 empty] | 220060 | [8 empty] | Afdekplaat INS630 horizontaal | Plastron INS630 horizontal | [17 empty] | https://eref.se.com/be/nl/sis-tarif/product/03658 | https://eref.se.com/be/fr/sis-tarif/product/03658
Schneider Electric | Schneider Electric | 01022021 |  | Schneider Electric |  | SED | 03659 |  |  | 41.92 |  | 1 |  | 6 | AFDEKPL OMSCH NSX-INS630 HZ DRA | PLAST.INV.NSX-INS 630 HZ.ROT. |  | FR.PL.HZ.NS-INS630 C/OVER ROT. | [18 empty] | 1 | 3303430036593 | 0 |  | 1620 | 51 | 51 | 3 | 7.803 | 13303430036590 | 6 | 10140000 | 53 | 52 | 10 | [8 empty] | 73303430036592 | 36 | 60840 | 120 | 80 | 45 |  |  |  | 7 | N | [12 empty] | MD1 | MW | 8538909999 | [5 empty] | 220060 | [8 empty] | Afdekplaat normaal-noodomschakelaar NS-INS630 horizontaal draaibediening | Plastron inverseur NS-INS630 horizontal rotative | [17 empty] | https://eref.se.com/be/nl/sis-tarif/product/03659 | https://eref.se.com/be/fr/sis-tarif/product/03659
Schneider Electric | Schneider Electric | 01022021 |  | Schneider Electric |  | SED | 03661 |  |  | 37.76 |  | 1 |  | 6 | AFPL MONOBL N-NOS INS630 HZ | PLAST.INV.MONOBLOC INS630 HZ. |  | FR.PL.HZ.NS-INS630 CHANGEOVER | [18 empty] | 1 | 3303430036616 | 0 |  | 1540 | 52 | 51 | 3 | 7.956 | 13303430036613 | 6 | 9340000 | 53 | 52 | 10 | [8 empty] | 73303430036615 | 36 | 55540 | 120 | 80 | 45 |  |  |  | 7 | N | [12 empty] | MD1 | MW | 8538909999 | [5 empty] | 220060 | [8 empty] | Afdekplaat monoblok normaal-noodomschakelaar INS630 horizontaal | Plastron inverseur monobloc INS630 horizontal | [17 empty] | https://eref.se.com/be/nl/sis-tarif/product/03661 | https://eref.se.com/be/fr/sis-tarif/product/03661
Schneider Electric | Schneider Electric | 01022021 |  | Schneider Electric |  | SED | 03663 |  |  | 25.98 |  | 1 |  | 10 | AFDEKPL 2NSX630 VERT | PLAST. 2NSX630 V. |  | FR.PL.V.2NS630 | [18 empty] | 1 | 3303430036630 | 0 |  | 1220 | 51 | 36 | 3 | 5.508 | 13303430036637 | 10 | 12800 | 53 | 17 | 37 | [8 empty] | 73303430036639 | 80 | 102400 | 120 | 80 | 48 |  |  |  | 7 | N | [12 empty] | MD1 | MW | 8538909999 | [5 empty] | 220060 | [8 empty] | Afdekplaat 2NS630 verticaal | Plastron 2NS630 vertical | [17 empty] | https://eref.se.com/be/nl/sis-tarif/product/03663 | https://eref.se.com/be/fr/sis-tarif/product/03663
Schneider Electric | Schneider Electric | 01022021 |  | Schneider Electric |  | SED | 03666 |  |  | 33.05 |  | 1 |  | 6 | AFDEKPLAAT 2 NSX630VIGI VERT. | PLAST. 2 NSX630 VIGI VERTICAL |  | PLAST. 2 NSX630 VIGI VERTICAL | [18 empty] | 1 | 3303430036661 | 0 |  | 1600 | 51 | 46 | 3 | 7.038 | 13303430036668 | 6 | 9960000 | 53 | 52 | 10 | [8 empty] | 73303430036660 | 12 | 19920 | 120 | 80 | 35 |  |  |  | 7 | N | [12 empty] | MD1 | MW | 7326909890 | [5 empty] | 220060 | [8 empty] | Prisma Plus - P-systeem - voorplaat voor NSX250 horiz. - 4P | Prisma - P - Plastron pour NSX630 Vigi vertical | [17 empty] | https://eref.se.com/be/nl/sis-tarif/product/03666 | https://eref.se.com/be/fr/sis-tarif/product/03666
Schneider Electric | Schneider Electric | 01022021 |  | Schneider Electric |  | SED | 03671 |  |  | 22.76 |  | 1 |  | 10 | AFPL UA/BA | PLAST.UA/BA |  | FR.PL.UA OR BA | [18 empty] | 1 | 3303430036715 | 0 |  | 740 | 51 | 21 | 3 | 3.213 | 13303430036712 | 10 | 9100 | 53 | 23 | 17 | [9 empty] | 180 | 145600 | 120 | 80 | 48 |  |  |  | 7 | N | [12 empty] | MD1 | MW | 8538909999 | [5 empty] | 220060 | [8 empty] | Afdekplaat UA/BA | Plastron UA/BA | [17 empty] | https://eref.se.com/be/nl/sis-tarif/product/03671 | https://eref.se.com/be/fr/sis-tarif/product/03671
Schneider Electric | Schneider Electric | 01022021 |  | Schneider Electric |  | SED | 03687 |  |  | 48.22 |  | 1 |  | 5 | AFPL NS1600 HZ VAST/KR-DRA 4P | PLAST.NS1600 H.FIXE/MAN-ROT 4P |  | FR.PL.HZ.FIX.NS1600TOG/ROT.4P | [18 empty] | 1 | 3303430036876 | 0 |  | 1194 | 50 | 35 | 6 | 10.5 | 13303430036873 | 5 | 9650 | 52 | 31 | 37 | [8 empty] | 73303430036875 | 20 | 35700 | 60 | 80 | 73 |  |  |  | 2 | Y | [12 empty] | MD1 | MW | 8538909999 | [5 empty] | 220060 | [8 empty] | Afdekplaat NS1600 horizontaal vast/krukbediening-draaibediening 4P | Plastron NS1600 horizontal fixe/maneton-rotative 4P | [17 empty] | https://eref.se.com/be/nl/sis-tarif/product/03687 | https://eref.se.com/be/fr/sis-tarif/product/03687
Schneider Electric | Schneider Electric | 01022021 |  | Schneider Electric |  | SED | 03690 |  |  | 43.42 |  | 1 |  | 5 | AFPL NS1600 V VAST | PLAST.NS1600 V.FIXE |  | FR.PL.V.FIXED NS1600 | [18 empty] | 1 | 3303430036906 | 0 |  | 1800 | 50 | 35 | 6 | 10.5 |  | 5 | 9800 | 52 | 32 | 37 |  | 13303430036903 | 5 | 9100 | 60 | 40 | 30 |  | 73303430036905 | 40 | 72000 | 120 | 80 | 74 |  |  |  | 2 | Y | [12 empty] | MD1 | MW | 8538909999 | [5 empty] | 220060 | [8 empty] | Afdekplaat NS1600 verticaal vast | Plastron NS1600 vertical fixe | [17 empty] | https://eref.se.com/be/nl/sis-tarif/product/03690 | https://eref.se.com/be/fr/sis-tarif/product/03690
Schneider Electric | Schneider Electric | 01022021 |  | Schneider Electric |  | SED | 03691 |  |  | 69.32 |  | 1 |  | 5 | AFPL NS1600-NT V UITTR CHASS. | PLAST.NS1600-NT V.CHAS. |  | FR.PL WITHD. NS-MTZ1/NT | [18 empty] | 1 | 3303430036913 | 0 |  | 1800 | 50 | 40 | 4 | 8 |  | 5 | 9849 | 52 | 20 | 43 |  | 13303430036910 | 5 | 9362 | 60 | 40 | 30 |  | 73303430036912 | 40 | 86900 | 120 | 80 | 76 |  |  |  | 2 | Y | [12 empty] | MD1 | MW | 8538909999 | [5 empty] | 220060 | [8 empty] | Afdekplaat NS1600-NT verticaal uittrekbaar met chassis | Plastron NS1600-NT vertical débrochable sur châssis | [17 empty] | https://eref.se.com/be/nl/sis-tarif/product/03691 | https://eref.se.com/be/fr/sis-tarif/product/03691
Schneider Electric | Schneider Electric | 01022021 |  | Schneider Electric |  | SED | 03692 |  |  | 55.44 |  | 1 |  | 6 | AFPL NT V VAST | PLAST.NT V.FIXE |  | FR.PL V. FIXED MTZ1/NT | [18 empty] | 1 | 3303430036920 | 0 |  | 1440 | 50 | 35 | 3 | 5.25 | 13303430036927 | 6 | 9200 | 52 | 38 | 20 |  | 13303430036927 | 6 | 9200 | 60 | 40 | 30 |  | 73303430036929 | 24 | 45300 | 60 | 80 | 77 |  |  |  | 2 | Y | [12 empty] | MD1 | MW | 8538909999 | [5 empty] | 220060 | [8 empty] | Afdekplaat NT verticaal vast | Plastron NT vertical fixe | [17 empty] | https://eref.se.com/be/nl/sis-tarif/product/03692 | https://eref.se.com/be/fr/sis-tarif/product/03692
Schneider Electric | Schneider Electric | 01022021 |  | Schneider Electric |  | SED | 03695 |  |  | 82.43 |  | 1 |  | 5 | AFPL N-NOS NS1600 HZ DRA | PLAST.INV.NS1600 HZ.ROT. |  | FR.PL.HZ.NS1600CHANGEOVER ROT. | [18 empty] | 1 | 3303430036951 | 0 |  | 3200 | 65 | 50 | 4 | 13 | 13303430036958 | 5 | 17820000 | 67 | 54 | 16 | [8 empty] | 73303430036950 | 20 | 71280 | 120 | 80 | 49 |  |  |  | 38 | N | [12 empty] | MD1 | MW | 8538909999 | [5 empty] | 220060 | [8 empty] | Afdekplaat normaal-noodomschakelaar NS1600 horizontaal draaibediening | Plastron inverseur NS1600 horizontal rotative | [17 empty] | https://eref.se.com/be/nl/sis-tarif/product/03695 | https://eref.se.com/be/fr/sis-tarif/product/03695
Schneider Electric | Schneider Electric | 01022021 |  | Schneider Electric |  | SED | 03697 |  |  | 39.58 |  | 1 |  | 1 | AFPL NS1600 V VAST 3P4P B400 | PLASTRON NS1600 V FIXE 3P4P LARG 400 |  | FR.PL.V.FIX.NS1600 3 4P W400 | [18 empty] | 1 | 3303430036975 | 0 |  | 2240 | 56 | 33 | 8 | 14.784 | [7 empty] | 13303430036972 | 3 | 7460 | 60 | 40 | 30 |  | 73303430036974 | 24 | 62080 | 120 | 80 | 75 |  |  |  | 2 | Y | [12 empty] | MD1 | MW | 8538100000 | [5 empty] | 220060 | [8 empty] | AFPL NS1600 V VAST 3P4P B400 | PLASTRON NS1600 V FIXE 3P4P LARG 400 | [17 empty] | https://eref.se.com/be/nl/sis-tarif/product/03697 | https://eref.se.com/be/fr/sis-tarif/product/03697
Schneider Electric | Schneider Electric | 01022021 |  | Schneider Electric |  | SED | 03698 |  |  | 50.57 |  | 1 |  | 1 | AFPL NT V VAST 3P B400 | PLASTRON NT V FIXE 3P LARG 400 |  | FR.PL V. FIXED MTZ1/NT 3P W400 | [18 empty] | 1 | 3303430036982 | 0 |  | 1880 | 56 | 35 | 4 | 7.84 | [7 empty] | 13303430036989 | 7 | 13160 | 60 | 40 | 30 | [10 empty] | 7 | N | [12 empty] | MD1 | MW | 8538100000 | [5 empty] | 220060 | [8 empty] | AFPL NT V VAST 3P B400 | PLASTRON NT V FIXE 3P LARG 400 | [17 empty] | https://eref.se.com/be/nl/sis-tarif/product/03698 | https://eref.se.com/be/fr/sis-tarif/product/03698
Schneider Electric | Schneider Electric | 01022021 |  | Schneider Electric |  | SED | 03699 |  |  | 62.02 |  | 1 |  | 5 | AFPL NS1600-NT V UITTR.CH.3P B400 10M | PLAST NS1600-NT CHASSIS 3P LARG 400 10M |  | FR.PL WITHD NS-MTZ1/NT 3P W400 | [18 empty] | 1 | 3303430036999 | 0 |  | 2000 | 56 | 32 | 6 | 10.752 | 13303430036996 | 5 | 10840 | 30 | 60 | 40 |  | 13303430036996 | 5 | 10840 | 60 | 40 | 30 |  | 73303430036998 | 20 | 43360 | 120 | 80 | 45 |  |  |  | 7 | N | [12 empty] | MD1 | MW | 8538100000 | [5 empty] | 220060 | [8 empty] | AFPL NS1600-NT V UITTR.CH.3P B400 | PLASTRON NS1600-NT V CHASSIS 3P LARG 400 | [17 empty] | https://eref.se.com/be/nl/sis-tarif/product/03699 | https://eref.se.com/be/fr/sis-tarif/product/03699
Schneider Electric | Schneider Electric | 01022021 |  | Schneider Electric |  | SED | 03701 |  |  | 111.16 |  | 1 |  | 10 | AFDEKPLAAT NS1600 VERT met MOTOR | PLAST,NS1600 V,FIXE TEL,SP |  | FR.PL.V.FIXED MOT.NS1600 SP | [18 empty] | 1 | 3303430037019 | 0 |  | 1550 | 50 | 35 | 4 | 7 | 13303430037016 | 10 | 23660 | 52 | 42 | 39 | [9 empty] | 60 | 94640 | 120 | 80 | 80 |  |  |  | 7 | N | [12 empty] | MD1 | MW | 8537109899 | [14 empty] | Prisma - P - Frontplaat voor verticale NS1600 - met motormechanisme | Prisma - P - Plastron pour NS1600 vertical, fixe, avec télécommande | [17 empty] | https://eref.se.com/be/nl/sis-tarif/product/03701 | https://eref.se.com/be/fr/sis-tarif/product/03701
Schneider Electric | Schneider Electric | 01022021 |  | Schneider Electric |  | SED | 03710 |  |  | 97.04 |  | 1 |  | 5 | AFPL NW UITTR. CHASS. | PLAST.NW CHAS. |  | FR.PL WITHD MTZ2/NW | [18 empty] | 1 | 3303430037101 | 0 |  | 1723 | 50 | 50 | 2 | 5 | 13303430037108 | 5 | 9900 | 53 | 52 | 15 | [8 empty] | 73303430037100 | 40 | 75680 | 120 | 80 | 75 |  |  |  | 2 | Y | [12 empty] | MD1 | MW | 8538909999 | [5 empty] | 220060 | [8 empty] | Afdekplaat NW uittrekbaar met chassis | Plastron NW débrochable sur châssis | [17 empty] | https://eref.se.com/be/nl/sis-tarif/product/03710 | https://eref.se.com/be/fr/sis-tarif/product/03710
Schneider Electric | Schneider Electric | 01022021 |  | Schneider Electric |  | SED | 03711 |  |  | 77.63 |  | 1 |  | 1 | AFPL NW VAST | PLAST.NW FIXE |  | FR.PL FIXED MTZ2/NW | [18 empty] | 1 | 3303430037118 | 0 |  | 1610 | 50 | 45 | 2 | 4.5 | [14 empty] | 73303430037117 | 40 | 65680 | 60 | 80 | 70 |  |  |  | 2 | Y | [12 empty] | MD1 | MW | 85389099 | [5 empty] | 220060 | [8 empty] | Afdekplaat NW vast | Plastron NW fixe | [17 empty] | https://eref.se.com/be/nl/sis-tarif/product/03711 | https://eref.se.com/be/fr/sis-tarif/product/03711
Schneider Electric | Schneider Electric | 01022021 |  | Schneider Electric |  | SED | 03713 |  |  | 64.27 |  | 1 |  | 16 | AFPL INS1600 3P | PLAST.INS800/2500 3P |  | FR.PL.INS1600 3P | [18 empty] | 1 | 3303430037132 | 0 |  | 1050 | 50 | 30 | 3 | 4.5 | 13303430037139 | 16 | 17150 | 52 | 42 | 39 | [8 empty] | 73303430037131 | 128 | 138880 | 120 | 80 | 90 |  |  |  | 7 | N | [12 empty] | MD1 | MW | 8538909999 | [5 empty] | 220060 | [8 empty] | Afdekplaat INS2500 3P | Plastron INS2500 3P | [17 empty] | https://eref.se.com/be/nl/sis-tarif/product/03713 | https://eref.se.com/be/fr/sis-tarif/product/03713
Schneider Electric | Schneider Electric | 01022021 |  | Schneider Electric |  | SED | 03714 |  |  | 75.63 |  | 1 |  | 16 | AFPL INS1600 4P | PLAST.INS 800/1600-4P |  | FR.PL.INS1600 4P | [18 empty] | 1 | 3303430037149 | 0 |  | 930 | 50 | 31 | 4 | 6.2 | 13303430037146 | 16 | 15640 | 30 | 59 | 49 |  | 13303430037146 | 16 | 15200 | 60 | 40 | 30 |  | 73303430037148 | 128 | 125120 | 120 | 80 | 74 |  |  |  | 2 | Y | [12 empty] | MD1 | MW | 85389099 | [5 empty] | 220060 | [8 empty] | Afdekplaat INS2500 4P | Plastron INS2500 4P | [17 empty] | https://eref.se.com/be/nl/sis-tarif/product/03714 | https://eref.se.com/be/fr/sis-tarif/product/03714
Schneider Electric | Schneider Electric | 01022021 |  | Schneider Electric |  | SED | 03715 |  |  | 75.63 |  | 1 |  | 1 | AFPL INS2500 3P/4P | PLAST.INS2500 3P/4P |  | FR.PL.INS2500 3P/4P | [18 empty] | 1 | 3303430037156 | 0 |  | 3540 | 54 | 53 | 7 | 20.034 | [15 empty] | 24 | 96960 | 120 | 80 | 85 |  |  |  | 7 | N | [12 empty] | MD1 | MW | 8538100000 | [5 empty] | 220060 | [8 empty] | Prisma Plus - P-systeem - voorplaat vr INS2500 - 3P of 4P | Prisma - P - Plastron pour INS2500, 3P ou 4P | [17 empty] | https://eref.se.com/be/nl/sis-tarif/product/03715 | https://eref.se.com/be/fr/sis-tarif/product/03715
Schneider Electric | Schneider Electric | 01022021 |  | Schneider Electric |  | SED | 03722 |  |  | 57.28 |  | 1 |  | 5 | AFPL BLIND 13MOD B400 | PLASTRON PIVOTANT 13MOD LARG 400 |  | HINGED FR.PL.13M W400 | [18 empty] | 1 | 3303430037224 | 0 |  | 2400 | 65 | 33 | 4 | 8.58 | 13303430037221 | 5 | 12200 | 68 | 36 | 21 | [8 empty] | 73303430037223 | 30 | 80400 | 120 | 80 | 95 |  |  |  | 7 | N | [12 empty] | MD1 | MW | 8538909999 | [5 empty] | 220060 | [8 empty] | AFPL BLIND 13MOD B400 | PLASTRON PIVOTANT 13MOD LARG 400 | [17 empty] | https://eref.se.com/be/nl/sis-tarif/product/03722 | https://eref.se.com/be/fr/sis-tarif/product/03722
Schneider Electric | Schneider Electric | 01022021 |  | Schneider Electric |  | SED | 03723 |  |  | 101.1 |  | 1 |  | 3 | AFPL METING 13MOD B400 | Plastron pivotant 13MOD Larg 400 |  | HINGED FR.PL.HSI 13M W400 | [18 empty] | 1 | 3303430037231 | 0 |  | 2080 | 65 | 32 | 4 | 8.32 | 13303430037238 | 3 | 7420 | 82 | 54 | 17 | [8 empty] | 73303430037230 | 18 | 44440 | 80 | 60 | 75.5 |  |  |  | 7 | N | [12 empty] | MD1 | MW | 8537109899 | [5 empty] | 220060 | [8 empty] | AFPL METING 13MOD B400 | PLASTRON PIVOTANT 13MOD LARG 400 | [17 empty] | https://eref.se.com/be/nl/sis-tarif/product/03723 | https://eref.se.com/be/fr/sis-tarif/product/03723
Schneider Electric | Schneider Electric | 01022021 |  | Schneider Electric |  | SED | 03801 |  |  | 6.03 |  | 1 |  | 16 | BLINDE AFPL 1 M | PLAST.PLEIN 1M |  | PLAIN FRONT PLATE W600/W650 1M | [18 empty] | 1 | 3303430038016 | 0 |  | 310 | 53 | 6 | 3 | 0.954 | 13303430038013 | 16 | 4950 | 52.5 | 13 | 17.5 | [9 empty] | 864 | 292920 | 120 | 80 | 94 |  |  |  | 2 | Y | [12 empty] | MD1 | MW | 85389099 | [5 empty] | 220060 | [8 empty] | Volle afdekplaat 1 module | Plastron plein 1 module | [17 empty] | https://eref.se.com/be/nl/sis-tarif/product/03801 | https://eref.se.com/be/fr/sis-tarif/product/03801
Schneider Electric | Schneider Electric | 01022021 |  | Schneider Electric |  | SED | 03802 |  |  | 7.96 |  | 1 |  | 10 | BLINDE AFPL 2 M | Modulaire afdekplaat W600/W650 2M |  | PLAIN FRONT PLATE W600/W650 2M | [18 empty] | 1 | 3303430038023 | 0 |  | 500 | 53 | 13 | 4 | 2.756 | 13303430038020 | 10 | 5050 | 53 | 13.1 | 17 | [8 empty] | 73303430038022 | 576 | 305880 | 120 | 80 | 116 |  |  |  | 2 | Y | [12 empty] | MD1 | MW | 85389099 | [5 empty] | 220060 | [8 empty] | Volle afdekplaat 2 modules | Plastron plein 2 modules | [17 empty] | https://eref.se.com/be/nl/sis-tarif/product/03802 | https://eref.se.com/be/fr/sis-tarif/product/03802
Schneider Electric | Schneider Electric | 01022021 |  | Schneider Electric |  | SED | 03803 |  |  | 9.87 |  | 1 |  | 10 | BLINDE AFPL 3 M | PLAST.PLEIN 3M |  | PLAIN FRONT PLATE W600/W650 3M | [18 empty] | 1 | 3303430038030 | 0 |  | 640 | 53 | 16 | 4 | 3.392 | 13303430038037 | 10 | 6600 | 53 | 17 | 17.5 | [9 empty] | 450 | 321000 | 120 | 80 | 100.5 |  |  |  | 2 | Y | [12 empty] | MD1 | MW | 85389099 | [5 empty] | 220060 | [8 empty] | Volle afdekplaat 3 modules | Plastron plein 3 modules | [17 empty] | https://eref.se.com/be/nl/sis-tarif/product/03803 | https://eref.se.com/be/fr/sis-tarif/product/03803
Schneider Electric | Schneider Electric | 01022021 |  | Schneider Electric |  | SED | 03804 |  |  | 11.77 |  | 1 |  | 10 | BLINDE AFPL 4 M | PLAST.PLEIN 4M |  | PLAIN FRONT PLATE W600/W650 4M | [18 empty] | 1 | 3303430038047 | 0 |  | 860 | 51 | 21 | 3 | 3.213 | 13303430038044 | 10 | 8720000 | 53 | 22.5 | 17 | [8 empty] | 73303430038046 | 360 | 324600 | 120 | 80 | 104 |  |  |  | 2 | Y | [12 empty] | MD1 | MW | 85389099 | [5 empty] | 220060 | [8 empty] | Volle afdekplaat 4 modules | Plastron plein 4 modules | [17 empty] | https://eref.se.com/be/nl/sis-tarif/product/03804 | https://eref.se.com/be/fr/sis-tarif/product/03804
Schneider Electric | Schneider Electric | 01022021 |  | Schneider Electric |  | SED | 03805 |  |  | 13.67 |  | 1 |  | 10 | BLINDE AFPL 5 M | PLAST.PLEIN 5M |  | PLAIN FRONT PLATE W600/W650 5M | [18 empty] | 1 | 3303430038054 | 0 |  | 1050 | 52 | 27 | 3 | 4.212 | 13303430038051 | 10 | 10800 | 52 | 27.5 | 17 | [8 empty] | 73303430038053 | 270 | 291600 | 120 | 80 | 96 |  |  |  | 2 | Y | [12 empty] | MD1 | MW | 85389099 | [5 empty] | 220060 | [8 empty] | Volle afdekplaat 5 modules | Plastron plein 5 modules | [17 empty] | https://eref.se.com/be/nl/sis-tarif/product/03805 | https://eref.se.com/be/fr/sis-tarif/product/03805
Schneider Electric | Schneider Electric | 01022021 |  | Schneider Electric |  | SED | 03806 |  |  | 15.6 |  | 1 |  | 10 | BLINDE AFPL 6 M | PLAST.PLEIN 6M |  | PLAIN FRONT PLATE W600/W650 6M | [18 empty] | 1 | 3303430038061 | 0 |  | 1250 | 52 | 31 | 3 | 4.836 | 13303430038068 | 10 | 12600 | 52.5 | 32.4 | 16.5 | [8 empty] | 73303430038060 | 180 | 226440 | 120 | 80 | 48 |  |  |  | 2 | Y | [12 empty] | MD1 | MW | 85389099 | [5 empty] | 220060 | [8 empty] | Volle afdekplaat 6 modules | Plastron plein 6 modules | [17 empty] | https://eref.se.com/be/nl/sis-tarif/product/03806 | https://eref.se.com/be/fr/sis-tarif/product/03806
Schneider Electric | Schneider Electric | 01022021 |  | Schneider Electric |  | SED | 03807 |  |  | 21.32 |  | 1 |  | 6 | BLINDE AFPL 9 M | PLAST.PLEIN 9M |  | PLAIN FRONT PLATE W600/W650 9M | [18 empty] | 1 | 3303430038078 | 0 |  | 1850 | 51 | 46 | 3 | 7.038 | 13303430038075 | 6 | 11280000 | 53 | 52 | 10 | [8 empty] | 73303430038077 | 60 | 112800 | 120 | 80 | 65 |  |  |  | 2 | Y | [12 empty] | MD1 | MW | 8538909999 | [5 empty] | 220060 | [8 empty] | Volle afdekplaat 9 modules | Plastron plein 9 modules | [17 empty] | https://eref.se.com/be/nl/sis-tarif/product/03807 | https://eref.se.com/be/fr/sis-tarif/product/03807
Schneider Electric | Schneider Electric | 01022021 |  | Schneider Electric |  | SED | 03808 |  |  | 27.06 |  | 1 |  | 6 | BLINDE AFPL 12 M | PLAST.PLEIN 12M |  | PLAIN FRONT PLATE W600/W650 12M | [18 empty] | 1 | 3303430038085 | 0 |  | 2400 | 61 | 51 | 3 | 9.333 | 13303430038082 | 6 | 15680000 | 82 | 54 | 17 | [8 empty] | 73303430038084 | 48 | 125440 | 120 | 80 | 80 |  |  |  | 2 | Y | [12 empty] | MD1 | MW | 8538909999 | [5 empty] | 220060 | [8 empty] | Volle afdekplaat 12 modules | Plastron plein 12 modules | [17 empty] | https://eref.se.com/be/nl/sis-tarif/product/03808 | https://eref.se.com/be/fr/sis-tarif/product/03808
Schneider Electric | Schneider Electric | 01022021 |  | Schneider Electric |  | SED | 03811 |  |  | 6.62 |  | 1 |  | 24 | BLINDE AFPL 1 M L250 | PLAST.PLEIN 1M L250 |  | PLAIN FRONT PLATE W300 1M | [18 empty] | 1 | 3303430038115 | 0 |  | 180 | 27 | 6 | 3 | 0.486 | 13303430038112 | 24 | 4480 | 15 | 40 | 30 |  | 13303430038112 | 24 | 4600 | 40 | 30 | 15 |  | 73303430038114 | 192 | 52200 | 120 | 80 | 30 |  |  |  | 2 | Y | [12 empty] | MD1 | MW | 8538909999 | [5 empty] | 220060 | [8 empty] | Volle afdekplaat 1 module L250 | Plastron plein 1 module L250 | [17 empty] | https://eref.se.com/be/nl/sis-tarif/product/03811 | https://eref.se.com/be/fr/sis-tarif/product/03811
Schneider Electric | Schneider Electric | 01022021 |  | Schneider Electric |  | SED | 03812 |  |  | 8.76 |  | 1 |  | 10 | BLINDE AFPL 2 M L250 | PLAST.PLEIN 2M L250 |  | PLAIN FRONT PLATE W300 2M | [18 empty] | 1 | 3303430038122 | 0 |  | 310 | 27 | 11 | 3 | 0.891 | 13303430038129 | 10 | 3040 | 40 | 30 | 15 |  | 43303430038120 | 10 | 3040 | 40 | 30 | 15 |  |  | 160 | 59520 | 120 | 80 | 80 |  |  |  | 2 | Y | [12 empty] | MD1 | MW | 8538909999 | [5 empty] | 220060 | [8 empty] | Volle afdekplaat 2 modules L250 | Plastron plein 2 modules L250 | [17 empty] | https://eref.se.com/be/nl/sis-tarif/product/03812 | https://eref.se.com/be/fr/sis-tarif/product/03812
Schneider Electric | Schneider Electric | 01022021 |  | Schneider Electric |  | SED | 03813 |  |  | 10.87 |  | 1 |  | 10 | BLINDE AFPL 3 M L250 | PLAST.PLEIN 3M L250 |  | PLAIN FRONT PLATE W300 3M | [18 empty] | 1 | 3303430038139 | 0 |  | 360 | 26 | 16 | 2 | 0.832 | 13303430038136 | 10 | 3850000 | 27.6 | 17.7 | 16.6 | [8 empty] | 73303430038138 | 320 | 149760 | 120 | 80 | 48 |  |  |  | 2 | Y | [12 empty] | MD1 | MW | 8538909999 | [5 empty] | 220060 | [8 empty] | Volle afdekplaat 3 modules L250 | Plastron plein 3 modules L250 | [17 empty] | https://eref.se.com/be/nl/sis-tarif/product/03813 | https://eref.se.com/be/fr/sis-tarif/product/03813
Schneider Electric | Schneider Electric | 01022021 |  | Schneider Electric |  | SED | 03814 |  |  | 12.98 |  | 1 |  | 10 | BLINDE AFPL 4 M L250 | PLAST.PLEIN 4M L250 |  | PLAIN FRONT PLATE W300 4M | [18 empty] | 1 | 3303430038146 | 0 |  | 470 | 27 | 22 | 3 | 1.782 | 13303430038143 | 10 | 4900 | 27.5 | 23 | 16.5 | [9 empty] | 600 | 283200 | 120 | 80 | 80 |  |  |  | 2 | Y | [12 empty] | MD1 | MW | 8538909999 | [5 empty] | 220060 | [8 empty] | Volle afdekplaat 4 modules L250 | Plastron plein 4 modules L250 | [17 empty] | https://eref.se.com/be/nl/sis-tarif/product/03814 | https://eref.se.com/be/fr/sis-tarif/product/03814
Schneider Electric | Schneider Electric | 01022021 |  | Schneider Electric |  | SED | 03815 |  |  | 15.06 |  | 1 |  | 10 | BLINDE AFPL 5 M L250 | PLAST.PLEIN 5M L250 |  | PLAIN FRONT PLATE W300 5M | [18 empty] | 1 | 3303430038153 | 0 |  | 600 | 27 | 26 | 4 | 2.808 | 13303430038150 | 10 | 6000 | 28 | 27 | 17 | [8 empty] | 73303430038152 | 240 | 144000 | 120 | 80 | 47 |  |  |  | 2 | Y | [12 empty] | MD1 | MW | 8538909999 | [5 empty] | 220060 | [8 empty] | Volle afdekplaat 5 modules L250 | Plastron plein 5 modules L250 | [17 empty] | https://eref.se.com/be/nl/sis-tarif/product/03815 | https://eref.se.com/be/fr/sis-tarif/product/03815
Schneider Electric | Schneider Electric | 01022021 |  | Schneider Electric |  | SED | 03816 |  |  | 17.19 |  | 1 |  | 10 | BLINDE AFPL 6 M L250 | PLAST.PLEIN 6M L250 |  | PLAIN FRONT PLATE W300 6M | [18 empty] | 1 | 3303430038160 | 0 |  | 669 | 31 | 26 | 3 | 2.418 | 13303430038167 | 10 | 7020000 | 34 | 28 | 17 | [8 empty] | 73303430038169 | 450 | 315900 | 120 | 80 | 96 |  |  |  | 2 | Y | [12 empty] | MD1 | MW | 8538909999 | [5 empty] | 220060 | [8 empty] | Volle afdekplaat 6 modules L250 | Plastron plein 6 modules L250 | [17 empty] | https://eref.se.com/be/nl/sis-tarif/product/03816 | https://eref.se.com/be/fr/sis-tarif/product/03816
Schneider Electric | Schneider Electric | 01022021 |  | Schneider Electric |  | SED | 03817 |  |  | 23.47 |  | 1 |  | 10 | BLINDE AFPL 9 M L250 | PLAST.PLEIN 9M L250 |  | PLAIN FRONT PLATE W300 9M | [18 empty] | 1 | 3303430038177 | 0 |  | 999 | 46 | 27 | 3 | 3.726 | 13303430038174 | 10 | 10300 | 52.6 | 27.7 | 16.8 | [8 empty] | 73303430038176 | 300 | 315960 | 120 | 80 | 93 |  |  |  | 2 | Y | [12 empty] | MD1 | MW | 8538909999 | [5 empty] | 220060 | [8 empty] | Volle afdekplaat 9 modules L250 | Plastron plein 9 modules L250 | [17 empty] | https://eref.se.com/be/nl/sis-tarif/product/03817 | https://eref.se.com/be/fr/sis-tarif/product/03817
Schneider Electric | Schneider Electric | 01022021 |  | Schneider Electric |  | SED | 03851 |  |  | 24.16 |  | 1 |  | 10 | PLAIN FRONT PLATE 1M W750 | PLAST.PLEIN 1M L750 |  | PLAIN FRONT PLATE W850 1M | [18 empty] | 1 | 3303430038511 | 0 |  | 540 | 75 | 6 | 3 | 1.35 | 13303430038518 | 10 | 5280000 | 80 | 18 | 7 | [8 empty] | 73303430038510 | 120 | 63360 | 60 | 80 | 48 |  |  |  | 2 | Y | [12 empty] | MD1 | MW | 8537109899 | [14 empty] | Prisma Plus - G Systeem - volle voorplaat - 1 module - B = 750 mm | Prisma - G - Plastron plein, 1 module, L = 750 mm | [17 empty] | https://eref.se.com/be/nl/sis-tarif/product/03851 | https://eref.se.com/be/fr/sis-tarif/product/03851
Schneider Electric | Schneider Electric | 01022021 |  | Schneider Electric |  | SED | 03853 |  |  | 27.89 |  | 1 |  | 10 | PLAIN FRONT PLATE 3M W750 | PLAST.PLEIN 3M L750 |  | PLAIN FRONT PLATE W850 3M | [18 empty] | 1 | 3303430038535 | 0 |  | 1145 | 75 | 15 | 3 | 3.375 | 13303430038532 | 10 | 11660 | 76 | 23 | 20 | [9 empty] | 80 | 103000 | 120 | 80 | 39 |  |  |  | 7 | N | [12 empty] | MD1 | MW | 8538909999 | [14 empty] | Prisma Plus - G Systeem - volle voorplaat - 3 modules - B = 750 mm | Prisma - G - Plastron plein, 3 modules, L = 750 mm | [17 empty] | https://eref.se.com/be/nl/sis-tarif/product/03853 | https://eref.se.com/be/fr/sis-tarif/product/03853
Schneider Electric | Schneider Electric | 01022021 |  | Schneider Electric |  | SED | 03854 |  |  | 32.86 |  | 1 |  | 10 | PLAIN FRONT PLATE 4M W750 | PLAST.PLEIN 4M L750 |  | PLAIN FRONT PLATE W850 4M | [18 empty] | 1 | 3303430038542 | 0 |  | 1460 | 75 | 20 | 3 | 4.5 | 13303430038549 | 10 | 15080000 | 76 | 23 | 20 | [8 empty] | 73303430038541 | 60 | 90480 | 120 | 80 | 38 |  |  |  | 2 | Y | [12 empty] | MD1 | MW | 8538909999 | [14 empty] | Prisma Plus - G Systeem - volle voorplaat - 4 modules - B = 750 mm | Prisma - G - Plastron plein, 4 modules, L = 750 mm | [17 empty] | https://eref.se.com/be/nl/sis-tarif/product/03854 | https://eref.se.com/be/fr/sis-tarif/product/03854
Schneider Electric | Schneider Electric | 01022021 |  | Schneider Electric |  | SED | 03856 |  |  | 42.79 |  | 1 |  | 10 | PLAIN FRONT PLATE 6M W750 | PLAST.PLEIN 6M L750 |  | PLAIN FRONT PLATE W850 6M | [18 empty] | 1 | 3303430038566 | 0 |  | 2040 | 75 | 30 | 3 | 6.75 | 13303430038563 | 10 | 21080000 | 76 | 33 | 20 | [8 empty] | 73303430038565 | 20 | 42160 | 80 | 60 | 30 |  |  |  | 7 | N | [12 empty] | MD1 | MW | 85389099 | [14 empty] | Prisma Plus - G Systeem - volle voorplaat - 6 modules - B = 750 mm | Prisma - G - Plastron plein, 6 modules, L = 750 mm | [17 empty] | https://eref.se.com/be/nl/sis-tarif/product/03856 | https://eref.se.com/be/fr/sis-tarif/product/03856
Schneider Electric | Schneider Electric | 01022021 |  | Schneider Electric |  | SED | 03861 |  |  | 92.04 |  | 1 |  | 1 | AFDEKPLAAT VOL 11M BR750 | PLASTRON PLEIN 11M L750 |  | PLAIN FRONT PLATE W850 11M | [18 empty] | 1 | 3303430038610 | 0 |  | 4370 | 78 | 58 | 5 | 22.62 | [15 empty] | 26 | 123680 | 120 | 80 | 80 |  |  |  | 7 | N | [12 empty] | MD1 | MW | 8538909999 | [14 empty] | Prisma Plus - G Systeem - volle voorplaat - 11 modules - B = 750 mm | Prisma - G - Plastron plein, 11 modules, L = 750 mm | [17 empty] | https://eref.se.com/be/nl/sis-tarif/product/03861 | https://eref.se.com/be/fr/sis-tarif/product/03861
Schneider Electric | Schneider Electric | 01022021 |  | Schneider Electric |  | SED | 03891 |  |  | 9.65 |  | 1 |  | 20 | AFPL M/VENTIL. IP30 1 M | PLAST.AERE IP30 1M |  | IP30 VENTILATED FRONT PLATE W600/W650 1M | [18 empty] | 1 | 3303430038917 | 0 |  | 240 | 50 | 5 | 3 | 0.75 | 13303430038914 | 20 | 5300 | 59 | 39 | 19 | [9 empty] | 60 | 22900 | 60 | 80 | 75 |  |  |  | 2 | Y | [12 empty] | MD1 | MW | 85389099 | [5 empty] | 220060 | [8 empty] | Afdekplaat met ventilatie IP30 1 module | Plastron aéré IP30 1 module | [17 empty] | https://eref.se.com/be/nl/sis-tarif/product/03891 | https://eref.se.com/be/fr/sis-tarif/product/03891
Schneider Electric | Schneider Electric | 01022021 |  | Schneider Electric |  | SED | 03895 |  |  | 15.79 |  | 1 |  | 10 | AFPL M/VENTIL. IP30 3 M | PLAST.AERE IP30 3M |  | IP30 VENTILATED FRONT PLATE W600/W650 3M | [18 empty] | 1 | 3303430038955 | 0 |  | 510 | 50 | 15 | 3 | 2.25 | 13303430038952 | 10 | 5500 | 81.5 | 22 | 15.5 |  | 13303430038952 | 10 | 5500 | 60 | 40 | 30 |  |  | 120 | 60240 | 120 | 80 | 80 |  |  |  | 2 | Y | [12 empty] | MD1 | MW | 8538909999 | [5 empty] | 220060 | [8 empty] | Afdekplaat met ventilatie IP30 3 modules | Plastron aéré IP30 3 modules | [17 empty] | https://eref.se.com/be/nl/sis-tarif/product/03895 | https://eref.se.com/be/fr/sis-tarif/product/03895
Schneider Electric | Schneider Electric | 01022021 |  | Schneider Electric |  | SED | 03900 |  |  | 11.37 |  | 1 |  | 1 | BLINDE GRPL MEETAPP 72X72 | PLAT.MESURE 72X72 PLEINE |  | SUPPORT 72X72 MET.DEV/PB FOR 03904/03928 | [18 empty] | 1 | 3303430039006 | 0 |  | 40 | 15 | 9 | 2 | 0.27 | [7 empty] | 13303430039003 | 200 | 10020 | 60 | 40 | 30 | [10 empty] | 7 | N | [12 empty] | MD1 | MW | 8538100000 | [5 empty] | 220060 | [8 empty] | Volle grondplaat meetapparaten 72x72 | Platine mesure 72x72 pleine | [17 empty] | https://eref.se.com/be/nl/sis-tarif/product/03900 | https://eref.se.com/be/fr/sis-tarif/product/03900
Schneider Electric | Schneider Electric | 01022021 |  | Schneider Electric |  | SED | 03901 |  |  | 11.78 |  | 1 |  | 1 | BLINDE GRPL MEETAPP 96X96 | PLAT.MESURE 96X96 PLEINE |  | SUPPORT 96X96 MET.DEV/PB FOR 03904/03928 | [18 empty] | 1 | 3303430039013 | 0 |  | 42 | 15 | 11 | 2 | 0.33 | [7 empty] | 13303430039010 | 75 | 4560 | 40 | 30 | 30 | [10 empty] | 7 | N | [12 empty] | MD1 | MW | 8538100000 | [5 empty] | 220060 | [8 empty] | Volle grondplaat meetapparaten 96x96 | Platine mesure 96x96 pleine | [17 empty] | https://eref.se.com/be/nl/sis-tarif/product/03901 | https://eref.se.com/be/fr/sis-tarif/product/03901
Schneider Electric | Schneider Electric | 01022021 |  | Schneider Electric |  | SED | 03902 |  |  | 12.77 |  | 1 |  | 1 | UITGESN GRPL MEETAPP 72X72 | PLAT.MESURE 72X72 DECOUPEE |  | SUPP.CUT-OUT 72X72MET.DEV/PB 03904/03928 | [18 empty] | 1 | 3303430039020 | 0 |  | 40 | 17 | 10 | 2 | 0.34 | [7 empty] | 13303430039027 | 200 | 8360 | 60 | 40 | 30 | [10 empty] | 7 | N | [12 empty] | MD1 | MW | 8538100000 | [5 empty] | 220060 | [8 empty] | Uitgesneden grondplaat meetapparaten 72x72 | Platine mesure 72x72 découpée | [17 empty] | https://eref.se.com/be/nl/sis-tarif/product/03902 | https://eref.se.com/be/fr/sis-tarif/product/03902
Schneider Electric | Schneider Electric | 01022021 |  | Schneider Electric |  | SED | 03903 |  |  | 13.77 |  | 1 |  | 1 | UITGESN GRPL MEETAPP 96X96 | PLAT.MESURE 96X96 DECOUPEE |  | SUPP.CUT-OUT 96X96MET.DEV/PB 03904/03928 | [18 empty] | 1 | 3303430039037 | 0 |  | 40 | 19 | 13 | 2 | 0.494 | [7 empty] | 13303430039034 | 200 | 8480 | 60 | 40 | 30 | [10 empty] | 7 | N | [12 empty] | MD1 | MW | 8538100000 | [5 empty] | 220060 | [8 empty] | Uitgesneden grondplaat meetapparaten 96x96 | Platine mesure 96x96 découpée | [17 empty] | https://eref.se.com/be/nl/sis-tarif/product/03903 | https://eref.se.com/be/fr/sis-tarif/product/03903
Schneider Electric | Schneider Electric | 01022021 |  | Schneider Electric |  | SED | 03904 |  |  | 21.64 |  | 1 |  | 10 | UITGESN AFPL/GRPL MEETAPP | PLAST.DECOUPE/PLAT.MESURE |  | FR.PL.72²/96² CUT-OUT MET.DEV/PB W600 3 | [18 empty] | 1 | 3303430039044 | 0 |  | 320 | 50 | 15 | 3 | 2.25 | 13303430039041 | 10 | 3620 | 52 | 20 | 18 | [8 empty] | 73303430039043 | 40 | 14480 | 120 | 80 | 35 |  |  |  | 7 | N | [12 empty] | MD1 | MW | 8538100000 | [5 empty] | 220060 | [8 empty] | Uitgesneden afdekplaat voor grondplaat meetapparaten | Plastron découpé pour platine mesure | [17 empty] | https://eref.se.com/be/nl/sis-tarif/product/03904 | https://eref.se.com/be/fr/sis-tarif/product/03904
Schneider Electric | Schneider Electric | 01022021 |  | Schneider Electric |  | SED | 03907 |  |  | 3.06 |  | 1 |  | 200 | BLINDPL. 72X72 | OBTURATEUR 72X72 |  | SUPPORT 72X72 MET.DEV/PB FOR 03910/03912 | [18 empty] | 1 | 3303430039075 | 0 |  | 20 | 12 | 9 | 2 | 0.216 | 13303430039072 | 200 | 4460 | 60 | 40 | 30 | [17 empty] | 7 | N | [12 empty] | MD1 | MW | 3926909790 | [5 empty] | 220060 | [8 empty] | Blindplaatje 72x72 | Obturateur 72x72 | [17 empty] | https://eref.se.com/be/nl/sis-tarif/product/03907 | https://eref.se.com/be/fr/sis-tarif/product/03907
Schneider Electric | Schneider Electric | 01022021 |  | Schneider Electric |  | SED | 03908 |  |  | 3.69 |  | 1 |  | 200 | BLINDPL. 96X96/MEETAPP | OBTURATEUR 96X96 |  | SUPPORT 96X96 MET.DEV/PB FOR 03911/03913 | [18 empty] | 1 | 3303430039082 | 0 |  | 31 | 10 | 10 | 2 | 0.2 | 13303430039089 | 200 | 6388 | 40 | 30 | 29.7 |  | 13303430039089 | 200 | 6250 | 60 | 40 | 30 |  |  | 400 | 24776 | 120 | 80 | 42 |  |  |  | 2 | Y | [12 empty] | MD1 | MW | 3926909790 | [5 empty] | 220060 | [8 empty] | Blindplaatje 96x96 voor meetapparaten | Obturateur 96x96 pour mesure | [17 empty] | https://eref.se.com/be/nl/sis-tarif/product/03908 | https://eref.se.com/be/fr/sis-tarif/product/03908
Schneider Electric | Schneider Electric | 01022021 |  | Schneider Electric |  | SED | 03910 |  |  | 21.64 |  | 1 |  | 10 | AFPL 72X72/MEETAPP | PLAST.72X72/MESURE |  | FR.PL.72x72 6 CUT-OUT MET.DEV/PB W600 3M | [18 empty] | 1 | 3303430039105 | 0 |  | 480 | 52 | 16 | 3 | 2.496 | 13303430039102 | 10 | 6140 | 53 | 17 | 18 | [9 empty] | 90 | 55200 | 120 | 80 | 32 |  |  |  | 7 | N | [12 empty] | MD1 | MW | 8538909999 | [5 empty] | 220060 | [8 empty] | Afdekplaat 72x72 voor meetapparaten | Plastron 72x72 pour mesure | [17 empty] | https://eref.se.com/be/nl/sis-tarif/product/03910 | https://eref.se.com/be/fr/sis-tarif/product/03910
Schneider Electric | Schneider Electric | 01022021 |  | Schneider Electric |  | SED | 03911 |  |  | 22.24 |  | 1 |  | 10 | AFPL 96X96/MEETAPP | PLAST.96X96/MESURE |  | FR.PL.96x96 3 CUT-OUT MET.DEV/PB W600 3M | [18 empty] | 1 | 3303430039112 | 0 |  | 500 | 51 | 16 | 3 | 2.448 | 13303430039119 | 10 | 5250 | 53 | 17 | 17.5 | [9 empty] | 90 | 45520 | 120 | 80 | 80 |  |  |  | 7 | N | [12 empty] | MD1 | MW | 8538909999 | [5 empty] | 220060 | [8 empty] | Afdekplaat 96x96 voor meetapparaten | Plastron 96x96 pour mesure | [17 empty] | https://eref.se.com/be/nl/sis-tarif/product/03911 | https://eref.se.com/be/fr/sis-tarif/product/03911
Schneider Electric | Schneider Electric | 01022021 |  | Schneider Electric |  | SED | 03912 |  |  | 23.44 |  | 1 |  | 10 | AFPL 144X144+4X72/MEETAPP | PLAST.144X144+4X72/MESURE |  | FR.PL.144²+4x72² CUT-OUT MET.DEV W600 4 | [18 empty] | 1 | 3303430039129 | 0 |  | 620 | 51 | 21 | 3 | 3.213 | 23303430039123 | 10 | 7700 | 53 | 22 | 16 | [8 empty] | 33303430039120 | 20 | 15400 | 120 | 80 | 30 |  |  |  | 7 | N | [12 empty] | MD1 | MW | 8538909999 | [5 empty] | 220060 | [8 empty] | Afdekplaat 144x144+4x72 voor meetapparaten | Plastron 144x144+4x72 pour mesure | [17 empty] | https://eref.se.com/be/nl/sis-tarif/product/03912 | https://eref.se.com/be/fr/sis-tarif/product/03912
Schneider Electric | Schneider Electric | 01022021 |  | Schneider Electric |  | SED | 03913 |  |  | 21.82 |  | 1 |  | 10 | AFDEKPLAAT VOOR 1 APP 96X96. | PLASTRON 96X96 POUR 1 APP. |  | FR.PL.96x96 1 CUT-OUT MET.DEV/PB W600 3M | [18 empty] | 1 | 3303430039136 | 0 |  | 600 | 52 | 16 | 3 | 2.496 | 13303430039133 | 10 | 6200 | 52.5 | 17.6 | 17 | [8 empty] | 73303430039135 | 90 | 60960 | 120 | 80 | 32 |  |  |  | 7 | N | [12 empty] | MD1 | MW | 8538909999 | [5 empty] | 220060 | [8 empty] | AFDEKPLAAT VOOR 1 APP 96X96. | PLASTRON 96X96 POUR 1 APP. | [17 empty] | https://eref.se.com/be/nl/sis-tarif/product/03913 | https://eref.se.com/be/fr/sis-tarif/product/03913
Schneider Electric | Schneider Electric | 01022021 |  | Schneider Electric |  | SED | 03914 |  |  | 12.69 |  | 1 |  | 10 | AFPL DIAM22/S.LAMP EN DKN | PLAST.DIAMETRE 22/VOYANT-BP |  | FR.PL. 12PUSH-BUTTON/LAMPS W600/W650 2M | [18 empty] | 1 | 3303430039143 | 0 |  | 480 | 51 | 11 | 3 | 1.683 | 13303430039140 | 10 | 6040 | 53 | 13 | 17 | [8 empty] | 73303430039142 | 180 | 96640 | 120 | 80 | 48 |  |  |  | 7 | N | [12 empty] | MD1 | MW | 8538909999 | [5 empty] | 220060 | [8 empty] | Afdekplaat diameter 22 voor signaallamp en drukknop | Plastron diamètre 22 pour voyant et BP | [17 empty] | https://eref.se.com/be/nl/sis-tarif/product/03914 | https://eref.se.com/be/fr/sis-tarif/product/03914
Schneider Electric | Schneider Electric | 01022021 |  | Schneider Electric |  | SED | 03923 |  |  | 12.17 |  | 1 |  | 12 | FRONT PLATE L300 3M, WITH 1 X 96X96 CUT- | PLASTRON 1 PRE-DECOUPE 96x96 L300 3M |  | FR.PL. 1 PRE CUT-OUT 96x96 W300 3M | [18 empty] | 1 | 3606480988523 | 0 |  | 330 | 25 | 15 | 0 | 0 | 13606480988520 | 12 | 4000 | 29 | 20 | 17 | [9 empty] | 192 | 78000 | 120 | 80 | 35 |  |  |  | 7 | N | [12 empty] | MD1 | MW | 8538909999 | [33 empty] | https://eref.se.com/be/nl/sis-tarif/product/03923 | https://eref.se.com/be/fr/sis-tarif/product/03923
Schneider Electric | Schneider Electric | 01022021 |  | Schneider Electric |  | SED | 03925 |  |  | 40.28 |  | 1 |  | 10 | FRONT PLATE L850 3M, WITH 4 X 96X96 CUT- | PLASTRON 4 PRE-DECOUPES 96x96 L850 3M |  | FR.PL. 4 PRE CUT-OUT 96x96 W850 3M | [18 empty] | 1 | 3606480988554 | 0 |  | 1098 | 76 | 16 | 2 | 2.432 | 13606480988551 | 10 | 11000 | 77 | 18 | 23 | [8 empty] | 73606480988553 | 50 | 69000 | 120 | 80 | 38 |  |  |  | 15 | N | [12 empty] | MD1 | MW | 8538909999 | [33 empty] | https://eref.se.com/be/nl/sis-tarif/product/03925 | https://eref.se.com/be/fr/sis-tarif/product/03925
Schneider Electric | Schneider Electric | 01022021 |  | Schneider Electric |  | SED | 03928 |  |  | 4.42 |  | 1 |  | 1 | BEVEILIGINGSKAP/IHT | VISIERE/IHT |  | VISOR 30°FOR METERING DEV/PB 72x72/96x96 | [18 empty] | 1 | 3303430039280 | 0 |  | 960 | 50 | 15 | 9 | 6.75 | [7 empty] | 13303430039287 | 6 | 6580 | 60 | 40 | 30 |  | 73303430039289 | 48 | 52640 | 120 | 80 | 75 |  |  |  | 7 | N | [12 empty] | MD1 | MW | 7326909890 | [5 empty] | 220060 | [8 empty] | Beveiligingskap voor IHT | Visière pour IHT | [17 empty] | https://eref.se.com/be/nl/sis-tarif/product/03928 | https://eref.se.com/be/fr/sis-tarif/product/03928
Schneider Electric | Schneider Electric | 01022021 |  | Schneider Electric |  | SED | 03930 |  |  | 24.82 |  | 1 |  | 1 | GRPL VIGILOHM XM200-300C | PLAT.VIGILOHM XM200-300C |  | MOUNTING PLATE VIGILOHM XM200-300C | [18 empty] | 1 | 3303430039303 | 0 |  | 2360 | 56 | 20 | 12 | 13.44 | [7 empty] | 13303430039300 | 3 | 7660 | 60 | 40 | 30 |  | 73303430039302 | 36 | 91920 | 120 | 80 | 105 |  |  |  | 7 | N | [12 empty] | MD1 | MW | 8538100000 | [5 empty] | 220060 | [8 empty] | Grondplaat Vigilohm XM200-300C | Platine Vigilohm XM200-300C | [17 empty] | https://eref.se.com/be/nl/sis-tarif/product/03930 | https://eref.se.com/be/fr/sis-tarif/product/03930
Schneider Electric | Schneider Electric | 01022021 |  | Schneider Electric |  | SED | 03932 |  |  | 33.91 |  | 1 |  | 10 | AFPL VIGILOHM XM200-300C | PLAST.VIGILOHM XM200-300C |  | FR.PL. VIGILOHM XM200-300C W600/W650 6M | [18 empty] | 1 | 3303430039327 | 0 |  | 1060 | 52 | 32 | 3 | 4.992 | 13303430039324 | 10 | 11020 | 53 | 32 | 17 | [9 empty] | 90 | 107400 | 120 | 80 | 30 |  |  |  | 7 | N | [12 empty] | MD1 | MW | 8538909999 | [5 empty] | 220060 | [8 empty] | Afdekplaat Vigilohm XM200-300C | Plastron Vigilohm XM200-300C | [17 empty] | https://eref.se.com/be/nl/sis-tarif/product/03932 | https://eref.se.com/be/fr/sis-tarif/product/03932
Schneider Electric | Schneider Electric | 01022021 |  | Schneider Electric |  | SED | 03970 |  |  | 359.08 |  | 1 |  | 1 | UITGESN DEUR/COMPENS.B650 | PORTE COMPENSATION L650 |  | DOOR FOR CAPACITORS W650 | [18 empty] | 1 | 3303430039709 | 0 |  | 17650 | 204 | 68 | 6 | 83.232 | [14 empty] | 73303430039708 | 10 | 173600 | 120 | 202 | 95 |  |  |  | 7 | N | [12 empty] | MD1 | MW | 8538909999 | [5 empty] | 220060 | [8 empty] | Uitgesneden deur voor compensator B650 | Porte découpée pour compensateur L650 | [17 empty] | https://eref.se.com/be/nl/sis-tarif/product/03970 | https://eref.se.com/be/fr/sis-tarif/product/03970
Schneider Electric | Schneider Electric | 01022021 |  | Schneider Electric |  | SED | 03979 |  |  | 92.15 |  | 1 |  | 1 | GRONDPLAAT VARPLUSCAN HORIZONTAAL | PLATINE VARPLUSCAN HORIZONTAL |  | VARPLUSCAN HORIZONTAL MOUNTING PLATE | [18 empty] | 1 | 3606480687198 | 0 |  | 5290 | 55 | 24 | 5 | 6.6 | [15 empty] | 48 | 265440 | 120 | 80 | 80 |  |  |  | 7 | N | [12 empty] | MD1 | MW | 7326909890 | [14 empty] | Prisma P - Montageplaat voor VarPlus Can vermogenscorrectie - horizontaal - vast | Prisma P -plaque de montage pour correction d'aliment. VarPlus Can -horiz. -fixe | [17 empty] | https://eref.se.com/be/nl/sis-tarif/product/03979 | https://eref.se.com/be/fr/sis-tarif/product/03979
Schneider Electric | Schneider Electric | 01022021 |  | Schneider Electric |  | SED | 04000 |  |  | 82 |  | 1 |  | 1 | MULTICLIP ACTI 9 4P 80A + KABELS | MULTICLIP ACTI 9 4P 80A + CÂBLES |  | MULTICLIP 4P 80A 24M | [18 empty] | 1 | 3606480161131 | 0 |  | 885 | 43 | 7 | 5 | 1.505 | 3606480161131 | 1 | 885 | 5.2 | 43 | 6.8 | [8 empty] | 43606480161139 | 100 | 97000 | 80 | 60 | 73.5 |  |  |  | 2 | Y | [12 empty] | CUX | ZX | 8536901000 | [14 empty] | STROOMVERDELER MULTICLIP ACTI 9 80A 4P + KABELS | REPARTITEUR MULTICLIP ACTI 9 80A 4P + LIAISONS | [17 empty] | https://eref.se.com/be/nl/sis-tarif/product/04000 | https://eref.se.com/be/fr/sis-tarif/product/04000
Schneider Electric | Schneider Electric | 01022021 |  | Schneider Electric |  | SED | 04008 |  |  | 60.28 |  | 1 |  | 10 | MULTICLIP 4P 63A 1/2R | MULTICLIP 4P 63A 1/2 R |  | LINERGY FM 4P DIST.BLOCK 63A 12M 20HOLES | [18 empty] | 1 | 3303430040088 | 0 |  | 450 | 23 | 6 | 5 | 0.69 | 13303430040085 | 10 | 4500000 | 24.2 | 12.9 | 23 | [8 empty] | 73303430040087 | 420 | 389760 | 60 | 80 | 102 |  |  |  | 2 | Y | [12 empty] | MD1 | MW | 8536901000 | [5 empty] | 220060 | [8 empty] | Verdeler Multiclip 4P 63A 1/2 rij | Répartiteur Multiclip 4P 63A 1/2 rangée | [17 empty] | https://eref.se.com/be/nl/sis-tarif/product/04008 | https://eref.se.com/be/fr/sis-tarif/product/04008
Schneider Electric | Schneider Electric | 01022021 |  | Schneider Electric |  | SED | 04012 |  |  | 98.37 |  | 1 |  | 5 | MULTICLIP 2P 200A 1R | MULTICLIP 2P 200A |  | LINERGY FM 2P DIS.BLOCK 200A 24M 24HOLES | [18 empty] | 1 | 3303430040125 | 0 |  | 1010 | 45 | 8 | 6 | 2.16 | 13303430040122 | 5 | 5750 | 44.7 | 28.2 | 6.5 | [8 empty] | 73303430040124 | 120 | 144400 | 60 | 80 | 70 |  |  |  | 7 | N | [12 empty] | MD1 | MW | 8536901000 | [5 empty] | 220060 | [8 empty] | Verdeler Multiclip 2P 200A 1 rij | Répartiteur Multiclip 2P 200A 1 rangée | [17 empty] | https://eref.se.com/be/nl/sis-tarif/product/04012 | https://eref.se.com/be/fr/sis-tarif/product/04012
Schneider Electric | Schneider Electric | 01022021 |  | Schneider Electric |  | SED | 04013 |  |  | 112.99 |  | 1 |  | 5 | MULTICLIP 3P 200A 1R | MULTICLIP 3P 200A |  | LINERGY FM 3P DIS.BLOCK 200A 24M 42HOLES | [18 empty] | 1 | 3303430040132 | 0 |  | 1280 | 45 | 8 | 7 | 2.52 | 13303430040139 | 5 | 6410000 | 44.7 | 37.6 | 6.7 | [8 empty] | 73303430040131 | 120 | 158400 | 60 | 80 | 97 |  |  |  | 7 | N | [12 empty] | MD1 | MW | 8536901000 | [5 empty] | 220060 | [8 empty] | Verdeler Multiclip 3P 200A 1 rij | Répartiteur Multiclip 3P 200A 1 rangée | [17 empty] | https://eref.se.com/be/nl/sis-tarif/product/04013 | https://eref.se.com/be/fr/sis-tarif/product/04013
Schneider Electric | Schneider Electric | 01022021 |  | Schneider Electric |  | SED | 04014 |  |  | 123 |  | 1 |  | 5 | MULTICLIP 4P 200A 1R | MULTICLIP 4P 200A |  | LINERGY FM 4P DIS.BLOCK 200A 24M 54HOLES | [18 empty] | 1 | 3303430040149 | 0 |  | 1500 | 45 | 8 | 7 | 2.52 | 13303430040146 | 5 | 8020000 | 44.5 | 38 | 7 | [8 empty] | 73303430040148 | 120 | 192000 | 60 | 80 | 97 |  |  |  | 2 | Y | [12 empty] | MD1 | MW | 8536901000 | [5 empty] | 220060 | [8 empty] | Verdeler Multiclip 4P 200A 1 rij | Répartiteur Multiclip 4P 200A 1 rangée | [17 empty] | https://eref.se.com/be/nl/sis-tarif/product/04014 | https://eref.se.com/be/fr/sis-tarif/product/04014
Schneider Electric | Schneider Electric | 01022021 |  | Schneider Electric |  | SED | 04018 |  |  | 86.11 |  | 1 |  | 5 | MULTICLIP 4P 160A 1/2R | MULTICLIP 4P 160A 1/2R |  | LINERGY FM 4P DIS.BLOCK 160A 12M 27HOLES | [18 empty] | 1 | 3303430040187 | 0 |  | 950 | 24 | 8 | 7 | 1.344 | 13303430040184 | 5 | 4700000 | 39 | 24.5 | 7.3 | [9 empty] | 110 | 109400 | 60 | 80 | 51 |  |  |  | 2 | Y | [12 empty] | MD1 | MW | 8536901000 | [5 empty] | 220060 | [8 empty] | Verdeler Multiclip 4P 160A 1/2 rij | Répartiteur Multiclip 4P 160A 1/2 rangée | [17 empty] | https://eref.se.com/be/nl/sis-tarif/product/04018 | https://eref.se.com/be/fr/sis-tarif/product/04018
Schneider Electric | Schneider Electric | 01022021 |  | Schneider Electric |  | SED | 04021 |  |  | 45.1 |  | 1 |  | 25 | VERB RST POWERCLIP/VDL MULTICLIP 200A | LIAISON JDB ISOL/MULTICLIP 200 |  | 4P CONN.LIN.BW INSUL.BB/LIN.FM D.BLK200A | [18 empty] | 1 | 3303430040217 | 0 |  | 750 | 39 | 13 | 2 | 1.014 | 13303430040214 | 25 | 19760 | 40 | 30 | 15 |  | 13303430040214 | 25 | 18750 | 40 | 30 | 15 |  | 73303430040216 | 200 | 159200 | 120 | 80 | 45 |  |  |  | 2 | Y | [12 empty] | MD1 | MW | 8536909500 | [5 empty] | 220060 | [8 empty] | Verbinding railstel Powerclip voor verdeler Multiclip 200A | Liaison jeu de barres Powerclip pour répartiteur Multiclip 200A | [17 empty] | https://eref.se.com/be/nl/sis-tarif/product/04021 | https://eref.se.com/be/fr/sis-tarif/product/04021
Schneider Electric | Schneider Electric | 01022021 |  | Schneider Electric |  | SED | 04024 |  |  | 56.39 |  | 1 |  | 1 | VERB RST KO/VDL MULTICLIP 200A | LIAISON JDB GAINE/MULTICLIP200 |  | 4P CONN.LIN.BS STAGE BB/LIN.FM D.BLK200A | [18 empty] | 1 | 3303430040248 | 0 |  | 2030 | 57 | 11 | 12 | 7.524 | [15 empty] | 36 | 72720 | 120 | 80 | 80 |  |  |  | 7 | N | [12 empty] | MD1 | MW | 8544429090 | [5 empty] | 220060 | [8 empty] | Verbinding railstel koker voor verdeler Multiclip 200A | Liaison jeu de barres de gaine pour répartiteur Multiclip 200A | [17 empty] | https://eref.se.com/be/nl/sis-tarif/product/04024 | https://eref.se.com/be/fr/sis-tarif/product/04024
Schneider Electric | Schneider Electric | 01022021 |  | Schneider Electric |  | SED | 04026 |  |  | 161.81 |  | 1 |  | 3 | MULTICLIP 4P 200A W750 | MULTICLIP 4P 200A L750 |  | LINERGY FM 4P DIS.BLOCK 200A 36M 81HOLES | [18 empty] | 1 | 3303430040262 | 0 |  | 2300 | 66 | 8 | 7 | 3.696 | 13303430040269 | 3 | 6800000 | 66 | 23 | 6.5 | [9 empty] | 90 | 416400 | 60 | 80 | 117 |  |  |  | 7 | N | [12 empty] | MD1 | MW | 8536901000 | [14 empty] | LINERGY FM 4P VERDEELBLOK 200A 36 MODULES 81 OPENINGEN SNELLE AANSLUITING | répartiteur Multiclip - 4P - 200 A - L = 800 mm | [17 empty] | https://eref.se.com/be/nl/sis-tarif/product/04026 | https://eref.se.com/be/fr/sis-tarif/product/04026
Schneider Electric | Schneider Electric | 01022021 |  | Schneider Electric |  | SED | 04029 |  |  | 22.57 |  | 1 |  | 40 | VERB RST ACHT/VDL MULTICLIP 200A | LIAISON JDB FOND/MULTICLIP200 |  | 4 CONN.LIN.BS REAR BB/LIN.FM D.BLK 200A | [18 empty] | 1 | 3303430040293 | 0 |  | 80 | 11 | 6 | 2 | 0.132 | 13303430040290 | 40 | 3300 | 15 | 40 | 30 |  | 13303430040290 | 40 | 3300 | 40 | 30 | 15 |  | 73303430040292 | 160 | 12800 | 120 | 80 | 30 |  |  |  | 7 | N | [12 empty] | MD1 | MW | 8536909500 | [5 empty] | 220060 | [8 empty] | Verbinding railstel achterin voor verdeler Multiclip 200A | Liaison jeu de barres de fond pour répartiteur Multiclip 200A | [17 empty] | https://eref.se.com/be/nl/sis-tarif/product/04029 | https://eref.se.com/be/fr/sis-tarif/product/04029
Schneider Electric | Schneider Electric | 01022021 |  | Schneider Electric |  | SED | 04030 |  |  | 83.45 |  | 1 |  | 1 | 4 CONN. NG160/LINERGY FM DIST.BLK 160A | LIAISON NG160/MULTICLIP 200 |  | 4 CONN. NG160/LINERGY FM DIST.BLK 160A | [18 empty] | 1 | 3303430040309 | 0 |  | 860 | 45 | 10 | 5 | 2.25 | [7 empty] | 13303430040306 | 20 | 17200 | 60 | 40 | 30 |  | 73303430040308 | 160 | 137600 | 120 | 80 | 75 |  |  |  | 7 | N | [12 empty] | MD1 | MW | 8536901000 | [5 empty] | 220060 | [8 empty] | Verbinding 160A L400mm verdeelblok Multiclip | Liaison entre NG160 et répartiteur Multiclip 200 A | [17 empty] | https://eref.se.com/be/nl/sis-tarif/product/04030 | https://eref.se.com/be/fr/sis-tarif/product/04030
Schneider Electric | Schneider Electric | 01022021 |  | Schneider Electric |  | SED | 04031 |  |  | 23.61 |  | 1 |  | 60 | POLYBLOC 160A 1P | POLYBLOC 160A 1P |  | LINERGY DX 1P DIST.BLOCK 160A 4M 6HOLES | [18 empty] | 1 | 3303430040316 | 0 |  | 150 | 8 | 5 | 4 | 0.16 | 13303430040313 | 60 | 9400 | 44.5 | 28.5 | 12 | [9 empty] | 2520 | 358800 | 60 | 80 | 80 |  |  |  | 2 | Y | [12 empty] | MD1 | MW | 8536901000 | [5 empty] | 220060 | [8 empty] | Verdeler Polybloc 160A 1P | Répartiteur Polybloc 160A 1P | [17 empty] | https://eref.se.com/be/nl/sis-tarif/product/04031 | https://eref.se.com/be/fr/sis-tarif/product/04031
Schneider Electric | Schneider Electric | 01022021 |  | Schneider Electric |  | SED | 04033 |  |  | 88.56 |  | 1 |  | 10 | POLYBLOC 250A 3P | POLYBLOC 250A 3P |  | LINERGY DP 3P D.BLK/COMPACT 250A 27HOLES | [18 empty] | 1 | 3303430040330 | 0 |  | 720 | 15 | 12 | 7 | 1.26 | 13303430040337 | 10 | 7200000 | 34 | 24 | 12 | [8 empty] | 73303430040339 | 280 | 207200 | 60 | 80 | 102 |  |  |  | 7 | N | [12 empty] | MD1 | MW | 8536901000 | [5 empty] | 220060 | [8 empty] | Verdeler Polybloc 250A 3P | Répartiteur Polybloc 250A 3P | [17 empty] | https://eref.se.com/be/nl/sis-tarif/product/04033 | https://eref.se.com/be/fr/sis-tarif/product/04033
Schneider Electric | Schneider Electric | 01022021 |  | Schneider Electric |  | SED | 04034 |  |  | 98.37 |  | 1 |  | 10 | POLYBLOC 250A 4P | POLYBLOC 250A 4P |  | LINERGY DP 4P D.BLK/COMPACT 250A 36HOLES | [18 empty] | 1 | 3303430040347 | 0 |  | 950 | 16 | 15 | 7 | 1.68 | 13303430040344 | 10 | 9550 | 34 | 29 | 15.5 | [8 empty] | 73303430040346 | 200 | 192000 | 60 | 80 | 94 |  |  |  | 2 | Y | [12 empty] | MD1 | MW | 8536901000 | [5 empty] | 220060 | [8 empty] | Verdeler Polybloc 250A 4P | Répartiteur Polybloc 250A 4P | [17 empty] | https://eref.se.com/be/nl/sis-tarif/product/04034 | https://eref.se.com/be/fr/sis-tarif/product/04034
Schneider Electric | Schneider Electric | 01022021 |  | Schneider Electric |  | SED | 04037 |  |  | 56.39 |  | 1 |  | 1 | TSST CU/ POLYBLOC 250A (1 ST=4) | 4 ENTRETOISES CU/POLYBLOC |  | 4 COPPER SPACERS FOR LINERGY DP 250 | [18 empty] | 1 | 3303430040378 | 0 |  | 100 | 15 | 11 | 2 | 0.33 | [7 empty] | 13303430040375 | 40 | 4000 | 40 | 30 | 15 |  | 73303430040377 | 320 | 32000 | 120 | 80 | 30 |  |  |  | 7 | N | [12 empty] | MD1 | MW | 7326909890 | [5 empty] | 220060 | [8 empty] | 4 tussenstukken CU voor verdeler Polybloc 250A | 4 entretoises CU pour répartiteur Polybloc 250A | [17 empty] | https://eref.se.com/be/nl/sis-tarif/product/04037 | https://eref.se.com/be/fr/sis-tarif/product/04037
Schneider Electric | Schneider Electric | 01022021 |  | Schneider Electric |  | SED | 04040 |  |  | 48.46 |  | 1 |  | 1 | DISTRIBLOC 4P 63A BOVENAANSLUITING | DISTRIBLOC A9 63A ALIM HAUTE . |  | DISTRIBLOC 4P 63A TOP FEEDING | [18 empty] | 1 | 3606480088209 | 0 |  | 320 | 10 | 8 | 8 | 0.64 | [7 empty] | 43606480088207 | 30 | 10098 | 40 | 30 | 30 | [10 empty] | 2 | Y | [12 empty] | CUX | ZX | 8536909500 | [14 empty] | LINERGY DX 4P VERDEELBLOK 63A 4 MODULES 24 OPENINGEN SNELLE AANSLUITING BOVENAAN | Prisma Plus - Système G et P - Distribloc 63 A interrupteur général supérieur | [17 empty] | https://eref.se.com/be/nl/sis-tarif/product/04040 | https://eref.se.com/be/fr/sis-tarif/product/04040
Schneider Electric | Schneider Electric | 01022021 |  | Schneider Electric |  | SED | 04041 |  |  | 48.46 |  | 1 |  | 1 | DISTRIBLOC 4P 63A ONDERAANSLUITING | DISTRIBLOC A9 63A ALIM BAS |  | DISTRIBLOC 4P 63A BOTTOM FEEDING | [18 empty] | 1 | 3606480088216 | 0 |  | 316 | 10 | 8 | 8 | 0.64 | [7 empty] | 43606480088214 | 30 | 9967 | 40 | 30 | 30 | [10 empty] | 2 | Y | [12 empty] | CUX | ZX | 8536909500 | [14 empty] | LINERGY DX 4P VERDEELBLOK 63A 4 MODULES 24 OPENINGEN SNELLE AANSLUITING ONDERAAN | Prisma Plus - Système G et P - Distribloc 63 A interrupteur général inférieur | [17 empty] | https://eref.se.com/be/nl/sis-tarif/product/04041 | https://eref.se.com/be/fr/sis-tarif/product/04041
Schneider Electric | Schneider Electric | 01022021 |  | Schneider Electric |  | SED | 04045 |  |  | 70.1 |  | 1 |  | 5 | DISTRIBLOC 125 | DISTRIBLOC 125 |  | LINERGY DX 4P DIST.BLOCK 125A 6M 52HOLES | [18 empty] | 1 | 3303430040453 | 0 |  | 500 | 14 | 11 | 10 | 1.54 | 13303430040450 | 5 | 2580000 | 50 | 15 | 12 | [8 empty] | 73303430040452 | 420 | 225120 | 120 | 80 | 96.9 |  |  |  | 2 | Y | [12 empty] | MD1 | MW | 8536901000 | [5 empty] | 220060 | [8 empty] | Distribloc 125 | Distribloc 125 | [17 empty] | https://eref.se.com/be/nl/sis-tarif/product/04045 | https://eref.se.com/be/fr/sis-tarif/product/04045
Schneider Electric | Schneider Electric | 01022021 |  | Schneider Electric |  | SED | 04046 |  |  | 98.84 |  | 1 |  | 1 | DISTRIBLOC 160+ASL | DISTRIBLOC 160 |  | LINERGY DX 4P D.BLK/NG160 160A 6M 52HOLE | [18 empty] | 1 | 3303430040460 | 0 |  | 1260 | 24 | 15 | 10 | 3.6 | [15 empty] | 104 | 133120 | 120 | 80 | 80 |  |  |  | 7 | N | [12 empty] | MD1 | MW | 8536901000 | [5 empty] | 220060 | [8 empty] | Distribloc 160+aansluitingen | Distribloc 160+connexions | [17 empty] | https://eref.se.com/be/nl/sis-tarif/product/04046 | https://eref.se.com/be/fr/sis-tarif/product/04046
Schneider Electric | Schneider Electric | 01022021 |  | Schneider Electric |  | SED | 04047 |  |  | 44.2 |  | 1 |  | 15 | VERB NG-INS125/DISTRIBLOC (1 ST=4) | 4LIAISONS NG-INS125/DISTRIBLOC |  | 4 CONN.NG125/LINERGY DX DIST.BLOCK 125A | [18 empty] | 1 | 3303430040477 | 0 |  | 520 | 34 | 11 | 2 | 0.748 | 13303430040474 | 15 | 8120 | 60 | 30 | 15 | [8 empty] | 73303430040476 | 240 | 135120 | 120 | 80 | 45 |  |  |  | 7 | N | [12 empty] | MD1 | MW | 8538100000 | [5 empty] | 220060 | [8 empty] | 4 verbindingen NG-INS125 voor Distribloc | 4 liaisons NG-INS125 pour Distribloc | [17 empty] | https://eref.se.com/be/nl/sis-tarif/product/04047 | https://eref.se.com/be/fr/sis-tarif/product/04047
Schneider Electric | Schneider Electric | 01022021 |  | Schneider Electric |  | SED | 04052 |  |  | 113.56 |  | 1 |  | 1 | TRAPVORMIGE VERDELER 160A 4P | REPARTITEUR ETAGE 160A 4P |  | LINERGY BS 4P MULTISTAGE BB 160A 52HOLES | [18 empty] | 1 | 3303430040521 | 0 |  | 2730 | 55 | 26 | 16 | 22.88 | [15 empty] | 30 | 91920 | 120 | 80 | 80 |  |  |  | 7 | N | [12 empty] | MD1 | MW | 8536901000 | [5 empty] | 220060 | [8 empty] | Trapvormige verdeler 160A 4P | Répartiteur étagé 160A 4P | [17 empty] | https://eref.se.com/be/nl/sis-tarif/product/04052 | https://eref.se.com/be/fr/sis-tarif/product/04052
Schneider Electric | Schneider Electric | 01022021 |  | Schneider Electric |  | SED | 04053 |  |  | 147.58 |  | 1 |  | 1 | TRAPVORMIGE VERDELER 250A 4P | REPARTITEUR ETAGE 250A 4P |  | LINERGY BS 4P MULTISTAGE BB 250A 52HOLES | [18 empty] | 1 | 3303430040538 | 0 |  | 3110 | 55 | 26 | 16 | 22.88 | [15 empty] | 30 | 96000 | 120 | 80 | 80 |  |  |  | 7 | N | [12 empty] | MD1 | MW | 8536901000 | [5 empty] | 220060 | [8 empty] | Trapvormige verdeler 250A 4P | Répartiteur étagé 250A 4P | [17 empty] | https://eref.se.com/be/nl/sis-tarif/product/04053 | https://eref.se.com/be/fr/sis-tarif/product/04053
Schneider Electric | Schneider Electric | 01022021 |  | Schneider Electric |  | SED | 04054 |  |  | 236.13 |  | 1 |  | 1 | TRAPVORMIGE VERDELER 400A 4P | REPARTITEUR ETAGE 400A 4P |  | LINERGY BS 4P MULTISTAGE BB 400A 52HOLES | [18 empty] | 1 | 3303430040545 | 0 |  | 4110 | 55 | 26 | 16 | 22.88 | [15 empty] | 30 | 126000 | 120 | 80 | 80 |  |  |  | 7 | N | [12 empty] | MD1 | MW | 8536901000 | [5 empty] | 220060 | [8 empty] | Trapvormige verdeler 400A 4P | Répartiteur étagé 400A 4P | [17 empty] | https://eref.se.com/be/nl/sis-tarif/product/04054 | https://eref.se.com/be/fr/sis-tarif/product/04054
Schneider Electric | Schneider Electric | 01022021 |  | Schneider Electric |  | SED | 04055 |  |  | 259.72 |  | 1 |  | 1 | TRAPVORMIGE VERDELER 630A 4P | REPARTITEUR ETAGE 630A 4P |  | LINERGY BS 4P MULTISTAGE BB 630A 52HOLES | [18 empty] | 1 | 3303430040552 | 0 |  | 5610 | 55 | 26 | 16 | 22.88 | [15 empty] | 30 | 168000 | 120 | 80 | 80 |  |  |  | 2 | Y | [12 empty] | MD1 | MW | 8536901000 | [5 empty] | 220060 | [8 empty] | Trapvormige verdeler 630A 4P | Répartiteur étagé 630A 4P | [17 empty] | https://eref.se.com/be/nl/sis-tarif/product/04055 | https://eref.se.com/be/fr/sis-tarif/product/04055
Schneider Electric | Schneider Electric | 01022021 |  | Schneider Electric |  | SED | 04060 |  |  | 60.1 |  | 1 |  | 1 | HZ VOED BL NS250 | BLOC ALIM.NS250 HZ. |  | POWER SUPPLY BLCK NSX/CVS/INS/INV 250 4P | [18 empty] | 1 | 3303430040606 | 0 |  | 1190 | 18 | 14 | 11 | 2.772 | [15 empty] | 150 | 177000 | 120 | 80 | 80 |  |  |  | 2 | Y | [12 empty] | MD1 | MW | 8536901000 | [5 empty] | 220060 | [8 empty] | Horizontaal voedingsblok NS250 | Bloc alimentation NS250 horizontal | [17 empty] | https://eref.se.com/be/nl/sis-tarif/product/04060 | https://eref.se.com/be/fr/sis-tarif/product/04060
Schneider Electric | Schneider Electric | 01022021 |  | Schneider Electric |  | SED | 04061 |  |  | 60.1 |  | 1 |  | 40 | UNIV VOED BL 250A | BLOC ALIM.UNIVERSEL 250A |  | POWER SUPPLY BLOCK UNIVERSAL 250A 4P | [18 empty] | 1 | 3303430040613 | 0 |  | 430.5 | 19 | 11 | 5 | 1.045 | 13303430040610 | 40 | 18460 | 30 | 60 | 40 |  | 13303430040610 | 40 | 18460 | 60 | 40 | 30 |  | 73303430040612 | 160 | 73840 | 120 | 80 | 45 |  |  |  | 2 | Y | [12 empty] | MD1 | MW | 8536901000 | [5 empty] | 220060 | [8 empty] | Universeel voedingsblok 250A | Bloc alimentation universel 250A | [17 empty] | https://eref.se.com/be/nl/sis-tarif/product/04061 | https://eref.se.com/be/fr/sis-tarif/product/04061
Schneider Electric | Schneider Electric | 01022021 |  | Schneider Electric |  | SED | 04062 |  |  | 20.03 |  | 1 |  | 1 | VERB NS-INS250 V/UNIV VOED BL | LIAISON NS-INS250 V/BLOC ALIM. |  | CU CONN 250A 4P/UNIVERSAL POWER SUPPLY | [18 empty] | 1 | 3303430040620 | 0 |  | 1830 | 29 | 17 | 11 | 5.423 | [15 empty] | 22 | 40040 | 120 | 80 | 80 |  |  |  | 7 | N | [12 empty] | MD1 | MW | 8538100000 | [5 empty] | 220060 | [8 empty] | Verbinding NS-INS250 verticaal voor universeel voedingsblok | Liaison NS-INS250 vertical pour bloc alimentation universel | [17 empty] | https://eref.se.com/be/nl/sis-tarif/product/04062 | https://eref.se.com/be/fr/sis-tarif/product/04062
Schneider Electric | Schneider Electric | 01022021 |  | Schneider Electric |  | SED | 04064 |  |  | 61.47 |  | 1 |  | 1 | VERB NS-INS250 V KO/VOED BL | LIAIS.NS-INS250V.GAINE/BL.ALIM |  | CU CONN 250A 4P/UNIVERSAL POWER SUPPLY | [18 empty] | 1 | 3303430040644 | 0 |  | 2710 | 39 | 28 | 5 | 5.46 | [14 empty] | 73303430040643 | 18 | 60900 | 120 | 80 | 25 |  |  |  | 7 | N | [12 empty] | MD1 | MW | 8538909999 | [5 empty] | 220060 | [8 empty] | Verbinding NS-INS250 verticaal koker voor voedingsblok | Liaison NS-INS250 vertical gaine pour bloc alimentation | [17 empty] | https://eref.se.com/be/nl/sis-tarif/product/04064 | https://eref.se.com/be/fr/sis-tarif/product/04064
Schneider Electric | Schneider Electric | 01022021 |  | Schneider Electric |  | SED | 04065 |  |  | 41.75 |  | 1 |  | 1 | VERB NS-INS250 V KO/RST IN KO | LIAISON NS-INS 250A GAINE JDB |  | CU CONN.NSX/CVS/INS 250 V.4P/STAGED BB | [18 empty] | 1 | 3303430040651 | 0 |  | 770 | 29 | 9 | 7 | 1.827 | [15 empty] | 48 | 37440 | 120 | 80 | 80 |  |  |  | 2 | Y | [12 empty] | MD1 | MW | 8536901000 | [5 empty] | 220060 | [8 empty] | Prisma Plus - G-systeem - verbinding tussen NSX-INS250 in kabelgoten en rails | Liaison entre NSX-INS250 vertical en gaine et jeu de barres | [17 empty] | https://eref.se.com/be/nl/sis-tarif/product/04065 | https://eref.se.com/be/fr/sis-tarif/product/04065
Schneider Electric | Schneider Electric | 01022021 |  | Schneider Electric |  | SED | 04066 |  |  | 63.49 |  | 1 |  | 1 | BLOK ASL INK.NS-INS250 BOV | BLOC RACC.NS-INS250 HAUT |  | INCOMER CONN.BLOCK NSX/INS/INV250 4P TOP | [18 empty] | 1 | 3303430040668 | 0 |  | 1360 | 23 | 22 | 11 | 5.566 | [14 empty] | 73303430040667 | 105 | 142800 | 120 | 80 | 80 |  |  |  | 7 | N | [12 empty] | MD1 | MW | 8536901000 | [5 empty] | 220060 | [8 empty] | Blok aansluiting aankomst NS-INS250 bovenaan | Bloc raccordement arrivée NS-INS250 haut | [17 empty] | https://eref.se.com/be/nl/sis-tarif/product/04066 | https://eref.se.com/be/fr/sis-tarif/product/04066
Schneider Electric | Schneider Electric | 01022021 |  | Schneider Electric |  | SED | 04067 |  |  | 63.49 |  | 1 |  | 1 | BLOK ASL INK.NS-INS250 OND | BLOC RACC.NS-INS250 BAS |  | INCOMER CONN.BL NSX/INS/INV250 4P BOTTOM | [18 empty] | 1 | 3303430040675 | 0 |  | 1490 | 24 | 22 | 12 | 6.336 | [15 empty] | 90 | 133200 | 120 | 80 | 80 |  |  |  | 7 | N | [12 empty] | MD1 | MW | 8536901000 | [5 empty] | 220060 | [8 empty] | Blok aansluiting aankomst NS-INS250 onderaan | Bloc raccordement arrivée NS-INS250 bas | [17 empty] | https://eref.se.com/be/nl/sis-tarif/product/04067 | https://eref.se.com/be/fr/sis-tarif/product/04067
Schneider Electric | Schneider Electric | 01022021 |  | Schneider Electric |  | SED | 04070 |  |  | 90.24 |  | 1 |  | 1 | HZ VOED BL NS400 | BLOC ALIM.NS400 HZ. |  | POWER SUPPLY BLCK NSX/CVS/INS-INV 400 4P | [18 empty] | 1 | 3303430040705 | 0 |  | 2690 | 25 | 19 | 13 | 6.175 | [15 empty] | 72 | 192960 | 120 | 80 | 80 |  |  |  | 7 | N | [12 empty] | MD1 | MW | 8538100000 | [5 empty] | 220060 | [8 empty] | Horizontaal voedingsblok NS400 | Bloc alimentation NS400 horizontal | [17 empty] | https://eref.se.com/be/nl/sis-tarif/product/04070 | https://eref.se.com/be/fr/sis-tarif/product/04070
Schneider Electric | Schneider Electric | 01022021 |  | Schneider Electric |  | SED | 04071 |  |  | 135.31 |  | 1 |  | 1 | HZ VOED BL NS630 | BLOC ALIM.NS630 HZ. |  | POWER SUPPLY BLCK NSX/CVS/INS-INV 630 4P | [18 empty] | 1 | 3303430040712 | 0 |  | 2870 | 25 | 19 | 13 | 6.175 | [15 empty] | 72 | 205920 | 120 | 80 | 80 |  |  |  | 7 | N | [12 empty] | MD1 | MW | 8538100000 | [5 empty] | 220060 | [8 empty] | Horizontaal voedingsblok NS630 | Bloc alimentation NS630 horizontal | [17 empty] | https://eref.se.com/be/nl/sis-tarif/product/04071 | https://eref.se.com/be/fr/sis-tarif/product/04071
Schneider Electric | Schneider Electric | 01022021 |  | Schneider Electric |  | SED | 04073 |  |  | 142.88 |  | 1 |  | 1 | VERB NS-INS400-630 KO/UNIV VOED BL | LIAIS.NS-INS400-630 GAINE/BL.A |  | CU CONN.NSX/CVS/INS-INV630 4P/POW.SUPPLY | [18 empty] | 1 | 3303430040736 | 0 |  | 4910 | 40 | 30 | 15 | 18 | [15 empty] | 32 | 163200 | 120 | 80 | 80 |  |  |  | 7 | N | [12 empty] | MD1 | MW | 8544429090 | [5 empty] | 220060 | [8 empty] | Verbinding NS-INS400-630 koker voor universeel voedingsblok | Liaison NS-INS400-630 gaine pour bloc alimentation universel | [17 empty] | https://eref.se.com/be/nl/sis-tarif/product/04073 | https://eref.se.com/be/fr/sis-tarif/product/04073
Schneider Electric | Schneider Electric | 01022021 |  | Schneider Electric |  | SED | 04074 |  |  | 135.31 |  | 1 |  | 1 | UNIV VOED BL 400-630A | BLOC ALIM.UNIVERSEL 400-630A |  | UNIVERSAL POWER SUPPLY BLOCK 400-630A | [18 empty] | 1 | 3303430040743 | 0 |  | 955 | 24 | 20 | 13 | 6.24 | [14 empty] | 73303430040742 | 90 | 97950 | 120 | 80 | 76 |  |  |  | 7 | N | [12 empty] | MD1 | MW | 8538909999 | [5 empty] | 220060 | [8 empty] | Universeel voedingsblok 400-630A | Bloc alimentation universel 400-630A | [17 empty] | https://eref.se.com/be/nl/sis-tarif/product/04074 | https://eref.se.com/be/fr/sis-tarif/product/04074
Schneider Electric | Schneider Electric | 01022021 |  | Schneider Electric |  | SED | 04075 |  |  | 61.47 |  | 1 |  | 1 | VERB NS-INS630 V KO/RST KOKER | Liaison NS-INS 400/630A gaine jdb |  | CU CONN. NSX/CVS/INS 630 V.4P/ STAGED BB | [18 empty] | 1 | 3303430040750 | 0 |  | 2290 | 30 | 9 | 7 | 1.89 | [15 empty] | 36 | 82080 | 120 | 80 | 80 |  |  |  | 2 | Y | [12 empty] | MD1 | MW | 8536901000 | [5 empty] | 220060 | [8 empty] | Prisma Plus - G-systeem - verbinding tussen NSX-INS630 in kabelgoten en rails | Liaison entre NSX-INS630 vertical en gaine et jeu de barres | [17 empty] | https://eref.se.com/be/nl/sis-tarif/product/04075 | https://eref.se.com/be/fr/sis-tarif/product/04075
Schneider Electric | Schneider Electric | 01022021 |  | Schneider Electric |  | SED | 04076 |  |  | 142.88 |  | 1 |  | 1 | VERPL ASL INK.IN KOKER NS630 | RACC.REPORTE GAINE NS630 |  | INCOMING CONNECTION BL.NSX630 HZ IN-DUCT | [18 empty] | 1 | 3303430040767 | 0 |  | 7610 | 44 | 24 | 12 | 12.672 | [15 empty] | 20 | 154400 | 120 | 80 | 80 |  |  |  | 7 | N | [12 empty] | MD1 | MW | 8538909999 | [5 empty] | 220060 | [8 empty] | Verplaatste aansluiting aankomst in koker NS630 | Raccordement arrivée reporté en gaine NS630 | [17 empty] | https://eref.se.com/be/nl/sis-tarif/product/04076 | https://eref.se.com/be/fr/sis-tarif/product/04076
Schneider Electric | Schneider Electric | 01022021 |  | Schneider Electric |  | SED | 04103 |  |  | 44.26 |  | 1 |  | 1 | POWERCLIP 125A 3P L450 | JDB POWERCLIP 125A 3P L450 |  | LINERGY BW 3P INSULATED BUSBAR 125A L450 | [18 empty] | 1 | 3303430041030 | 0 |  | 1200 | 55 | 12 | 4 | 2.64 | [14 empty] | 73303430041039 | 60 | 72000 | 120 | 80 | 32.5 |  |  |  | 7 | N | [12 empty] | MD1 | MW | 7407290000 | [5 empty] | 220060 | [8 empty] | Railstel Powerclip 125A 3P lengte 450 | Jeu de barres Powerclip 125A 3P longueur 450 | [17 empty] | https://eref.se.com/be/nl/sis-tarif/product/04103 | https://eref.se.com/be/fr/sis-tarif/product/04103
Schneider Electric | Schneider Electric | 01022021 |  | Schneider Electric |  | SED | 04104 |  |  | 52.06 |  | 1 |  | 1 | POWERCLIP 125A 4P L450 | JDB POWERCLIP 125A 4P L450 |  | LINERGY BW 4P INSULATED BUSBAR 125A L450 | [18 empty] | 1 | 3303430041047 | 0 |  | 1420 | 55 | 12 | 4 | 2.64 | [14 empty] | 73303430041046 | 96 | 136320 | 120 | 80 | 43 |  |  |  | 7 | N | [12 empty] | MD1 | MW | 7407290000 | [5 empty] | 220060 | [8 empty] | Railstel Powerclip 125A 4P lengte 450 | Jeu de barres Powerclip 125A 4P longueur 450 | [17 empty] | https://eref.se.com/be/nl/sis-tarif/product/04104 | https://eref.se.com/be/fr/sis-tarif/product/04104
Schneider Electric | Schneider Electric | 01022021 |  | Schneider Electric |  | SED | 04107 |  |  | 73.71 |  | 1 |  | 1 | POWERCLIP 125A 3P L750 | JDB POWERCLIP 125A 3P L750 |  | LINERGY BW 3P INSULATED BUSBAR 125A L750 | [18 empty] | 1 | 3303430041078 | 0 |  | 2100 | 91 | 12 | 4 | 4.368 | [15 empty] | 72 | 141120 | 120 | 80 | 80 |  |  |  | 7 | N | [12 empty] | MD1 | MW | 8544499500 | [5 empty] | 220060 | [8 empty] | Railstel Powerclip 125A 3P lengte 750 | Jeu de barres Powerclip 125A 3P longueur 750 | [17 empty] | https://eref.se.com/be/nl/sis-tarif/product/04107 | https://eref.se.com/be/fr/sis-tarif/product/04107
Schneider Electric | Schneider Electric | 01022021 |  | Schneider Electric |  | SED | 04108 |  |  | 86.77 |  | 1 |  | 1 | POWERCLIP 125A 4P L750 | JDB POWERCLIP 125A 4P L750 |  | LINERGY BW 4P INSULATED BUSBAR 125A L750 | [18 empty] | 1 | 3303430041085 | 0 |  | 2500 | 91 | 12 | 4 | 4.368 | [15 empty] | 120 | 280800 | 120 | 80 | 80 |  |  |  | 7 | N | [12 empty] | MD1 | MW | 7407290000 | [5 empty] | 220060 | [8 empty] | Railstel Powerclip 125A 4P lengte 750 | Jeu de barres Powerclip 125A 4P longueur 750 | [17 empty] | https://eref.se.com/be/nl/sis-tarif/product/04108 | https://eref.se.com/be/fr/sis-tarif/product/04108
Schneider Electric | Schneider Electric | 01022021 |  | Schneider Electric |  | SED | 04111 |  |  | 109.26 |  | 1 |  | 1 | POWERCLIP 160A 3P L1000 | JDB POWERCLIP 160A 3P L1000 |  | LINERGY BW 3P INSULATED B.BAR 160A L1000 | [18 empty] | 1 | 3303430041115 | 0 |  | 3320 | 113 | 13 | 5 | 7.345 | [15 empty] | 18 | 199200 | 120 | 80 | 60 |  |  |  | 7 | N | [12 empty] | MD1 | MW | 7407290000 | [5 empty] | 220060 | [8 empty] | Railstel Powerclip 160A 3P lengte 1000 | Jeu de barres Powerclip 160A 3P longueur 1000 | [17 empty] | https://eref.se.com/be/nl/sis-tarif/product/04111 | https://eref.se.com/be/fr/sis-tarif/product/04111
Schneider Electric | Schneider Electric | 01022021 |  | Schneider Electric |  | SED | 04112 |  |  | 142.06 |  | 1 |  | 1 | POWERCLIP 250A 3P L1000 | JDB POWERCLIP 250A 3P L1000 |  | LINERGY BW 3P INSULATED B.BAR 250A L1000 | [18 empty] | 1 | 3303430041122 | 0 |  | 3860 | 113 | 13 | 5 | 7.345 | [14 empty] | 73303430041121 | 60 | 231800 | 120 | 80 | 60 |  |  |  | 7 | N | [12 empty] | MD1 | MW | 8544499500 | [5 empty] | 220060 | [8 empty] | Railstel Powerclip 250A 3P lengte 1000 | Jeu de barres Powerclip 250A 3P longueur 1000 | [17 empty] | https://eref.se.com/be/nl/sis-tarif/product/04112 | https://eref.se.com/be/fr/sis-tarif/product/04112
Schneider Electric | Schneider Electric | 01022021 |  | Schneider Electric |  | SED | 04113 |  |  | 213.01 |  | 1 |  | 1 | POWERCLIP 400A 3P L1000 | JDB POWERCLIP 400A 3P L1000 |  | LINERGY BW 3P INSULATED B.BAR 400A L1000 | [18 empty] | 1 | 3303430041139 | 0 |  | 5130 | 113 | 13 | 5 | 7.345 | [15 empty] | 30 | 153600 | 120 | 80 | 80 |  |  |  | 7 | N | [12 empty] | MD1 | MW | 8544499500 | [5 empty] | 220060 | [8 empty] | Railstel Powerclip 400A 3P lengte 1000 | Jeu de barres Powerclip 400A 3P longueur 1000 | [17 empty] | https://eref.se.com/be/nl/sis-tarif/product/04113 | https://eref.se.com/be/fr/sis-tarif/product/04113
Schneider Electric | Schneider Electric | 01022021 |  | Schneider Electric |  | SED | 04114 |  |  | 319.53 |  | 1 |  | 1 | POWERCLIP 630A 3P L1000 | JDB POWERCLIP 630A 3P L1000 |  | LINERGY BW 3P INSULATED B.BAR 630A L1000 | [18 empty] | 1 | 3303430041146 | 0 |  | 10250 | 117 | 15 | 9 | 15.795 | [15 empty] | 30 | 307200 | 120 | 80 | 80 |  |  |  | 7 | N | [12 empty] | MD1 | MW | 8544499500 | [5 empty] | 220060 | [8 empty] | Railstel Powerclip 630A 3P lengte 1000 | Jeu de barres Powerclip 630A 3P longueur 1000 | [17 empty] | https://eref.se.com/be/nl/sis-tarif/product/04114 | https://eref.se.com/be/fr/sis-tarif/product/04114
Schneider Electric | Schneider Electric | 01022021 |  | Schneider Electric |  | SED | 04116 |  |  | 152.92 |  | 1 |  | 1 | POWERCLIP 160A 3P L1400 | JDB POWERCLIP 160A 3P L1400 |  | LINERGY BW 3P INSULATED B.BAR 160A L1400 | [18 empty] | 1 | 3303430041160 | 0 |  | 4640 | 152 | 13 | 5 | 9.88 | [23 empty] | 7 | N | [12 empty] | MD1 | MW | 7407290000 | [5 empty] | 220060 | [8 empty] | Railstel Powerclip 160A 3P lengte 1400 | Jeu de barres Powerclip 160A 3P longueur 1400 | [17 empty] | https://eref.se.com/be/nl/sis-tarif/product/04116 | https://eref.se.com/be/fr/sis-tarif/product/04116
Schneider Electric | Schneider Electric | 01022021 |  | Schneider Electric |  | SED | 04117 |  |  | 198.83 |  | 1 |  | 1 | POWERCLIP 250A 3P L1400 | JDB POWERCLIP 250A 3P L1400 |  | LINERGY BW 3P INSULATED B.BAR 250A L1400 | [18 empty] | 1 | 3303430041177 | 0 |  | 5360 | 153 | 13 | 5 | 9.945 | [23 empty] | 7 | N | [12 empty] | MD1 | MW | 7407290000 | [5 empty] | 220060 | [8 empty] | Railstel Powerclip 250A 3P lengte 1400 | Jeu de barres Powerclip 250A 3P longueur 1400 | [17 empty] | https://eref.se.com/be/nl/sis-tarif/product/04117 | https://eref.se.com/be/fr/sis-tarif/product/04117
Schneider Electric | Schneider Electric | 01022021 |  | Schneider Electric |  | SED | 04118 |  |  | 298.24 |  | 1 |  | 1 | POWERCLIP 400A 3P L1400 | JDB POWERCLIP 400A 3P L1400 |  | LINERGY BW 3P INSULATED B.BAR 400A L1400 | [18 empty] | 1 | 3303430041184 | 0 |  | 7100 | 153 | 13 | 5 | 9.945 | [23 empty] | 7 | N | [12 empty] | MD1 | MW | 8544499500 | [5 empty] | 220060 | [8 empty] | Railstel Powerclip 400A 3P lengte 1400 | Jeu de barres Powerclip 400A 3P longueur 1400 | [17 empty] | https://eref.se.com/be/nl/sis-tarif/product/04118 | https://eref.se.com/be/fr/sis-tarif/product/04118
Schneider Electric | Schneider Electric | 01022021 |  | Schneider Electric |  | SED | 04119 |  |  | 447.33 |  | 1 |  | 1 | POWERCLIP 630A 3P L1400 | JDB POWERCLIP 630A 3P L1400 |  | LINERGY BW 3P INSULATED B.BAR 630A L1400 | [18 empty] | 1 | 3303430041191 | 0 |  | 14120 | 157 | 15 | 8 | 18.84 | [23 empty] | 7 | N | [12 empty] | MD1 | MW | 8544499500 | [5 empty] | 220060 | [8 empty] | Railstel Powerclip 630A 3P lengte 1400 | Jeu de barres Powerclip 630A 3P longueur 1400 | [17 empty] | https://eref.se.com/be/nl/sis-tarif/product/04119 | https://eref.se.com/be/fr/sis-tarif/product/04119
Schneider Electric | Schneider Electric | 01022021 |  | Schneider Electric |  | SED | 04121 |  |  | 128.51 |  | 1 |  | 1 | POWERCLIP 160A 4P L1000 | JDB POWERCLIP 160A 4P L1000 |  | LINERGY BW 4P INSULATED B.BAR 160A L1000 | [18 empty] | 1 | 3303430041214 | 0 |  | 4100 | 113 | 13 | 5 | 7.345 | [14 empty] | 73303430041213 | 48 | 208800 | 120 | 80 | 53.5 |  |  |  | 2 | Y | [12 empty] | MD1 | MW | 8544499500 | [5 empty] | 220060 | [8 empty] | Railstel Powerclip 160A 4P lengte 1000 | Jeu de barres Powerclip 160A 4P longueur 1000 | [17 empty] | https://eref.se.com/be/nl/sis-tarif/product/04121 | https://eref.se.com/be/fr/sis-tarif/product/04121
Schneider Electric | Schneider Electric | 01022021 |  | Schneider Electric |  | SED | 04122 |  |  | 167.05 |  | 1 |  | 1 | POWERCLIP 250A 4P L1000 | JDB POWERCLIP 250A 4P L1000 |  | LINERGY BW 4P INSULATED B.BAR 250A L1000 | [18 empty] | 1 | 3303430041221 | 0 |  | 4690 | 113 | 13 | 5 | 7.345 | [15 empty] | 48 | 224640 | 120 | 80 | 80 |  |  |  | 2 | Y | [12 empty] | MD1 | MW | 8544499500 | [5 empty] | 220060 | [8 empty] | Railstel Powerclip 250A 4P lengte 1000 | Jeu de barres Powerclip 250A 4P longueur 1000 | [17 empty] | https://eref.se.com/be/nl/sis-tarif/product/04122 | https://eref.se.com/be/fr/sis-tarif/product/04122
Schneider Electric | Schneider Electric | 01022021 |  | Schneider Electric |  | SED | 04123 |  |  | 250.62 |  | 1 |  | 1 | POWERCLIP 400A 4P L1000 | JDB POWERCLIP 400A 4P L1000 |  | LINERGY BW 4P INSULATED B.BAR 400A L1000 | [18 empty] | 1 | 3303430041238 | 0 |  | 6510 | 113 | 13 | 5 | 7.345 | [15 empty] | 48 | 316600 | 120 | 80 | 80 |  |  |  | 7 | N | [12 empty] | MD1 | MW | 7407290000 | [5 empty] | 220060 | [8 empty] | Railstel Powerclip 400A 4P lengte 1000 | Jeu de barres Powerclip 400A 4P longueur 1000 | [17 empty] | https://eref.se.com/be/nl/sis-tarif/product/04123 | https://eref.se.com/be/fr/sis-tarif/product/04123
Schneider Electric | Schneider Electric | 01022021 |  | Schneider Electric |  | SED | 04124 |  |  | 375.89 |  | 1 |  | 1 | POWERCLIP 630A 4P L1000 | JDB POWERCLIP 630A 4P L1000 |  | LINERGY BW 4P INSULATED B.BAR 400A L1001 | [18 empty] | 1 | 3303430041245 | 0 |  | 12600 | 117 | 15 | 8 | 14.04 | [14 empty] | 73303430041244 | 15 | 249600 | 120 | 80 | 45 |  |  |  | 7 | N | [12 empty] | MD1 | MW | 7407290000 | [5 empty] | 220060 | [8 empty] | Railstel Powerclip 630A 4P lengte 1000 | Jeu de barres Powerclip 630A 4P longueur 1000 | [17 empty] | https://eref.se.com/be/nl/sis-tarif/product/04124 | https://eref.se.com/be/fr/sis-tarif/product/04124
Schneider Electric | Schneider Electric | 01022021 |  | Schneider Electric |  | SED | 04126 |  |  | 179.94 |  | 1 |  | 1 | POWERCLIP 160A 4P L1400 | JDB POWERCLIP 160A 4P L1400 |  | LINERGY BW 4P INSULATED B.BAR 160A L1400 | [18 empty] | 1 | 3303430041269 | 0 |  | 5600 | 153 | 13 | 5 | 9.945 | [23 empty] | 2 | Y | [12 empty] | MD1 | MW | 7407290000 | [5 empty] | 220060 | [8 empty] | Railstel Powerclip 160A 4P lengte 1400 | Jeu de barres Powerclip 160A 4P longueur 1400 | [17 empty] | https://eref.se.com/be/nl/sis-tarif/product/04126 | https://eref.se.com/be/fr/sis-tarif/product/04126
Schneider Electric | Schneider Electric | 01022021 |  | Schneider Electric |  | SED | 04127 |  |  | 233.9 |  | 1 |  | 1 | POWERCLIP 250A 4P L1400 | JDB POWERCLIP 250A 4P L1400 |  | LINERGY BW 4P INSULATED B.BAR 250A L1400 | [18 empty] | 1 | 3303430041276 | 0 |  | 6550 | 153 | 13 | 5 | 9.945 | [23 empty] | 2 | Y | [12 empty] | MD1 | MW | 8544499500 | [5 empty] | 220060 | [8 empty] | Railstel Powerclip 250A 4P lengte 1400 | Jeu de barres Powerclip 250A 4P longueur 1400 | [17 empty] | https://eref.se.com/be/nl/sis-tarif/product/04127 | https://eref.se.com/be/fr/sis-tarif/product/04127
Schneider Electric | Schneider Electric | 01022021 |  | Schneider Electric |  | SED | 04128 |  |  | 350.84 |  | 1 |  | 1 | POWERCLIP 400A 4P L1400 | JDB POWERCLIP 400A 4P L1400 |  | LINERGY BW 4P INSULATED B.BAR 400A L1400 | [18 empty] | 1 | 3303430041283 | 0 |  | 8970 | 153 | 13 | 5 | 9.945 | [23 empty] | 2 | Y | [12 empty] | MD1 | MW | 8544499500 | [5 empty] | 220060 | [8 empty] | Railstel Powerclip 400A 4P lengte 1400 | Jeu de barres Powerclip 400A 4P longueur 1400 | [17 empty] | https://eref.se.com/be/nl/sis-tarif/product/04128 | https://eref.se.com/be/fr/sis-tarif/product/04128
Schneider Electric | Schneider Electric | 01022021 |  | Schneider Electric |  | SED | 04129 |  |  | 526.29 |  | 1 |  | 1 | POWERCLIP 630A 4P L1400 | JDB POWERCLIP 630A 4P L1400 |  | LINERGY BW 4P INSULATED B.BAR 630A L1400 | [18 empty] | 1 | 3303430041290 | 0 |  | 17400 | 157 | 16 | 9 | 22.608 | [23 empty] | 7 | N | [12 empty] | MD1 | MW | 7407290000 | [5 empty] | 220060 | [8 empty] | Railstel Powerclip 630A 4P lengte 1400 | Jeu de barres Powerclip 630A 4P longueur 1400 | [17 empty] | https://eref.se.com/be/nl/sis-tarif/product/04129 | https://eref.se.com/be/fr/sis-tarif/product/04129
Schneider Electric | Schneider Electric | 01022021 |  | Schneider Electric |  | SED | 04130 |  |  | 17.1 |  | 1 |  | 1 | Linergy BW - Kit ondersteuningen (3st) | Linergy BW - Kit supports (3p) |  | LINERGY BW SEISMIC KIT 3 METAL SUPPORTS | [18 empty] | 1 | 3606481309211 | 0 |  | 415 | 25 | 13 | 3 | 0.975 | [7 empty] | 43606481309219 | 10 | 4150 | 40 | 30 | 15 | [10 empty] | 6 | N | [12 empty] | MD1 | MW | 7326909890 | [33 empty] | https://eref.se.com/be/nl/sis-tarif/product/04130 | https://eref.se.com/be/fr/sis-tarif/product/04130
Schneider Electric | Schneider Electric | 01022021 |  | Schneider Electric |  | SED | 04145 |  |  | 98.32 |  | 1 |  | 20 | VERBINDINGEN 125A (1 ST=4) | 4 LIAISONS 125A |  | CU CONNECTIONS 125A 4P W230 | [18 empty] | 1 | 3303430041450 | 0 |  | 440 | 27 | 15 | 2 | 0.81 | 13303430041457 | 20 | 9010 | 15 | 40 | 30 |  | 13303430041457 | 20 | 8950 | 40 | 30 | 15 |  |  | 80 | 46400 | 120 | 80 | 80 |  |  |  | 7 | N | [12 empty] | MD1 | MW | 8536909500 | [5 empty] | 220060 | [8 empty] | 4 verbindingen 125A | 4 liaisons 125A | [17 empty] | https://eref.se.com/be/nl/sis-tarif/product/04145 | https://eref.se.com/be/fr/sis-tarif/product/04145
Schneider Electric | Schneider Electric | 01022021 |  | Schneider Electric |  | SED | 04146 |  |  | 106.65 |  | 1 |  | 20 | VERBINDINGEN 160A (1 ST=4) | 4 LIAISONS 160 A |  | CU CONNECTIONS 160A 4P W250 | [18 empty] | 1 | 3303430041467 | 0 |  | 600 | 30 | 10 | 2 | 0.6 | 13303430041464 | 20 | 12460 | 40 | 30 | 15 |  | 13303430041464 | 20 | 12460 | 40 | 30 | 15 |  | 73303430041466 | 40 | 24000 | 120 | 80 | 30 |  |  |  | 7 | N | [12 empty] | MD1 | MW | 8536901000 | [5 empty] | 220060 | [8 empty] | Prisma Plus - G- & P-systeem - verbindingen - 160 A | [18 empty] | https://eref.se.com/be/nl/sis-tarif/product/04146 | https://eref.se.com/be/fr/sis-tarif/product/04146
Schneider Electric | Schneider Electric | 01022021 |  | Schneider Electric |  | SED | 04147 |  |  | 84.14 |  | 1 |  | 1 | VERBINDING 160A L150 | LIAISON JDB APP.MOD.160 |  | CONNECT.160A 4P LIN.BW/DEVICE 160A W165 | [18 empty] | 1 | 3303430041474 | 0 |  | 480 | 20 | 10 | 5 | 1 | [7 empty] | 13303430041471 | 10 | 5100 | 40 | 30 | 15 |  | 73303430041473 | 50 | 24000 | 120 | 80 | 75 |  |  |  | 7 | N | [12 empty] | MD1 | MW | 8536901000 | [5 empty] | 220060 | [8 empty] | Prisma Plus - G & P systeem - rail- en modulaire-apparaatverbinding- 160 A | Liaison entre jeu de barres et appareil modulaire, 160 A | [17 empty] | https://eref.se.com/be/nl/sis-tarif/product/04147 | https://eref.se.com/be/fr/sis-tarif/product/04147
Schneider Electric | Schneider Electric | 01022021 |  | Schneider Electric |  | SED | 04148 |  |  | 106.59 |  | 1 |  | 15 | VERBINDING 160A L440 | LIAISON JDB APP MOD VIGI 160 |  | CONNECT.160A 4P LIN.BW/DEVICE 160A W440 | [18 empty] | 1 | 3303430041481 | 0 |  | 957 | 43 | 8 | 4 | 1.376 |  | 15 | 15400 | 60 | 40 | 30 |  | 13303430041488 | 15 | 15300 | 60 | 40 | 30 |  | 73303430041480 | 60 | 73300 | 120 | 80 | 43 |  |  |  | 7 | N | [12 empty] | MD1 | MW | 8536901000 | [5 empty] | 220060 | [8 empty] | Prisma Plus - G- & P-systeem - verbinding rail en Vigi modulair app. - 160 A | Liaison entre jeu de barres et appareil modulaire Vigi, 160 A | [17 empty] | https://eref.se.com/be/nl/sis-tarif/product/04148 | https://eref.se.com/be/fr/sis-tarif/product/04148
Schneider Electric | Schneider Electric | 01022021 |  | Schneider Electric |  | SED | 04149 |  |  | 89.68 |  | 1 |  | 1 | AANSLUITING 160A 4P L380 / LINERGY DX 1P | LIAISON APP MOD POLY DISTRI |  | CONNECTION 160A 4P L380 /LINERGY DX 1P | [18 empty] | 1 | 3303430041498 | 0 |  | 820 | 39 | 10 | 5 | 1.95 | [7 empty] | 13303430041495 | 10 | 8500 | 40 | 30 | 15 | [10 empty] | 7 | N | [12 empty] | MD1 | MW | 8536901000 | [5 empty] | 220060 | [8 empty] | Prisma Plus - G- & P-systeem - distributieblokverbinding apparaat en Polybloc | Liaison entre appareil modulaire et répartiteur Polybloc 160 A | [17 empty] | https://eref.se.com/be/nl/sis-tarif/product/04149 | https://eref.se.com/be/fr/sis-tarif/product/04149
Schneider Electric | Schneider Electric | 01022021 |  | Schneider Electric |  | SED | 04150 |  |  | 42.69 |  | 1 |  | 1 | KAP.IPXXB/POWERCLIP RST (1ST=8) | 8 CAPOTS IPXXB/JDB POWERCLIP |  | 8 IPXXB COVERS/ LINERGY BW INSULATED BB | [18 empty] | 1 | 3303430041504 | 0 |  | 120 | 39 | 15 | 3 | 1.755 | [7 empty] | 13303430041501 | 70 | 9630 | 60 | 40 | 30 | [10 empty] | 7 | N | [12 empty] | MD1 | MW | 8547200090 | [14 empty] | 8 kappen IPXXB voor Powerclip railstel | 8 capots IPXXB pour jeu de barres Powerclip | [17 empty] | https://eref.se.com/be/nl/sis-tarif/product/04150 | https://eref.se.com/be/fr/sis-tarif/product/04150
Schneider Electric | Schneider Electric | 01022021 |  | Schneider Electric |  | SED | 04151 |  |  | 52.06 |  | 1 |  | 10 | KLEMMEN 6/10²/POWERCLIP RST (1 ST=12) | 12 BORNES 6/10/JDB POWERCLIP |  | 12 TERMINALS 6/10² FOR LINERGY BW BBAR | [18 empty] | 1 | 3303430041511 | 0 |  | 360 | 23 | 5 | 4 | 0.46 | 13303430041518 | 10 | 5800000000 | 0.75 | 2.55 | 2.3 | [9 empty] | 600 | 441600 | 60 | 80 | 95 |  |  |  | 2 | Y | [12 empty] | MD1 | MW | 8536901000 | [5 empty] | 220060 | [8 empty] | 12 klemmen 6/10y voor Powerclip railstel | 12 bornes 6/10y pour jeu de barres Powerclip | [17 empty] | https://eref.se.com/be/nl/sis-tarif/product/04151 | https://eref.se.com/be/fr/sis-tarif/product/04151
Schneider Electric | Schneider Electric | 01022021 |  | Schneider Electric |  | SED | 04152 |  |  | 63.62 |  | 1 |  | 10 | KLEMMEN 1X16²/POWERCLIP RST (1 ST=12) | 12 BORNES 1x16²/JDB POWERCLIP |  | 12 TERMINALS 1X16² FOR LINERGY BW BBAR | [18 empty] | 1 | 3303430041528 | 0 |  | 320 | 23 | 5 | 4 | 0.46 | 13303430041525 | 10 | 3200000 | 25.4 | 23 | 7.1 | [8 empty] | 73303430041527 | 360 | 236160 | 60 | 80 | 53 |  |  |  | 2 | Y | [12 empty] | MD1 | MW | 8536901000 | [5 empty] | 220060 | [8 empty] | 12 klemmen 2x16y voor Powerclip railstel | 12 bornes 2x16y pour jeu de barres Powerclip | [17 empty] | https://eref.se.com/be/nl/sis-tarif/product/04152 | https://eref.se.com/be/fr/sis-tarif/product/04152
Schneider Electric | Schneider Electric | 01022021 |  | Schneider Electric |  | SED | 04155 |  |  | 10.95 |  | 1 |  | 12 | BIJKOMEND BLOK 35² 3P | BLOC ADDITIONNEL 35 MM2 3P |  | ADDITIONAL BLK 2X35² 3P/ LINERGY DP 250A | [18 empty] | 1 | 3303430041559 | 0 |  | 235 | 15 | 8 | 6 | 0.72 | 13303430041556 | 12 | 3280 | 40 | 30 | 15 |  | 13303430041556 | 12 | 3281 | 40 | 30 | 15 |  | 73303430041558 | 96 | 26240 | 120 | 80 | 30 |  |  |  | 7 | N | [12 empty] | MD1 | MW | 8536901000 | [5 empty] | 220060 | [8 empty] | Bijkomend blok 35y 3P | Bloc additionnel 35y 3P | [17 empty] | https://eref.se.com/be/nl/sis-tarif/product/04155 | https://eref.se.com/be/fr/sis-tarif/product/04155
Schneider Electric | Schneider Electric | 01022021 |  | Schneider Electric |  | SED | 04156 |  |  | 12.81 |  | 1 |  | 12 | BIJKOMEND BLOK 35² 4P | BLOC ADDITIONNEL 35 MM2 4P |  | ADDITIONAL BLK 2X35² 4P/ LINERGY DP 250A | [18 empty] | 1 | 3303430041566 | 0 |  | 300 | 15 | 8 | 6 | 0.72 | 13303430041563 | 12 | 4000 | 40 | 30 | 15 |  | 13303430041563 | 12 | 4001 | 40 | 30 | 15 |  | 73303430041565 | 96 | 32000 | 120 | 80 | 30 |  |  |  | 2 | Y | [12 empty] | MD1 | MW | 8536901000 | [5 empty] | 220060 | [8 empty] | Bijkomend blok 35y 4P | Bloc additionnel 35y 4P | [17 empty] | https://eref.se.com/be/nl/sis-tarif/product/04156 | https://eref.se.com/be/fr/sis-tarif/product/04156
Schneider Electric | Schneider Electric | 01022021 |  | Schneider Electric |  | SED | 04158 |  |  | 18.67 |  | 1 |  | 50 | SCHROEVEN/POWERCLIP RST (1 ST=20) | 20 VIS JDB POWERCLIP |  | 20 SCREWS 8.8 CLASS M6X12/ LINERGY BW BB | [18 empty] | 1 | 3303430041580 | 0 |  | 120 | 11 | 5 | 2 | 0.11 | 13303430041587 | 50 | 6300 | 15 | 40 | 30 |  | 13303430041587 | 50 | 6200 | 40 | 30 | 15 |  | 73303430041589 | 200 | 48000 | 120 | 80 | 30 |  |  |  | 7 | N | [12 empty] | MD1 | MW | 7318159590 | [5 empty] | 220060 | [8 empty] | 20 schroeven voor Powerclip railstel | 20 vis pour jeu de barres Powerclip | [17 empty] | https://eref.se.com/be/nl/sis-tarif/product/04158 | https://eref.se.com/be/fr/sis-tarif/product/04158
Schneider Electric | Schneider Electric | 01022021 |  | Schneider Electric |  | SED | 04161 |  |  | 77.13 |  | 1 |  | 1 | GETAPTE RAILS160A L1000 (1 ST=4) | 4 BARRES TARAUDEES 160A L1000 |  | 4 THREADED BARS 160A L1000/LINERGY BS BB | [18 empty] | 1 | 3303430041610 | 0 |  | 2690 | 110 | 13 | 2 | 2.86 | [15 empty] | 60 | 160800 | 120 | 80 | 80 |  |  |  | 2 | Y | [12 empty] | MD1 | MW | 7407290000 | [5 empty] | 220060 | [8 empty] | 4 getapte rails 160A lengte 1000 | 4 barres taraudées 160A longueur 1000 | [17 empty] | https://eref.se.com/be/nl/sis-tarif/product/04161 | https://eref.se.com/be/fr/sis-tarif/product/04161
Schneider Electric | Schneider Electric | 01022021 |  | Schneider Electric |  | SED | 04162 |  |  | 100.23 |  | 1 |  | 1 | GETAPTE RAILS250A L1000 (1 ST=4) | 4 BARRES TARAUDEES 250A L1000 |  | 4 THREADED BARS 250A L1000/LINERGY BS BB | [18 empty] | 1 | 3303430041627 | 0 |  | 3520 | 109 | 13 | 2 | 2.834 | [14 empty] | 73303430041626 | 60 | 211200 | 120 | 80 | 35 |  |  |  | 2 | Y | [12 empty] | MD1 | MW | 7407290000 | [5 empty] | 220060 | [8 empty] | 4 getapte rails 250A lengte 1000 | 4 barres taraudées 250A longueur 1000 | [17 empty] | https://eref.se.com/be/nl/sis-tarif/product/04162 | https://eref.se.com/be/fr/sis-tarif/product/04162
Schneider Electric | Schneider Electric | 01022021 |  | Schneider Electric |  | SED | 04163 |  |  | 160.39 |  | 1 |  | 1 | GETAPTE RAILS400A L1000 (1 ST=4) | 4 BARRES TARAUDEES 400A L1000 |  | 4 THREADED BARS 400A L1000/LINERGY BS BB | [18 empty] | 1 | 3303430041634 | 0 |  | 5710 | 110 | 13 | 2 | 2.86 | [15 empty] | 60 | 342000 | 120 | 80 | 80 |  |  |  | 2 | Y | [12 empty] | MD1 | MW | 7407290000 | [5 empty] | 220060 | [8 empty] | 4 getapte rails 400A lengte 1000 | 4 barres taraudées 400A longueur 1000 | [17 empty] | https://eref.se.com/be/nl/sis-tarif/product/04163 | https://eref.se.com/be/fr/sis-tarif/product/04163
Schneider Electric | Schneider Electric | 01022021 |  | Schneider Electric |  | SED | 04171 |  |  | 107.97 |  | 1 |  | 1 | GETAPTE RAILS160A L1400 (1 ST=4) | 4 BARRES TARAUDEES 160A L1400 |  | 4 THREADED BARS 160A L1400/LINERGY BS BB | [18 empty] | 1 | 3303430041719 | 0 |  | 3740 | 150 | 13 | 2 | 3.9 | [23 empty] | 7 | N | [12 empty] | MD1 | MW | 7419999099 | [5 empty] | 220060 | [8 empty] | 4 getapte rails 160A lengte 1400 | 4 barres taraudées 160A longueur 1400 | [17 empty] | https://eref.se.com/be/nl/sis-tarif/product/04171 | https://eref.se.com/be/fr/sis-tarif/product/04171
Schneider Electric | Schneider Electric | 01022021 |  | Schneider Electric |  | SED | 04172 |  |  | 140.32 |  | 1 |  | 1 | GETAPTE RAILS250A L1400 (1 ST=4) | 4 BARRES TARAUDEES 250A L1400 |  | 4 THREADED BARS 250A L1400/LINERGY BS BB | [18 empty] | 1 | 3303430041726 | 0 |  | 4940 | 150 | 13 | 2 | 3.9 | [23 empty] | 2 | Y | [12 empty] | MD1 | MW | 7407290000 | [5 empty] | 220060 | [8 empty] | 4 getapte rails 250A lengte 1400 | 4 barres taraudées 250A longueur 1400 | [17 empty] | https://eref.se.com/be/nl/sis-tarif/product/04172 | https://eref.se.com/be/fr/sis-tarif/product/04172
Schneider Electric | Schneider Electric | 01022021 |  | Schneider Electric |  | SED | 04173 |  |  | 224.52 |  | 1 |  | 1 | GETAPTE RAILS400A L1400 (1 ST=4) | 4 BARRES TARAUDEES 400A L1400 |  | 4 THREADED BARS 400A L1400/LINERGY BS BB | [18 empty] | 1 | 3303430041733 | 0 |  | 8000 | 152 | 15 | 2 | 4.56 | [23 empty] | 7 | N | [12 empty] | MD1 | MW | 7407290000 | [5 empty] | 220060 | [8 empty] | 4 getapte rails 400A lengte 1400 | 4 barres taraudées 400A longueur 1400 | [17 empty] | https://eref.se.com/be/nl/sis-tarif/product/04173 | https://eref.se.com/be/fr/sis-tarif/product/04173
Schneider Electric | Schneider Electric | 01022021 |  | Schneider Electric |  | SED | 04174 |  |  | 336.81 |  | 1 |  | 1 | GETAPTE RAILS630A L1400 (1 ST=4) | 4 BARRES TARAUDEES 630A L1400 |  | 4 THREADED BARS 630A L1400/LINERGY BS BB | [18 empty] | 1 | 3303430041740 | 0 |  | 12450 | 150 | 13 | 3 | 5.85 | [23 empty] | 2 | Y | [12 empty] | MD1 | MW | 7419999099 | [5 empty] | 220060 | [8 empty] | 4 getapte rails 630A lengte 1400 | 4 barres taraudées 630A longueur 1400 | [17 empty] | https://eref.se.com/be/nl/sis-tarif/product/04174 | https://eref.se.com/be/fr/sis-tarif/product/04174
Schneider Electric | Schneider Electric | 01022021 |  | Schneider Electric |  | SED | 04190 |  |  | 45.1 |  | 1 |  | 1 | KOPEREN HST 250A (1 ST=4) | 4 EQUERRES CUIVRES 250A |  | 4 COPPER ANGLE BRACKETS 250A | [18 empty] | 1 | 3303430041900 | 0 |  | 485 | 13 | 10 | 2 | 0.26 | [7 empty] | 13303430041907 | 5 | 2890 | 40 | 30 | 15 |  | 73303430041909 | 40 | 23120 | 120 | 80 | 30 |  |  |  | 7 | N | [12 empty] | MD1 | MW | 8538909999 | [5 empty] | 220060 | [8 empty] | 4 koperen hoekstukken 250A | 4 équerres cuivre 250A | [17 empty] | https://eref.se.com/be/nl/sis-tarif/product/04190 | https://eref.se.com/be/fr/sis-tarif/product/04190
Schneider Electric | Schneider Electric | 01022021 |  | Schneider Electric |  | SED | 04191 |  |  | 16.6 |  | 1 |  | 10 | ST RST ACHT. | SUP.JDB DE FOND |  | LINERGY BS REAR BUSBAR SUPPORT 400A | [18 empty] | 1 | 3303430041917 | 0 |  | 260 | 50 | 12 | 5 | 3 | 13303430041914 | 10 | 2850 | 52 | 51 | 6.5 | [8 empty] | 73303430041916 | 280 | 77280 | 120 | 80 | 70 |  |  |  | 2 | Y | [12 empty] | MD1 | MW | 7407290000 | [5 empty] | 220060 | [8 empty] | Steun railstel achterin | Support jeu de barres de fond | [17 empty] | https://eref.se.com/be/nl/sis-tarif/product/04191 | https://eref.se.com/be/fr/sis-tarif/product/04191
Schneider Electric | Schneider Electric | 01022021 |  | Schneider Electric |  | SED | 04192 |  |  | 17.74 |  | 1 |  | 10 | TRAPV RAILST. IN KO | SUPPORT BARRES ETAGE GAINE |  | LINERGY BS MULTISTAGE B.BAR SUPPORT 630A | [18 empty] | 1 | 3303430041924 | 0 |  | 200 | 24 | 12 | 2 | 0.576 | 13303430041921 | 10 | 2380 | 15 | 40 | 30 |  | 13303430041921 | 10 | 2350 | 40 | 30 | 15 |  | 73303430041923 | 320 | 81280 | 120 | 80 | 71 |  |  |  | 2 | Y | [12 empty] | MD1 | MW | 8538909999 | [5 empty] | 220060 | [8 empty] | Trapvormige railsteun in koker | Support de barres étagé en gaine | [17 empty] | https://eref.se.com/be/nl/sis-tarif/product/04192 | https://eref.se.com/be/fr/sis-tarif/product/04192
Schneider Electric | Schneider Electric | 01022021 |  | Schneider Electric |  | SED | 04194 |  |  | 9.69 |  | 1 |  | 1 | BOUTEN M6X20/RAIL 5MM (1 ST=20) | 20 BOULONS M6X20/BARRE 5MM |  | 20 BOLTS 8.8 CLASS M6X20 /5MM COPPER BAR | [18 empty] | 1 | 3303430041948 | 0 |  | 180 | 11 | 6 | 2 | 0.132 | [7 empty] | 13303430041945 | 50 | 10950 | 40 | 30 | 15 |  | 73303430041947 | 200 | 55200 | 120 | 80 | 30 |  |  |  | 7 | N | [12 empty] | MD1 | MW | 7318159590 | [5 empty] | 220060 | [8 empty] | 20 bouten M6X20 voor rail 5 mm | 20 boulons M6X20 pour barre 5 mm | [17 empty] | https://eref.se.com/be/nl/sis-tarif/product/04194 | https://eref.se.com/be/fr/sis-tarif/product/04194
Schneider Electric | Schneider Electric | 01022021 |  | Schneider Electric |  | SED | 04195 |  |  | 23.28 |  | 1 |  | 50 | SCHROEVEN M6X16/GETAPTERAIL<630A(1ST=40) | 40VIS M6X16 BARRE TARAUDEE<630 |  | 40 SCREWS 8.8 CLASS M6X16/THREADED BAR | [18 empty] | 1 | 3303430041955 | 0 |  | 240 | 13 | 11 | 2 | 0.286 | 13303430041952 | 50 | 12160 | 40 | 30 | 15 |  | 13303430041952 | 50 | 12300 | 40 | 30 | 15 |  | 73303430041954 | 400 | 98960 | 120 | 80 | 30 |  |  |  | 2 | Y | [12 empty] | MD1 | MW | 7318159590 | [5 empty] | 220060 | [8 empty] | 40 schroeven M6x16 voor getapte rail <630A | 40 vis M6x16 pour barre taraudée <630A | [17 empty] | https://eref.se.com/be/nl/sis-tarif/product/04195 | https://eref.se.com/be/fr/sis-tarif/product/04195
Schneider Electric | Schneider Electric | 01022021 |  | Schneider Electric |  | SED | 04197 |  |  | 76.37 |  | 1 |  | 1 | AFSCHM VOEDING RST 630A | ECRAN ALIM.JDB 630A |  | BARRIER H1500MM/LINERGY BS MULTISTAGE BB | [18 empty] | 1 | 3303430041979 | 0 |  | 762 | 151 | 23 | 2 | 6.946 | [23 empty] | 2 | Y | [12 empty] | MD1 | MW | 8547200090 | [5 empty] | 220060 | [8 empty] | Afscherming voeding railstel 630A | Ecran alimentation jeu de barres 630A | [17 empty] | https://eref.se.com/be/nl/sis-tarif/product/04197 | https://eref.se.com/be/fr/sis-tarif/product/04197
Schneider Electric | Schneider Electric | 01022021 |  | Schneider Electric |  | SED | 04198 |  |  | 28.27 |  | 1 |  | 1 | AFSCHM RST ACHT. | ECRAN JDB FOND |  | BARRIER H100MM /LINERGY BS REAR BUSBAR | [18 empty] | 1 | 3303430041986 | 0 |  | 320 | 47 | 10 | 1 | 0.47 | [7 empty] | 13303430041983 | 40 | 13700 | 60 | 40 | 30 | [10 empty] | 7 | N | [12 empty] | MD1 | MW | 8538100000 | [5 empty] | 220060 | [8 empty] | Afscherming railstel achterin | Ecran jeu de barres de fond | [17 empty] | https://eref.se.com/be/nl/sis-tarif/product/04198 | https://eref.se.com/be/fr/sis-tarif/product/04198
Schneider Electric | Schneider Electric | 01022021 |  | Schneider Electric |  | SED | 04200 |  |  | 32.9 |  | 1 |  | 60 | AARDRAIL 24 M | COLLECT.TERRE 24M |  | EARTH BAR 35²/40 CLAMPS L450 LINERGY TB | [18 empty] | 1 | 3303430042006 | 0 |  | 350 | 51 | 2 | 2 | 0.204 | 23303430042000 | 60 | 22150 | 60 | 41 | 31.5 | [9 empty] | 720 | 286560 | 120 | 80 | 105 |  |  |  | 2 | Y | [12 empty] | MD1 | MW | 7407290000 | [5 empty] | 220060 | [8 empty] | Aardrail 24 modules | Collecteur de terre 24 modules | [17 empty] | https://eref.se.com/be/nl/sis-tarif/product/04200 | https://eref.se.com/be/fr/sis-tarif/product/04200
Schneider Electric | Schneider Electric | 01022021 |  | Schneider Electric |  | SED | 04201 |  |  | 5.96 |  | 1 |  | 40 | AARDRAIL/DIR.CONNECT.12X3 | BARRE TERRE NUE |  | 12X3MM DIR.EARTH BAR 35² L330 LINERGY TB | [18 empty] | 1 | 3303430042013 | 0 |  | 160 | 51 | 9 | 5 | 2.295 | 13303430042010 | 40 | 6920 | 51 | 13.5 | 11 | [8 empty] | 73303430042012 | 480 | 83200 | 120 | 80 | 64 |  |  |  | 7 | N | [12 empty] | MD1 | MW | 7407290000 | [5 empty] | 220060 | [8 empty] | Aardrail voor directe connector 12x3 | Barre de terre pour connecteur direct 12x3 | [17 empty] | https://eref.se.com/be/nl/sis-tarif/product/04201 | https://eref.se.com/be/fr/sis-tarif/product/04201
Schneider Electric | Schneider Electric | 01022021 |  | Schneider Electric |  | SED | 04202 |  |  | 32.9 |  | 1 |  | 5 | AARDR.S 12 M (1 ST=2) | 2 COLLECT.TERRE 12M |  | 2 EARTH BAR 35²/20 CLAMP L200 LINERGY TB | [18 empty] | 1 | 3303430042020 | 0 |  | 350 | 23 | 6 | 2 | 0.276 | 13303430042027 | 5 | 1930000 | 29.5 | 20 | 12.2 | [8 empty] | 73303430042029 | 320 | 131840 | 120 | 80 | 63 |  |  |  | 2 | Y | [12 empty] | MD1 | MW | 7407290000 | [5 empty] | 220060 | [8 empty] | 2 aardrails 12 modules | 2 collecteurs de terre 12 modules | [17 empty] | https://eref.se.com/be/nl/sis-tarif/product/04202 | https://eref.se.com/be/fr/sis-tarif/product/04202
Schneider Electric | Schneider Electric | 01022021 |  | Schneider Electric |  | SED | 04203 |  |  | 25.77 |  | 1 |  | 1 | 4P AANSLUITRAIL/HULPVOED. | COLLECT.AUX. TETRAPOLAIRE |  | AUXILIARY BUS DUCT L1755 LINERGY TA 4P | [18 empty] | 1 | 3303430042037 | 0 |  | 1620 | 179 | 9 | 6 | 9.666 | [23 empty] | 7 | N | [12 empty] | MD1 | MW | 8536901000 | [5 empty] | 220060 | [8 empty] | Vierpolige aansluitrail voor hulpvoeding | Collecteur auxiliaire tétrapolaire | [17 empty] | https://eref.se.com/be/nl/sis-tarif/product/04203 | https://eref.se.com/be/fr/sis-tarif/product/04203
Schneider Electric | Schneider Electric | 01022021 |  | Schneider Electric |  | SED | 04205 |  |  | 7.06 |  | 1 |  | 200 | ST./BEV AARDR. DIN (1 ST=2) | 2 SUP/FIX.COLLECT.TERRE DIN |  | 2 EARTH BAR MOD.DEV.RAIL SUP. | [18 empty] | 1 | 3303430042051 | 0 |  | 70 | 13 | 12 | 4 | 0.624 | 13303430042058 | 200 | 16040 | 30 | 60 | 40 |  | 13303430042058 | 200 | 15550 | 60 | 40 | 30 |  | 73303430042050 | 400 | 32000 | 120 | 80 | 45 |  |  |  | 7 | N | [12 empty] | MD1 | MW | 7407290000 | [5 empty] | 220060 | [8 empty] | 2 steunen voor bevestiging van de aardrail op Din | 2 supports pour fixation du collecteur de terre sur Din | [17 empty] | https://eref.se.com/be/nl/sis-tarif/product/04205 | https://eref.se.com/be/fr/sis-tarif/product/04205
Schneider Electric | Schneider Electric | 01022021 |  | Schneider Electric |  | SED | 04206 |  |  | 7.99 |  | 1 |  | 1 | BV.VOETJ/V.MONT.RAIL KAST H15MM | PATTES FIX.COLL.COF-ARM H15 |  | FIX.BRACK.V.EARTH BAR ENC.H15 | [18 empty] | 1 | 3303430042068 | 0 |  | 40 | 15 | 15 | 3 | 0.675 | [7 empty] | 13303430042065 | 25 | 1501 | 40 | 30 | 15 |  | 73303430042067 | 400 | 24000 | 120 | 80 | 45 |  |  |  | 7 | N | [12 empty] | MD1 | MW | 8538909999 | [5 empty] | 220060 | [8 empty] | Bevestigingsvoetjes voor verticale montage van de rail in kast hoogte 15 mm | Pattes de fixation pr install. vertical collecteur en coffret armoire h 15 mm | [17 empty] | https://eref.se.com/be/nl/sis-tarif/product/04206 | https://eref.se.com/be/fr/sis-tarif/product/04206
Schneider Electric | Schneider Electric | 01022021 |  | Schneider Electric |  | SED | 04207 |  |  | 9.94 |  | 1 |  | 20 | BV.VOETJ/V.MONT.RAIL KAST H45MM | PATTES FIX.COLL.COF-ARM H45 |  | FIX.BRACK.V.EARTH BAR ENC.H45 | [18 empty] | 1 | 3303430042075 | 0 |  | 56 | 15 | 11 | 3 | 0.495 | 13303430042072 | 20 | 1460 | 15 | 40 | 30 |  | 13303430042072 | 20 | 1460 | 40 | 30 | 15 |  | 73303430042074 | 160 | 12720 | 120 | 80 | 30 |  |  |  | 7 | N | [12 empty] | MD1 | MW | 7407290000 | [5 empty] | 220060 | [8 empty] | Bevestigingsvoetjes voor verticale montage van de rail in kast hoogte 45 mm | Pattes de fixation pr install. vertical collecteur en coffret armoire h 45 mm | [17 empty] | https://eref.se.com/be/nl/sis-tarif/product/04207 | https://eref.se.com/be/fr/sis-tarif/product/04207
Schneider Electric | Schneider Electric | 01022021 |  | Schneider Electric |  | SED | 04208 |  |  | 11.8 |  | 1 |  | 20 | BV.VOETJ/V.MONT.RAIL KAST H80MM | PATTES FIX.COLL.COF-ARM H80 |  | FIX.BRACK.V.EARTH BAR ENC.H80 | [18 empty] | 1 | 3303430042082 | 0 |  | 80 | 11 | 5 | 3 | 0.165 | 13303430042089 | 20 | 1850 | 15 | 40 | 30 |  | 13303430042089 | 20 | 1850 | 40 | 30 | 15 |  | 73303430042081 | 160 | 16000 | 120 | 80 | 30 |  |  |  | 7 | N | [12 empty] | MD1 | MW | 8538909999 | [5 empty] | 220060 | [8 empty] | Bevestigingsvoetjes voor verticale montage van de rail in kast hoogte 80 mm | Pattes de fixation pr install. vertical collecteur en coffret armoire h 80 mm | [17 empty] | https://eref.se.com/be/nl/sis-tarif/product/04208 | https://eref.se.com/be/fr/sis-tarif/product/04208
Schneider Electric | Schneider Electric | 01022021 |  | Schneider Electric |  | SED | 04210 |  |  | 3.49 |  | 1 |  | 100 | SET/NULLEIDERSTRIP (1 ST=2) | KIT POUR BARRETTE NEUTRE |  | 2 INSULAT.SPACERS/NEUTRAL BAR LINERGY TB | [18 empty] | 1 | 3303430042105 | 0 |  | 16 | 5 | 3 | 1 | 0.015 |  | 100 | 1700 | 40 | 30 | 15 |  | 13303430042102 | 100 | 1720 | 40 | 30 | 15 |  | 73303430042104 | 800 | 25300 | 120 | 80 | 27 |  |  |  | 7 | N | [12 empty] | MD1 | MW | 7407290000 | [5 empty] | 220060 | [8 empty] | Set voor nulleiderstrip | Kit pour barrette de neutre | [17 empty] | https://eref.se.com/be/nl/sis-tarif/product/04210 | https://eref.se.com/be/fr/sis-tarif/product/04210
Schneider Electric | Schneider Electric | 01022021 |  | Schneider Electric |  | SED | 04214 |  |  | 44.39 |  | 1 |  | 10 | AARDBL DIR. ASL12X4MM2 (1 ST=4) | 4 BLOCS TERRE 12X4MM2 |  | 4 EARTH BLK 12X4² TERM.CLAMP LINERGY TB | [18 empty] | 1 | 3303430042143 | 0 |  | 170 | 13 | 8 | 4 | 0.416 | 13303430042140 | 10 | 2560000 | 17 | 13 | 16 | [8 empty] | 73303430042142 | 1680 | 285600 | 120 | 80 | 90 |  |  |  | 7 | N | [12 empty] | MD1 | MW | 8536901000 | [5 empty] | 220060 | [8 empty] | 4 aardingsblokken met directe aansluiting 12x4 mmy | 4 blocs de terre à enfichage direct 12x4 mmy | [17 empty] | https://eref.se.com/be/nl/sis-tarif/product/04214 | https://eref.se.com/be/fr/sis-tarif/product/04214
Schneider Electric | Schneider Electric | 01022021 |  | Schneider Electric |  | SED | 04215 |  |  | 47.68 |  | 1 |  | 12 | AARDBL DIR. ASL3X16MM2 (1 ST=4) | 4 BLOCS TERRE 3X16MM2 |  | 4 EARTH BLK 3X16² TERM.CLAMP LINERGY TB | [18 empty] | 1 | 3303430042150 | 0 |  | 196 | 10 | 8 | 5 | 0.4 | 13303430042157 | 12 | 2360000 | 29.5 | 16.5 | 10 | [8 empty] | 73303430042159 | 816 | 160480 | 120 | 80 | 97.5 |  |  |  | 7 | N | [12 empty] | MD1 | MW | 8536901000 | [5 empty] | 220060 | [8 empty] | 4 aardingsblokken met directe aansluiting 3x16 mmy | 4 blocs de terre à enfichage direct 3x16 mmy | [17 empty] | https://eref.se.com/be/nl/sis-tarif/product/04215 | https://eref.se.com/be/fr/sis-tarif/product/04215
Schneider Electric | Schneider Electric | 01022021 |  | Schneider Electric |  | SED | 04220 |  |  | 9.91 |  | 1 |  | 14 | GRPL ASLBL AARDR. IN KO | PLAT.BLOC JONCT.COLLECT.GAINE |  | M.BRAC.TERM.BLK-EARTH BAR DUCT | [18 empty] | 1 | 3303430042204 | 0 |  | 450 | 21 | 9 | 5 | 0.945 | 13303430042201 | 14 | 6500 | 15 | 40 | 30 |  | 13303430042201 | 14 | 6700 | 40 | 30 | 15 |  | 73303430042203 | 448 | 216320 | 120 | 80 | 75 |  |  |  | 2 | Y | [12 empty] | MD1 | MW | 8538909999 | [5 empty] | 220060 | [8 empty] | Grondplaat aansluitblok aardrail in koker | Platine bloc de jonction collecteur en gaine | [17 empty] | https://eref.se.com/be/nl/sis-tarif/product/04220 | https://eref.se.com/be/fr/sis-tarif/product/04220
Schneider Electric | Schneider Electric | 01022021 |  | Schneider Electric |  | SED | 04223 |  |  | 34.07 |  | 1 |  | 1 | GRPL 4 DIN V/VERBKLEMMEN | PLAT.4DIN V.BORNES JONCT. |  | M.BR.4V.MOD.DEV.RAILS TERM.BLK | [18 empty] | 1 | 3303430042235 | 0 |  | 1060 | 50 | 17 | 3 | 2.55 | [7 empty] | 13303430042232 | 10 | 11460 | 60 | 40 | 30 | [10 empty] | 7 | N | [12 empty] | MD1 | MW | 8538909999 | [5 empty] | 220060 | [8 empty] | Grondplaat 4 Din verticaal voor verbindingsklemmen | Platine 4 Din vertical pour bornes de jonction | [17 empty] | https://eref.se.com/be/nl/sis-tarif/product/04223 | https://eref.se.com/be/fr/sis-tarif/product/04223
Schneider Electric | Schneider Electric | 01022021 |  | Schneider Electric |  | SED | 04224 |  |  | 6.1 |  | 1 |  | 75 | VERHOG PRACTIC (1 ST=5) | 5 REHAUSSES PRATIC |  | 5 PRACTIC RAISERS | [18 empty] | 1 | 3303430042242 | 0 |  | 30 | 15 | 13 | 3 | 0.585 | 13303430042249 | 75 | 3080 | 40 | 30 | 20 | [8 empty] | 73303430042241 | 150 | 4500 | 120 | 80 | 35 |  |  |  | 7 | N | [12 empty] | MD1 | MW | 3926909790 | [5 empty] | 220060 | [8 empty] | 5 verhogingen Practic | 5 réhausses Practic | [17 empty] | https://eref.se.com/be/nl/sis-tarif/product/04224 | https://eref.se.com/be/fr/sis-tarif/product/04224
Schneider Electric | Schneider Electric | 01022021 |  | Schneider Electric |  | SED | 04226 |  |  | 30.97 |  | 1 |  | 1 | RAIL MOD APP L1600MM (1ST=2) | RAIL APPAREILLAGE MOD.L1600 |  | 2 MODULAR DEVICE RAILS L1600 | [18 empty] | 1 | 3303430042266 | 0 |  | 1300 | 177 | 10 | 6 | 10.62 | [23 empty] | 2 | Y | [12 empty] | MD1 | MW | 8538909999 | [5 empty] | 220060 | [8 empty] | Rail voor modulaire apparatuur lengte 1600 mm | Rail appareillage modulaire longueur 1600 mm | [17 empty] | https://eref.se.com/be/nl/sis-tarif/product/04226 | https://eref.se.com/be/fr/sis-tarif/product/04226
Schneider Electric | Schneider Electric | 01022021 |  | Schneider Electric |  | SED | 04227 |  |  | 4.97 |  | 1 |  | 15 | ADAPTOR DIEPTE DIN RAIL | RAIL ET REHAUSSE MOD |  | RAIL AND RAISERS MODULAR | [18 empty] | 1 | 3303430042273 | 0 |  | 140 | 36 | 15 | 3 | 1.62 | 13303430042270 | 15 | 2500 | 15 | 40 | 30 |  | 13303430042270 | 15 | 2500 | 40 | 30 | 15 |  | 73303430042272 | 120 | 16800 | 120 | 80 | 105 |  |  |  | 7 | N | [12 empty] | MD1 | MW | 7216690000 | [14 empty] | Prisma Plus - G & P systeem - modulaire rail en stijgelementen | [18 empty] | https://eref.se.com/be/nl/sis-tarif/product/04227 | https://eref.se.com/be/fr/sis-tarif/product/04227
Schneider Electric | Schneider Electric | 01022021 |  | Schneider Electric |  | SED | 04228 |  |  | 20.21 |  | 1 |  | 1 | KLEMBL/HULPELEMENTEN | BORNIER / AUXILIAIRES |  | LINERGY TA AUXIL.TERM.BLK 10 IN/20 OUT | [18 empty] | 1 | 3303430042280 | 0 |  | 110 | 5 | 5 | 12 | 0.3 | [7 empty] | 13303430042287 | 50 | 6340 | 60 | 40 | 30 | [10 empty] | 7 | N | [12 empty] | MD1 | MW | 8536901000 | [5 empty] | 220060 | [8 empty] | Klemmenblok voor hulpelementen | Bornier pour auxiliaires | [17 empty] | https://eref.se.com/be/nl/sis-tarif/product/04228 | https://eref.se.com/be/fr/sis-tarif/product/04228
Schneider Electric | Schneider Electric | 01022021 |  | Schneider Electric |  | SED | 04229 |  |  | 13.12 |  | 1 |  | 1 | SPANNINGSKLEMMEN M10 (1 ST=20) | 20 PRISES DE TENSION M10 |  | 20 TAB CONN.M10 VOLT.TAP-OFFS | [18 empty] | 1 | 3303430042297 | 0 |  | 70 | 10 | 6 | 3 | 0.18 | [7 empty] | 13303430042294 | 100 | 7600 | 40 | 30 | 15 | [10 empty] | 7 | N | [12 empty] | MD1 | MW | 8536901000 | [5 empty] | 220060 | [8 empty] | 20 spanningsklemmen M10 | 20 prises de tension M10 | [17 empty] | https://eref.se.com/be/nl/sis-tarif/product/04229 | https://eref.se.com/be/fr/sis-tarif/product/04229
Schneider Electric | Schneider Electric | 01022021 |  | Schneider Electric |  | SED | 04233 |  |  | 34.1 |  | 1 |  | 30 | KABELG BEDR OP DEUR L2000 | GOULOTTE FILERIE PORTE L2000 |  | TRUNKING DOOR L2000 | [18 empty] | 30 | 3303430042334 | 0 |  | 185 | 200 | 3 | 1 | 0.6 | 13303430042331 | 30 | 16000000 | 202 | 18 | 18 | [17 empty] | 7 | N | [12 empty] | MD1 | MW | 3925908000 | [5 empty] | 220060 | [8 empty] | Kabelgoot loop bedrading op deur lengte 2000 | Goulotte de circulation filerie sur porte longueur 2000 | [17 empty] | https://eref.se.com/be/nl/sis-tarif/product/04233 | https://eref.se.com/be/fr/sis-tarif/product/04233
Schneider Electric | Schneider Electric | 01022021 |  | Schneider Electric |  | SED | 04234 |  |  | 25.57 |  | 1 |  | 50 | DRAADINV DOORHEEN VZD (1 ST=10) | 10 PASSE-FILS A TRAVERS FACE AVA |  | 10 WIRING THROUGH FR.GROMMETS | [18 empty] | 1 | 3303430042341 | 0 |  | 40 | 16 | 11 | 2 | 0.352 | 13303430042348 | 50 | 2280 | 40 | 21 | 31 | [8 empty] | 73303430042340 | 400 | 18240 | 120 | 80 | 30 |  |  |  | 7 | N | [12 empty] | MD1 | MW | 3926909790 | [5 empty] | 220060 | [8 empty] | 10 draadinvoeren doorheen voorzijde | 10 passe-fils à travers face avant | [17 empty] | https://eref.se.com/be/nl/sis-tarif/product/04234 | https://eref.se.com/be/fr/sis-tarif/product/04234
Schneider Electric | Schneider Electric | 01022021 |  | Schneider Electric |  | SED | 04235 |  |  | 24.15 |  | 1 |  | 1 | FLEX. KABELG/BEDR NR DEUR | GOULOTTE FLEXIBLE VERS PORTE |  | WIRING TO DOOR FLEX.TRUNKING | [18 empty] | 1 | 3303430042358 | 0 |  | 140 | 40 | 22 | 3 | 2.64 | [7 empty] | 13303430042355 | 50 | 7100 | 60 | 40 | 30 |  | 73303430042357 | 100 | 14200 | 120 | 80 | 105 |  |  |  | 7 | N | [12 empty] | MD1 | MW | 3925908000 | [5 empty] | 220060 | [8 empty] | Flexibele kabelgoot voor bedrading naar deur | Goulotte flexible pour filerie vers porte | [17 empty] | https://eref.se.com/be/nl/sis-tarif/product/04235 | https://eref.se.com/be/fr/sis-tarif/product/04235
Schneider Electric | Schneider Electric | 01022021 |  | Schneider Electric |  | SED | 04239 |  |  | 25.74 |  | 1 |  | 24 | HZ BEV.BAND./BEDR (1 ST=12) | 12BRACELETS CIRCULATION HZ. |  | 12 HZ.CABLE STRAPS | [18 empty] | 1 | 3303430042396 | 0 |  | 300 | 29 | 10 | 5 | 1.45 | 13303430042393 | 24 | 8170 | 30 | 60 | 30 |  | 13303430042393 | 24 | 7850 | 60 | 30 | 30 |  | 73303430042395 | 384 | 130720 | 120 | 80 | 90 |  |  |  | 2 | Y | [12 empty] | MD1 | MW | 3926909790 | [5 empty] | 220060 | [8 empty] | 12 horizontale bevestigingsbanden voor bedrading | 12 bracelets de circulation horizontaux | [17 empty] | https://eref.se.com/be/nl/sis-tarif/product/04239 | https://eref.se.com/be/fr/sis-tarif/product/04239
Schneider Electric | Schneider Electric | 01022021 |  | Schneider Electric |  | SED | 04243 |  |  | 36.71 |  | 1 |  | 1 | KAP. HZ BEV. BAND. (1 ST=4) | 4 CAPOTS BRACELETS HZ. |  | 4 COVERS HZ.CABLE STRAPS | [18 empty] | 1 | 3303430042433 | 0 |  | 410 | 44 | 12 | 5 | 2.64 | [15 empty] | 160 | 67520 | 120 | 80 | 80 |  |  |  | 7 | N | [12 empty] | MD1 | MW | 3926909790 | [5 empty] | 220060 | [8 empty] | 4 kappen horizontale bevestigingsbanden | 4 capots bracelets horizontaux | [17 empty] | https://eref.se.com/be/nl/sis-tarif/product/04243 | https://eref.se.com/be/fr/sis-tarif/product/04243
Schneider Electric | Schneider Electric | 01022021 |  | Schneider Electric |  | SED | 04255 |  |  | 17.03 |  | 1 |  | 25 | STEUNEN HZ KABELGOOT (1 ST=12) | 12 SUPPORTS GOULOTTE HZ. |  | 12 HZ.TRUNKING SUPPORTS | [18 empty] | 1 | 3303430042556 | 0 |  | 260 | 43 | 8 | 4 | 1.376 | 13303430042553 | 25 | 7100 | 30 | 60 | 40 |  | 13303430042553 | 25 | 7200 | 60 | 40 | 30 |  | 73303430042555 | 300 | 87960 | 120 | 80 | 105 |  |  |  | 2 | Y | [12 empty] | MD1 | MW | 3926909790 | [5 empty] | 220060 | [8 empty] | 12 steunen voor horizontale kabelgoten | 12 supports de goulotte horizontal | [17 empty] | https://eref.se.com/be/nl/sis-tarif/product/04255 | https://eref.se.com/be/fr/sis-tarif/product/04255
Schneider Electric | Schneider Electric | 01022021 |  | Schneider Electric |  | SED | 04256 |  |  | 16.69 |  | 1 |  | 1 | INSTELBARE STEUNEN HZ KABELGOOT (1ST=10) | 12 SUPPORTS GOULOTTE REGLA HZ. |  | 10 HZ. ADJUSTABLE TRUNKING SUP | [18 empty] | 1 | 3303430042563 | 0 |  | 750 | 42 | 15 | 7 | 4.41 | [14 empty] | 73303430042562 | 80 | 67000 | 120 | 80 | 80 |  |  |  | 7 | N | [12 empty] | MD1 | MW | 8538100000 | [5 empty] | 220060 | [8 empty] | 12 steunen voor horizontale kabelgoten regelba | 12 supports de goulotte horizontal réglable . | [17 empty] | https://eref.se.com/be/nl/sis-tarif/product/04256 | https://eref.se.com/be/fr/sis-tarif/product/04256
Schneider Electric | Schneider Electric | 01022021 |  | Schneider Electric |  | SED | 04257 |  |  | 32.12 |  | 1 |  | 6 | HZ KABELG L450MM + ST. (1 ST=4) | 4 GOULOTTES HZ.L450 + SUPPORTS |  | 4HZ.TRUNKING SECTIONS L450+SUP | [18 empty] | 1 | 3303430042570 | 0 |  | 800 | 49 | 19 | 4 | 3.724 | 13303430042577 | 6 | 5385 | 52 | 35.6 | 13 | [8 empty] | 73303430042579 | 144 | 149280 | 120 | 80 | 95 |  |  |  | 2 | Y | [12 empty] | MD1 | MW | 3925908000 | [5 empty] | 220060 | [8 empty] | 4 horizontale kabelgoten lengte 450 mm + steunen | 4 goulottes horizontales longueur 450 mm + supports | [17 empty] | https://eref.se.com/be/nl/sis-tarif/product/04257 | https://eref.se.com/be/fr/sis-tarif/product/04257
Schneider Electric | Schneider Electric | 01022021 |  | Schneider Electric |  | SED | 04262 |  |  | 22.03 |  | 1 |  | 1 | V. BEV.BAND./BEDR (1 ST=12) | 12 BRACELETS CIRCULATION V. |  | 12 VERTICAL CABLE STRAPS | [18 empty] | 1 | 3303430042624 | 0 |  | 400 | 37 | 8 | 9 | 2.664 | [7 empty] | 13303430042621 | 24 | 10150 | 60 | 40 | 30 |  | 73303430042623 | 144 | 62700 | 120 | 80 | 75 |  |  |  | 2 | Y | [12 empty] | MD1 | MW | 3926909790 | [5 empty] | 220060 | [8 empty] | 12 verticale bevestigingsbanden voor bedrading | 12 bracelets de circulation verticaux | [17 empty] | https://eref.se.com/be/nl/sis-tarif/product/04262 | https://eref.se.com/be/fr/sis-tarif/product/04262
Schneider Electric | Schneider Electric | 01022021 |  | Schneider Electric |  | SED | 04263 |  |  | 16.58 |  | 1 |  | 50 | KAP.V.BEV.BAND/BEDR L1000MM (1 ST=2) | 2 CAPOTS BRACELET V.L1000 |  | 2 V.CABLE STRAPS L1000 COVERS | [18 empty] | 1 | 3303430042631 | 0 |  | 350 | 100 | 6 | 2 | 1.2 | 13303430042638 | 50 | 18620 | 107 | 29 | 19 | [8 empty] | 73303430042630 | 300 | 108000 | 120 | 80 | 90 |  |  |  | 7 | N | [12 empty] | MD1 | MW | 3926909790 | [5 empty] | 220060 | [8 empty] | 2 kappen verticale bevestigingsbanden voor bedrading lengte 1000 mm | 2 capots bracelets de circulation vertical longueur 1000 mm | [17 empty] | https://eref.se.com/be/nl/sis-tarif/product/04263 | https://eref.se.com/be/fr/sis-tarif/product/04263
Schneider Electric | Schneider Electric | 01022021 |  | Schneider Electric |  | SED | 04264 |  |  | 22.47 |  | 1 |  | 12 | V. BEV.BAND./BEDR G (1 ST=12) | 12 BRACELETS CIRCULATION V. G |  | 12 V.CABLE STRAPS SYSTEM G | [18 empty] | 1 | 3303430042648 | 0 |  | 530 | 32 | 15 | 7 | 3.36 | 13303430042645 | 12 | 6907 | 60 | 30 | 30 |  | 13303430042645 | 12 | 6950 | 60 | 30 | 30 |  |  | 192 | 113760 | 120 | 80 | 131 |  |  |  | 2 | Y | [12 empty] | MD1 | MW | 8538909999 | [5 empty] | 220060 | [8 empty] | 12 verticale bevestigingsbanden voor bedrading G | 12 bracelets de circulation verticaux G | [17 empty] | https://eref.se.com/be/nl/sis-tarif/product/04264 | https://eref.se.com/be/fr/sis-tarif/product/04264
Schneider Electric | Schneider Electric | 01022021 |  | Schneider Electric |  | SED | 04265 |  |  | 17.38 |  | 1 |  | 1 | STEUNEN VERT KABELGOOT (1 ST=12) | 12 SUPPORTS GOULOTTE V. |  | 12 V.TRUNKING SUPPORTS | [18 empty] | 1 | 3303430042655 | 0 |  | 200 | 44 | 9 | 5 | 1.98 | [7 empty] | 13303430042652 | 25 | 5800 | 60 | 40 | 30 |  | 73303430042654 | 200 | 48320 | 120 | 80 | 75 |  |  |  | 2 | Y | [12 empty] | MD1 | MW | 8538909999 | [5 empty] | 220060 | [8 empty] | 12 steunen voor verticale kabelgoten | 12 supports de goulotte vertical | [17 empty] | https://eref.se.com/be/nl/sis-tarif/product/04265 | https://eref.se.com/be/fr/sis-tarif/product/04265
Schneider Electric | Schneider Electric | 01022021 |  | Schneider Electric |  | SED | 04266 |  |  | 20.31 |  | 1 |  | 200 | VERTICAL TRUNKING PLATES (ST=10) | PLATINE SUPPORT DE GOULOTTE LOT DE 10 |  | 10 VERTICAL TRUNKING PLATES | [18 empty] | 1 | 3606480908477 | 0 |  | 384 | 9 | 9 | 4 | 0.324 | 43606480908475 | 200 | 160000 | 35 | 120 | 80 |  | 43606480908475 | 20 | 8150 | 40 | 30 | 15 |  |  | 640 | 272800 | 120 | 80 | 45 |  |  |  | 7 | N | [12 empty] | MD1 | MW | 7326909890 | [33 empty] | https://eref.se.com/be/nl/sis-tarif/product/04266 | https://eref.se.com/be/fr/sis-tarif/product/04266
Schneider Electric | Schneider Electric | 01022021 |  | Schneider Electric |  | SED | 04267 |  |  | 26.72 |  | 1 |  | 18 | VERT. KABELGOOT L2000 | GOULOTTE V.L2000 |  | VERTICAL TRUNKING L2000 | [18 empty] | 1 | 3303430042679 | 0 |  | 1300 | 203 | 8 | 6 | 9.744 | 13303430042676 | 18 | 26000000 | 203 | 25 | 25 | [8 empty] | 73303430042678 | 180 | 260000 | 120 | 203 | 65 |  |  |  | 2 | Y | [12 empty] | MD1 | MW | 3925908000 | [5 empty] | 220060 | [8 empty] | Verticale kabelgoot lengte 2000 | Goulotte vertical longueur 2000 | [17 empty] | https://eref.se.com/be/nl/sis-tarif/product/04267 | https://eref.se.com/be/fr/sis-tarif/product/04267
Schneider Electric | Schneider Electric | 01022021 |  | Schneider Electric |  | SED | 04330 |  |  | 35.63 |  | 1 |  | 10 | VERT. AFSCHERMING | CLOISON V. |  | VERTICAL PARTITION PRISMA G IP30 | [18 empty] | 1 | 3303430043300 | 0 |  | 1970 | 81 | 13 | 2 | 2.106 | 13303430043307 | 10 | 19800000 | 81.5 | 23.5 | 6.5 | [8 empty] | 73303430043309 | 50 | 99000 | 120 | 80 | 30 |  |  |  | 7 | N | [12 empty] | MD1 | MW | 8538909999 | [5 empty] | 220060 | [8 empty] | Verticale afscherming | Cloison vertical | [17 empty] | https://eref.se.com/be/nl/sis-tarif/product/04330 | https://eref.se.com/be/fr/sis-tarif/product/04330
Schneider Electric | Schneider Electric | 01022021 |  | Schneider Electric |  | SED | 04331 |  |  | 18.75 |  | 1 |  | 15 | HZ AFSCHERMING KAST | CLOISON HZ.COF-ARM. |  | HORIZONTAL PARTITION W600 PRISMA G | [18 empty] | 1 | 3303430043317 | 0 |  | 785 | 58 | 18 | 3 | 3.132 | 13303430043314 | 15 | 13250 | 60 | 40 | 20 | [8 empty] | 73303430043316 | 180 | 163000 | 120 | 80 | 110 |  |  |  | 2 | Y | [12 empty] | MD1 | MW | 8538909999 | [5 empty] | 220060 | [8 empty] | Horizontale afscherming kast | Cloison horizontal coffret et armoire | [17 empty] | https://eref.se.com/be/nl/sis-tarif/product/04331 | https://eref.se.com/be/fr/sis-tarif/product/04331
Schneider Electric | Schneider Electric | 01022021 |  | Schneider Electric |  | SED | 04332 |  |  | 12.17 |  | 1 |  | 1 | HZ AFSCHERMING KOKER | CLOISON HZ.GAINE |  | HORIZONTAL PARTITION W300 PRISMA G | [18 empty] | 1 | 3303430043324 | 0 |  | 460 | 29 | 16 | 2 | 0.928 | [7 empty] | 13303430043321 | 5 | 2560 | 40 | 30 | 15 |  |  | 60 | 37000 | 120 | 80 | 55 |  |  |  | 2 | Y | [12 empty] | MD1 | MW | 8538909999 | [5 empty] | 220060 | [8 empty] | Horizontale afscherming koker | Cloison horizontal gaine | [17 empty] | https://eref.se.com/be/nl/sis-tarif/product/04332 | https://eref.se.com/be/fr/sis-tarif/product/04332
Schneider Electric | Schneider Electric | 01022021 |  | Schneider Electric |  | SED | 04333 |  |  | 31.65 |  | 1 |  | 20 | HORIZONTALE PARTITION PRISMA PACK 160 | CLOISON HZ,PACK |  | HORIZONTAL PARTITION PRISMA PACK 160 | [18 empty] | 1 | 3303430043331 | 0 |  | 580 | 53 | 11 | 1 | 0.583 | 13303430043338 | 20 | 12520 | 60 | 40 | 14 | [8 empty] | 73303430043330 | 160 | 100160 | 120 | 80 | 45 |  |  |  | 7 | N | [12 empty] | MD1 | MW | 7326909890 | [14 empty] | Prisma G - Horizontale verdeling - Pack kast | [18 empty] | https://eref.se.com/be/nl/sis-tarif/product/04333 | https://eref.se.com/be/fr/sis-tarif/product/04333
Schneider Electric | Schneider Electric | 01022021 |  | Schneider Electric |  | SED | 04335 |  |  | 77.99 |  | 1 |  | 10 | VERTICAL PARTITION H36M PRISMA G IP30 | CLOISONNEMENT VERTICAL H36M PRISMA G |  | VERTICAL PARTITION H36M PRISMA G IP30 | [18 empty] | 1 | 3606480908705 | 0 |  | 2360 | 81 | 13 | 3 | 3.159 | 13606480908702 | 10 | 23600 | 82 | 22.5 | 15.5 | [8 empty] | 73606480908704 | 30 | 73000 | 60 | 80 | 30 |  |  |  | 7 | N | [12 empty] | MD1 | MW | 8538909999 | [33 empty] | https://eref.se.com/be/nl/sis-tarif/product/04335 | https://eref.se.com/be/fr/sis-tarif/product/04335
Schneider Electric | Schneider Electric | 01022021 |  | Schneider Electric |  | SED | 04336 |  |  | 63.87 |  | 1 |  | 5 | NVT KLEMMEN BLIJVEN TE RE NUMMERS | CLOISON HZ. ARM. L850 |  | HORIZONTAL PARTITION W850 PRISMA G | [18 empty] | 1 | 3303430043362 | 0 |  | 1190 | 83 | 16 | 2 | 2.656 | 13303430043369 | 5 | 6872000000000 | 86 | 27.6 | 13 | [9 empty] | 30 | 62000 | 120 | 80 | 55 |  |  |  | 7 | N | [12 empty] | MD1 | MW | 8538909999 | [14 empty] | Prisma Plus - G Systeem - horizontale partitie voor vloerkast | Cloison horizontale pour armoire L = 850 mm | [17 empty] | https://eref.se.com/be/nl/sis-tarif/product/04336 | https://eref.se.com/be/fr/sis-tarif/product/04336
Schneider Electric | Schneider Electric | 01022021 |  | Schneider Electric |  | SED | 04403 |  |  | 413.82 |  | 1 |  | 1 | POLYPACT VAST/KR 3P | POLYPACT FIXE/MAN.3P |  | LINERGY FC D.BLK /NSX250 3P TOG/FIX+CONN | [18 empty] | 1 | 3303430044031 | 0 |  | 5960 | 46 | 24 | 15 | 16.56 | [15 empty] | 35 | 207200 | 120 | 80 | 80 |  |  |  | 7 | N | [12 empty] | MD1 | MW | 8536901000 | [5 empty] | 220060 | [8 empty] | Polypact vast/krukbediening 3P | Polypact fixe/maneton 3P | [17 empty] | https://eref.se.com/be/nl/sis-tarif/product/04403 | https://eref.se.com/be/fr/sis-tarif/product/04403
Schneider Electric | Schneider Electric | 01022021 |  | Schneider Electric |  | SED | 04404 |  |  | 413.82 |  | 1 |  | 1 | POLYPACT VAST/KR 4P | POLYPACT FIXE/MAN.4P |  | LINERGY FC D.BLK /NSX250 4P TOG/FIX+CONN | [18 empty] | 1 | 3303430044048 | 0 |  | 6570 | 46 | 24 | 15 | 16.56 | [15 empty] | 35 | 229600 | 120 | 80 | 80 |  |  |  | 2 | Y | [12 empty] | MD1 | MW | 8536901000 | [5 empty] | 220060 | [8 empty] | Polypact vast/krukbediening 4P | Polypact fixe/maneton 4P | [17 empty] | https://eref.se.com/be/nl/sis-tarif/product/04404 | https://eref.se.com/be/fr/sis-tarif/product/04404
Schneider Electric | Schneider Electric | 01022021 |  | Schneider Electric |  | SED | 04405 |  |  | 475.94 |  | 1 |  | 1 | POLYPACT VAST/UIT+S 3P M/SOEP.VERB | POLYPACT 3P+LIAISON |  | LINERGY FC D.BLK /NSX250 3P WITH CONN | [18 empty] | 1 | 3303430044055 | 0 |  | 7130 | 46 | 25 | 15 | 17.25 | [15 empty] | 14 | 99680 | 120 | 80 | 80 |  |  |  | 7 | N | [12 empty] | MD1 | MW | 8536901000 | [5 empty] | 220060 | [8 empty] | Polypact vast/uittrekbaar met sokkel 3P met soepele verbinding | Polypact fixe/débrochable sur socle 3P avec liaison souple | [17 empty] | https://eref.se.com/be/nl/sis-tarif/product/04405 | https://eref.se.com/be/fr/sis-tarif/product/04405
Schneider Electric | Schneider Electric | 01022021 |  | Schneider Electric |  | SED | 04406 |  |  | 475.94 |  | 1 |  | 1 | POLYPACT VAST/UIT+S 4P M/SOEP.VERB | POLYPACT 4P+LIAISON |  | LINERGY FC D.BLK /NSX250 4P WITH CONN | [18 empty] | 1 | 3303430044062 | 0 |  | 8660 | 46 | 24 | 15 | 16.56 | [15 empty] | 35 | 296800 | 120 | 80 | 80 |  |  |  | 7 | N | [12 empty] | MD1 | MW | 8536901000 | [5 empty] | 220060 | [8 empty] | Polypact vast/uittrekbaar met sokkel 4P met soepele verbinding | Polypact fixe/débrochable sur socle 4P avec liaison souple | [17 empty] | https://eref.se.com/be/nl/sis-tarif/product/04406 | https://eref.se.com/be/fr/sis-tarif/product/04406
Schneider Electric | Schneider Electric | 01022021 |  | Schneider Electric |  | SED | 04407 |  |  | 351.77 |  | 1 |  | 1 | POLYPACT VAST/UIT+S 3P Z/VERB | POLYPACT 3P SANS LIAISON |  | LINERGY FC D.BLK /NSX250 3P WITHOUT CONN | [18 empty] | 1 | 3303430044079 | 0 |  | 4030 | 46 | 24 | 18 | 19.872 | [15 empty] | 42 | 168840 | 120 | 80 | 80 |  |  |  | 7 | N | [12 empty] | MD1 | MW | 8536901000 | [5 empty] | 220060 | [8 empty] | Polypact vast/uittrekbaar met sokkel 3P zonder verbinding | Polypact fixe/débrochable sur socle 3P sans liaison | [17 empty] | https://eref.se.com/be/nl/sis-tarif/product/04407 | https://eref.se.com/be/fr/sis-tarif/product/04407
Schneider Electric | Schneider Electric | 01022021 |  | Schneider Electric |  | SED | 04408 |  |  | 351.77 |  | 1 |  | 1 | POLYPACT VAST/UIT+S 4P Z/VERB | POLYPACT 4P SANS LIAISON |  | LINERGY FC D.BLK /NSX250 4P WITHOUT CONN | [18 empty] | 1 | 3303430044086 | 0 |  | 4450 | 46 | 24 | 15 | 16.56 | [15 empty] | 42 | 196800 | 120 | 80 | 80 |  |  |  | 7 | N | [12 empty] | MD1 | MW | 8536901000 | [5 empty] | 220060 | [8 empty] | Polypact vast/uittrekbaar met sokkel 4P zonder verbinding | Polypact fixe/débrochable sur socle 4P sans liaison | [17 empty] | https://eref.se.com/be/nl/sis-tarif/product/04408 | https://eref.se.com/be/fr/sis-tarif/product/04408
Schneider Electric | Schneider Electric | 01022021 |  | Schneider Electric |  | SED | 04410 |  |  | 594.6 |  | 1 |  | 1 | LGY NSXm 160A 3P + connector | LGY NSXm 160A 3P + connecteur |  | LINERGY FC NSXm160 3P MAN/FIX+CON | [18 empty] | 1 | 3606489930073 | 0 |  | 6142 | 49 | 25 | 15 | 18.375 | [15 empty] | 35 | 228970 | 120 | 80 | 87 |  |  |  | 7 | N | [12 empty] | MD1 | MW | 85369010 | [33 empty] | https://eref.se.com/be/nl/sis-tarif/product/04410 | https://eref.se.com/be/fr/sis-tarif/product/04410
Schneider Electric | Schneider Electric | 01022021 |  | Schneider Electric |  | SED | 04411 |  |  | 706.37 |  | 1 |  | 1 | LINERGY NSXm 160A 4P + connector EV | LGY NSXm 160A 4P + connecteur |  | LINERGY FC NSXm160 4P MAN/FIX+CON | [18 empty] | 1 | 3606489930080 | 0 |  | 6790 | 49 | 25 | 15 | 18.375 | [15 empty] | 35 | 251650 | 120 | 80 | 87 |  |  |  | 7 | N | [12 empty] | MD1 | MW | 85369010 | [33 empty] | https://eref.se.com/be/nl/sis-tarif/product/04411 | https://eref.se.com/be/fr/sis-tarif/product/04411
Schneider Electric | Schneider Electric | 01022021 |  | Schneider Electric |  | SED | 04412 |  |  | 633.36 |  | 1 |  | 1 | BS NSXm 160A 3P + connector | BS NSXm 160A 3P + connecteur |  | LINERGY FC NSXm160 3P AVEC CON | [18 empty] | 1 | 3606489930097 | 0 |  | 6500 | 48 | 25 | 13 | 15.6 | [15 empty] | 14 | 117956 | 120 | 80 | 43 |  |  |  | 7 | N | [12 empty] | MD1 | MW | 85369010 | [33 empty] | https://eref.se.com/be/nl/sis-tarif/product/04412 | https://eref.se.com/be/fr/sis-tarif/product/04412
Schneider Electric | Schneider Electric | 01022021 |  | Schneider Electric |  | SED | 04413 |  |  | 851 |  | 1 |  | 1 | BS NSXm 160A 4P + connector | BS NSXm 160A 4P + connecteur |  | LINERGY FC NSXm160 4P AVEC CON | [18 empty] | 1 | 3606489930103 | 0 |  | 8000 | 48 | 25 | 13 | 15.6 | [15 empty] | 35 | 319360 | 120 | 80 | 87 |  |  |  | 7 | N | [12 empty] | MD1 | MW | 85369010
Schneider Electric | Schneider Electric | 01022021 |  | Schneider Electric |  | SED | 04416 |  |  | 575.79 |  | 1 |  | 1 | LGY NSXm ELCB 160A 3P + connector | LGY NSXm ELCB 160A 3P + connecteur |  | LINERGY FC NSXm160 3P + LIAISONS | [18 empty] | 1 | 3606481450272 | 0 |  | 5600 | 49 | 25 | 15 | 18.375 | [14 empty] | 23606481450276 | 21 | 128000 | 120 | 80 | 58 |  |  |  | 14 | N | [12 empty] | MD1 | MW | 85369010 | [33 empty] | https://eref.se.com/be/nl/sis-tarif/product/04416 | https://eref.se.com/be/fr/sis-tarif/product/04416
Schneider Electric | Schneider Electric | 01022021 |  | Schneider Electric |  | SED | 04417 |  |  | 634.05 |  | 1 |  | 1 | BS NSXm ELCB 160A 3P + connector | BS NSXm ELCB 160A 3P + connecteur |  | LINERGY FC NSXm160 3P + TRESSES | [18 empty] | 1 | 3606481450289 | 0 |  | 7288 | 49 | 25 | 15 | 18.375 | [14 empty] | 23606481450283 | 21 | 165000 | 120 | 80 | 58 |  |  |  | 13 | N | [12 empty] | MD1 | MW | 85369010 | [33 empty] | https://eref.se.com/be/nl/sis-tarif/product/04417 | https://eref.se.com/be/fr/sis-tarif/product/04417
Schneider Electric | Schneider Electric | 01022021 |  | Schneider Electric |  | SED | 04418 |  |  | 510.82 |  | 1 |  | 1 | BS NSXm ELCB 160A 3P zonder connector | BS NSXm ELCB 160A 3P sans connecteur |  | LINERGY FC NSXm160 3P S/S LIAISON | [18 empty] | 1 | 3606481489319 | 0 |  | 4048 | 49 | 25 | 15 | 18.375 | [14 empty] | 23606481489313 | 21 | 95000 | 120 | 80 | 58 |  |  |  | 13 | N | [12 empty] | MD1 | MW | 85369010
Schneider Electric | Schneider Electric | 01022021 |  | Schneider Electric |  | SED | 04419 |  |  | 485.39 |  | 1 |  | 1 | BS NSXm 160A 3P zonder connector | BS NSXm 160A 3P sans connecteur |  | LINERGY FC NSXm160 3P SANS CON | [18 empty] | 1 | 3606481808158 | 0 |  | 4230 | 49 | 25 | 15 | 18.375 | [15 empty] | 42 | 192660 | 120 | 80 | 102 |  |  |  | 7 | N | [12 empty] | MD1 | MW | 85369010
Schneider Electric | Schneider Electric | 01022021 |  | Schneider Electric |  | SED | 04420 |  |  | 589.36 |  | 1 |  | 1 | BS NSXm 160A 4P zonder connector | BS NSXm 160A 4P sans connecteur |  | LINERGY FC NSXm160 4P SANS CON | [18 empty] | 1 | 3606481808165 | 0 |  | 4600 | 49 | 25 | 15 | 18.375 | [15 empty] | 42 | 205200 | 120 | 80 | 102 |  |  |  | 7 | N | [12 empty] | MD1 | MW | 85369010
Schneider Electric | Schneider Electric | 01022021 |  | Schneider Electric |  | SED | 04423 |  |  | 67.43 |  | 1 |  | 1 | VERB 250A NS250 HZ VAST/KR 3P | LIAISON NS250 HZ.FIXE/MAN.3P |  | CONNECTION NSX TOGGLE-3P 250A FIXED HORZ | [18 empty] | 1 | 3303430044239 | 0 |  | 990 | 30 | 28 | 4 | 3.36 | [15 empty] | 60 | 61200 | 120 | 80 | 80 |  |  |  | 7 | N | [12 empty] | MD1 | MW | 8536909500 | [5 empty] | 220060 | [8 empty] | Verbinding 250A NS250 horizontaal vast/krukbediening 3P | Liaison 250A NS250 horizontal fixe/maneton 3P | [17 empty] | https://eref.se.com/be/nl/sis-tarif/product/04423 | https://eref.se.com/be/fr/sis-tarif/product/04423
Schneider Electric | Schneider Electric | 01022021 |  | Schneider Electric |  | SED | 04424 |  |  | 84.35 |  | 1 |  | 1 | VERB 250A NS250 HZ VAST/KR 4P | LIAISON NS250 HZ.FIXE/MAN.4P |  | CONNECTION NSX TOGGLE-4P 250A FIXED HORZ | [18 empty] | 1 | 3303430044246 | 0 |  | 1260 | 30 | 28 | 4 | 3.36 | [15 empty] | 60 | 76800 | 120 | 80 | 80 |  |  |  | 2 | Y | [12 empty] | MD1 | MW | 8536909500 | [5 empty] | 220060 | [8 empty] | Verbinding 250A NS250 horizontaal vast/krukbediening 4P | Liaison 250A NS250 horizontal fixe/maneton 4P | [17 empty] | https://eref.se.com/be/nl/sis-tarif/product/04424 | https://eref.se.com/be/fr/sis-tarif/product/04424
Schneider Electric | Schneider Electric | 01022021 |  | Schneider Electric |  | SED | 04425 |  |  | 124.81 |  | 1 |  | 1 | VERPL ASL NS250 VAST/KR 3P | RACC.REPORTE NS250 FIXE/MAN.3P |  | CONN.TRANSF. NSX TOG -3P 250A FIXED HORZ | [18 empty] | 1 | 3303430044253 | 0 |  | 4040 | 40 | 28 | 16 | 17.92 | [14 empty] | 73303430044252 | 27 | 109800 | 120 | 82 | 62 |  |  |  | 7 | N | [12 empty] | MD1 | MW | 8544429090 | [5 empty] | 220060 | [8 empty] | Verplaatste aansluiting NS250 vast/krukbediening 3P | Raccordement reporté NS250 fixe/maneton 3P | [17 empty] | https://eref.se.com/be/nl/sis-tarif/product/04425 | https://eref.se.com/be/fr/sis-tarif/product/04425
Schneider Electric | Schneider Electric | 01022021 |  | Schneider Electric |  | SED | 04426 |  |  | 155.99 |  | 1 |  | 1 | VERPL ASL NS250 VAST/KR 4P | RACC.REPORTE NS250 FIXE/MAN.4P |  | CONN.TRANSF. NSX TOG -4P 250A FIXED HORZ | [18 empty] | 1 | 3303430044260 | 0 |  | 5210 | 40 | 28 | 16 | 17.92 | [15 empty] | 45 | 233100 | 120 | 80 | 80 |  |  |  | 7 | N | [12 empty] | MD1 | MW | 8544429090 | [5 empty] | 220060 | [8 empty] | Verplaatste aansluiting NS250 vast/krukbediening 4P | Raccordement reporté NS250 fixe/maneton 4P | [17 empty] | https://eref.se.com/be/nl/sis-tarif/product/04426 | https://eref.se.com/be/fr/sis-tarif/product/04426
Schneider Electric | Schneider Electric | 01022021 |  | Schneider Electric |  | SED | 04427 |  |  | 77.6 |  | 1 |  | 1 | VERB 250A NS-INS250 HZ 3P | LIAISON 250A NS-INS250 HZ.3P |  | CONN. NSX/INS -3P 250A FIXED/WITHD HORZ | [18 empty] | 1 | 3303430044277 | 0 |  | 1250 | 39 | 28 | 5 | 5.46 | [15 empty] | 45 | 55800 | 120 | 80 | 80 |  |  |  | 2 | Y | [12 empty] | MD1 | MW | 8536909500 | [5 empty] | 220060 | [8 empty] | Verbinding 250A NS-INS250 horizontaal 3P | Liaison 250A NS-INS250 horizontal 3P | [17 empty] | https://eref.se.com/be/nl/sis-tarif/product/04427 | https://eref.se.com/be/fr/sis-tarif/product/04427
Schneider Electric | Schneider Electric | 01022021 |  | Schneider Electric |  | SED | 04428 |  |  | 97 |  | 1 |  | 1 | VERB 250A NS-INS250 HZ 4P | LIAISON 250A NS-INS250 HZ.4P |  | CONN. NSX/INS -4P 250A FIXED/WITHD HORZ | [18 empty] | 1 | 3303430044284 | 0 |  | 1471 | 39 | 28 | 5 | 5.46 | [14 empty] | 73303430044283 | 45 | 78195 | 120 | 80 | 38.2 |  |  |  | 7 | N | [12 empty] | MD1 | MW | 8536909500 | [5 empty] | 220060 | [8 empty] | Verbinding 250A NS-INS250 horizontaal 4P | Liaison 250A NS-INS250 horizontal 4P | [17 empty] | https://eref.se.com/be/nl/sis-tarif/product/04428 | https://eref.se.com/be/fr/sis-tarif/product/04428
Schneider Electric | Schneider Electric | 01022021 |  | Schneider Electric |  | SED | 04429 |  |  | 74.92 |  | 1 |  | 1 | VERPL ASL 250A 3P | RACCORDEMENT REPORTE 250A 3P |  | UNIVERSAL CONNECTION IN DUCT 250A 3P | [18 empty] | 1 | 3303430044291 | 0 |  | 2850 | 40 | 28 | 16 | 17.92 | [15 empty] | 45 | 127800 | 120 | 80 | 80 |  |  |  | 7 | N | [12 empty] | MD1 | MW | 8536901000 | [5 empty] | 220060 | [8 empty] | Verplaatste aansluiting 250A 3P | Raccordement reporté 250A 3P | [17 empty] | https://eref.se.com/be/nl/sis-tarif/product/04429 | https://eref.se.com/be/fr/sis-tarif/product/04429
Schneider Electric | Schneider Electric | 01022021 |  | Schneider Electric |  | SED | 04430 |  |  | 93.6 |  | 1 |  | 1 | VERPL ASL 250A 4P | RACCORDEMENT REPORTE 250A 4P |  | UNIVERSAL CONNECTION IN DUCT 250A 4P | [18 empty] | 1 | 3303430044307 | 0 |  | 3570 | 40 | 27 | 16 | 17.28 | [15 empty] | 45 | 160200 | 120 | 80 | 80 |  |  |  | 7 | N | [12 empty] | MD1 | MW | 8536901000 | [5 empty] | 220060 | [8 empty] | Verplaatste aansluiting 250A 4P | Raccordement reporté 250A 4P | [17 empty] | https://eref.se.com/be/nl/sis-tarif/product/04430 | https://eref.se.com/be/fr/sis-tarif/product/04430
Schneider Electric | Schneider Electric | 01022021 |  | Schneider Electric |  | SED | 04431 |  |  | 73.77 |  | 1 |  | 1 | VERBIND NSX250 SOKKEL 3P KNOP | LIAISON NS250 HZ.SOCLE/MAN 3P |  | CONNECTION NSX TOGGLE-3P 250A PLUGIN HZ | [18 empty] | 1 | 3303430044314 | 0 |  | 1110 | 31 | 21 | 12 | 7.812 | [15 empty] | 70 | 77000 | 120 | 80 | 80 |  |  |  | 7 | N | [12 empty] | MD1 | MW | 8536901000 | [5 empty] | 220060 | [8 empty] | VERBIND NS250 HZ.SOKKEL/MAN 3P | LIAISON NS250 HZ.SOCLE/MAN 3P | [17 empty] | https://eref.se.com/be/nl/sis-tarif/product/04431 | https://eref.se.com/be/fr/sis-tarif/product/04431
Schneider Electric | Schneider Electric | 01022021 |  | Schneider Electric |  | SED | 04432 |  |  | 92.2 |  | 1 |  | 1 | VERBIND NS250 HZ.SOKKEL/MAN 4P | LIAISON NS250 HZ.SOCLE/MAN 4P |  | CONNECTION NSX TOGGLE-4P 250A PLUGIN HZ | [18 empty] | 1 | 3303430044321 | 0 |  | 1550 | 31 | 21 | 13 | 8.463 | [15 empty] | 70 | 107800 | 120 | 80 | 80 |  |  |  | 7 | N | [12 empty] | MD1 | MW | 8536901000 | [5 empty] | 220060 | [8 empty] | LIAISON NS250 HZ.SOCLE/MAN 4P | VERBIND NS250 HZ.SOKKEL/MAN 4P | [17 empty] | https://eref.se.com/be/nl/sis-tarif/product/04432 | https://eref.se.com/be/fr/sis-tarif/product/04432
Schneider Electric | Schneider Electric | 01022021 |  | Schneider Electric |  | SED | 04445 |  |  | 96.76 |  | 1 |  | 1 | Soepele verb. Compact INV vert-NSX hor | Liaison souple Compact INV ver -NSX hor |  | CONN.HZ.NS250-INV400 | [18 empty] | 1 | 3303430044451 | 0 |  | 2860 | 37 | 37 | 5 | 6.845 | [14 empty] | 73303430044450 | 36 | 102960 | 120 | 80 | 42 |  |  |  | 7 | N | [12 empty] | MD1 | MW | 8536901000 | [14 empty] | Soepele verbinding Compact INV320-630 vertikaal - NSX250-400-630F/N/H/S/L horizo | Liaison souple entre Compact INV320/630 vertical - NSX250-400-630N/H/S/L horizon | [17 empty] | https://eref.se.com/be/nl/sis-tarif/product/04445 | https://eref.se.com/be/fr/sis-tarif/product/04445
Schneider Electric | Schneider Electric | 01022021 |  | Schneider Electric |  | SED | 04453 |  |  | 121.46 |  | 1 |  | 1 | VERB 630A NS630 HZ VAST/KR 3P | LIAISON NS630 HZ.FIXE/MAN.3P |  | CONNECTION NSX TOGGLE-3P 630A FIXED HORZ | [18 empty] | 1 | 3303430044536 | 0 |  | 2360 | 30 | 28 | 4 | 3.36 | [15 empty] | 60 | 145200 | 120 | 80 | 80 |  |  |  | 7 | N | [12 empty] | MD1 | MW | 8536909500 | [5 empty] | 220060 | [8 empty] | Verbinding 630A NS630 horizontaal vast/krukbediening 3P | Liaison 630A NS630 horizontal fixe/maneton 3P | [17 empty] | https://eref.se.com/be/nl/sis-tarif/product/04453 | https://eref.se.com/be/fr/sis-tarif/product/04453
Schneider Electric | Schneider Electric | 01022021 |  | Schneider Electric |  | SED | 04454 |  |  | 151.8 |  | 1 |  | 1 | VERB 630A NS630 HZ VAST/KR 4P | LIAISON NS630 HZ.FIXE/MAN.4P |  | CONNECTION NSX TOGGLE-4P 630A FIXED HORZ | [18 empty] | 1 | 3303430044543 | 0 |  | 3410 | 30 | 28 | 4 | 3.36 | [15 empty] | 60 | 210000 | 120 | 80 | 80 |  |  |  | 2 | Y | [12 empty] | MD1 | MW | 8536909500 | [5 empty] | 220060 | [8 empty] | Verbinding 630A NS630 horizontaal vast/krukbediening 4P | Liaison 630A NS630 horizontal fixe/maneton 4P | [17 empty] | https://eref.se.com/be/nl/sis-tarif/product/04454 | https://eref.se.com/be/fr/sis-tarif/product/04454
Schneider Electric | Schneider Electric | 01022021 |  | Schneider Electric |  | SED | 04455 |  |  | 206.45 |  | 1 |  | 1 | VERPL ASL NS630 VAST/KR 3P | RACC.REPORTE NS630 FIXE/MAN.3P |  | CONN.TRANSF. NSX TOG -3P 630A FIXED HZ | [18 empty] | 1 | 3303430044550 | 0 |  | 5710 | 40 | 28 | 16 | 17.92 | [15 empty] | 27 | 156600 | 120 | 80 | 80 |  |  |  | 7 | N | [12 empty] | MD1 | MW | 8544429090 | [5 empty] | 220060 | [8 empty] | Verplaatste aansluiting NS630 vast/krukbediening 3P | Raccordement reporté NS630 fixe/maneton 3P | [17 empty] | https://eref.se.com/be/nl/sis-tarif/product/04455 | https://eref.se.com/be/fr/sis-tarif/product/04455
Schneider Electric | Schneider Electric | 01022021 |  | Schneider Electric |  | SED | 04456 |  |  | 258.05 |  | 1 |  | 1 | VERPL ASL NS630 VAST/KR 4P | RACC.REPORTE NS630 FIXE/MAN.4P |  | CONN.TRANSF. NSX TOG -4P 630A FIXED HZ | [18 empty] | 1 | 3303430044567 | 0 |  | 7190 | 40 | 28 | 16 | 17.92 | [15 empty] | 9 | 64620 | 120 | 80 | 80 |  |  |  | 7 | N | [12 empty] | MD1 | MW | 8544429090 | [5 empty] | 220060 | [8 empty] | Verplaatste aansluiting NS630 vast/krukbediening 4P | Raccordement reporté NS630 fixe/maneton 4P | [17 empty] | https://eref.se.com/be/nl/sis-tarif/product/04456 | https://eref.se.com/be/fr/sis-tarif/product/04456
Schneider Electric | Schneider Electric | 01022021 |  | Schneider Electric |  | SED | 04459 |  |  | 123.89 |  | 1 |  | 1 | VERPL ASL 630A 3P | RACCORDEMENT REPORTE 630A 3P |  | UNIVERSAL CONNECTION IN DUCT 630A 3P | [18 empty] | 1 | 3303430044598 | 0 |  | 3070 | 40 | 28 | 16 | 17.92 | [15 empty] | 45 | 149700 | 120 | 80 | 80 |  |  |  | 7 | N | [12 empty] | MD1 | MW | 8536901000 | [5 empty] | 220060 | [8 empty] | Verplaatste aansluiting 630A 3P | Raccordement reporté 630A 3P | [17 empty] | https://eref.se.com/be/nl/sis-tarif/product/04459 | https://eref.se.com/be/fr/sis-tarif/product/04459
Schneider Electric | Schneider Electric | 01022021 |  | Schneider Electric |  | SED | 04460 |  |  | 154.83 |  | 1 |  | 1 | VERPL ASL 630A 4P | RACCORDEMENT REPORTE 630A 4P |  | UNIVERSAL CONNECTION IN DUCT 630A 4P | [18 empty] | 1 | 3303430044604 | 0 |  | 3780 | 40 | 28 | 16 | 17.92 | [14 empty] | 73303430044603 | 27 | 114100 | 120 | 80 | 61 |  |  |  | 7 | N | [12 empty] | MD1 | MW | 8536909500 | [5 empty] | 220060 | [8 empty] | Verplaatste aansluiting 630A 4P | Raccordement reporté 630A 4P | [17 empty] | https://eref.se.com/be/nl/sis-tarif/product/04460 | https://eref.se.com/be/fr/sis-tarif/product/04460
Schneider Electric | Schneider Electric | 01022021 |  | Schneider Electric |  | SED | 04461 |  |  | 139.14 |  | 1 |  | 1 | VERBIBD NS630 HZ.SOKKEL/MAN 3P | LIAISON NS630 HZ.SOCLE/MAN 3P |  | CONNECTION NSX TOGGLE-3P 630A PLUGIN HZ | [18 empty] | 1 | 3303430044611 | 0 |  | 4100 | 31 | 21 | 12 | 7.812 | [15 empty] | 70 | 280000 | 120 | 80 | 80 |  |  |  | 7 | N | [12 empty] | MD1 | MW | 8536901000 | [5 empty] | 220060 | [8 empty] | VERBIBD NS630 HZ.SOKKEL/MAN 3P | LIAISON NS630 HZ.SOCLE/MAN 3P | [17 empty] | https://eref.se.com/be/nl/sis-tarif/product/04461 | https://eref.se.com/be/fr/sis-tarif/product/04461
Schneider Electric | Schneider Electric | 01022021 |  | Schneider Electric |  | SED | 04462 |  |  | 173.93 |  | 1 |  | 1 | VERBIBD NS630 HZ.SOKKEL/MAN 4P | LIAISON NS630 HZ.SOCLE/MAN 4P |  | CONNECTION NSX TOGGLE-4P 630A PLUGIN HZ | [18 empty] | 1 | 3303430044628 | 0 |  | 5000 | 31 | 21 | 12 | 7.812 | [14 empty] | 73303430044627 | 98 | 490000 | 120 | 80 | 99 |  |  |  | 7 | N | [12 empty] | MD1 | MW | 8536901000 | [5 empty] | 220060 | [8 empty] | VERBIBD NS630 HZ.SOKKEL/MAN 4P | LIAISON NS630 HZ.SOCLE/MAN 4P | [17 empty] | https://eref.se.com/be/nl/sis-tarif/product/04462 | https://eref.se.com/be/fr/sis-tarif/product/04462
Schneider Electric | Schneider Electric | 01022021 |  | Schneider Electric |  | SED | 04473 |  |  | 337.3 |  | 1 |  | 1 | VERB.1000A NS HZ.VAST 3P | LIAISON 1000A NS HZ.FIXE 3P |  | CONNECTION NS -3P 1000A FIXED HORIZONTAL | [18 empty] | 1 | 3303430044734 | 0 |  | 4670 | 39 | 14 | 6 | 3.276 | [15 empty] | 64 | 298240 | 120 | 80 | 80 |  |  |  | 7 | N | [12 empty] | MD1 | MW | 8544429090 | [5 empty] | 220060 | [8 empty] | Verbinding 1000A NS horizontaal vast/krukbediening-draaibediening 3P | Liaison 1000A NS horizontal fixe/maneton-rotative 3P | [17 empty] | https://eref.se.com/be/nl/sis-tarif/product/04473 | https://eref.se.com/be/fr/sis-tarif/product/04473
Schneider Electric | Schneider Electric | 01022021 |  | Schneider Electric |  | SED | 04474 |  |  | 421.61 |  | 1 |  | 1 | VERB .1000A NS HZ.VAST.4P | LIAISON 1000A NS HZ.FIXE.4P |  | CONN. HORIZ FIXED MTZ1/NT 4P 1000A | [18 empty] | 1 | 3303430044741 | 0 |  | 6300 | 39 | 15 | 6 | 3.51 | [15 empty] | 64 | 391680 | 120 | 80 | 80 |  |  |  | 7 | N | [12 empty] | MD1 | MW | 8544429090 | [5 empty] | 220060 | [8 empty] | Verbinding 1000A NS horizontaal vast/krukbediening-draaibediening 4P | Liaison 1000A NS horizontal fixe/maneton-rotative 4P | [17 empty] | https://eref.se.com/be/nl/sis-tarif/product/04474 | https://eref.se.com/be/fr/sis-tarif/product/04474
Schneider Electric | Schneider Electric | 01022021 |  | Schneider Electric |  | SED | 04475 |  |  | 287.5 |  | 1 |  | 1 | VERB 1250A NT V VAST 3P | LIAISON 1250A NT V.FIXE 3P |  | CONN. FIXED MTZ1/NT 3P 1250A | [18 empty] | 1 | 3303430044758 | 0 |  | 6490 | 54 | 12 | 11 | 7.128 | [15 empty] | 56 | 362880 | 120 | 80 | 80 |  |  |  | 7 | N | [12 empty] | MD1 | MW | 8544429090 | [5 empty] | 220060 | [8 empty] | Verbinding 1250A NT verticaal vast 3P | Liaison 1250A NT vertical fixe 3P | [17 empty] | https://eref.se.com/be/nl/sis-tarif/product/04475 | https://eref.se.com/be/fr/sis-tarif/product/04475
Schneider Electric | Schneider Electric | 01022021 |  | Schneider Electric |  | SED | 04476 |  |  | 380.3 |  | 1 |  | 1 | VERB 1250A NT V VAST 4P | LIAISON 1250A NT V.FIXE 4P |  | CONN. FIXED MTZ1/NT 4P 1250A | [18 empty] | 1 | 3303430044765 | 0 |  | 8430 | 54 | 12 | 11 | 7.128 | [15 empty] | 56 | 471520 | 120 | 80 | 80 |  |  |  | 7 | N | [12 empty] | MD1 | MW | 8544429090 | [5 empty] | 220060 | [8 empty] | Verbinding 1250A NT verticaal vast 4P | Liaison 1250A NT vertical fixe 4P | [17 empty] | https://eref.se.com/be/nl/sis-tarif/product/04476 | https://eref.se.com/be/fr/sis-tarif/product/04476
Schneider Electric | Schneider Electric | 01022021 |  | Schneider Electric |  | SED | 04477 |  |  | 297.68 |  | 1 |  | 1 | VERB 1250A NS1600-NT V UIT.CH.3P | LIAISON 1250A NS-NT V.CHAS.3P |  | CONN. WITHD NS-MTZ1/NT 3P 1250A | [18 empty] | 1 | 3303430044772 | 0 |  | 7210 | 54 | 11 | 13 | 7.722 | [15 empty] | 56 | 415520 | 120 | 80 | 80 |  |  |  | 7 | N | [12 empty] | MD1 | MW | 8544429090 | [5 empty] | 220060 | [8 empty] | Verbinding 1250A NS1600-NT verticaal uittrekbaar met chassis 3P | Liaison 1250A NS1600-NT vertical débrochable sur châssis 3P | [17 empty] | https://eref.se.com/be/nl/sis-tarif/product/04477 | https://eref.se.com/be/fr/sis-tarif/product/04477
Schneider Electric | Schneider Electric | 01022021 |  | Schneider Electric |  | SED | 04478 |  |  | 409.57 |  | 1 |  | 1 | VERB 1250A NS1600-NT V UIT.CH.4P | LIAISON 1250A NS-NT V.CHAS.4P |  | CONN. WITHD NS-MTZ1/NT 4P 1250A | [18 empty] | 1 | 3303430044789 | 0 |  | 9700 | 54 | 12 | 11 | 7.128 | [15 empty] | 28 | 278320 | 120 | 80 | 80 |  |  |  | 7 | N | [12 empty] | MD1 | MW | 8544429090 | [5 empty] | 220060 | [8 empty] | Verbinding 1250A NS1600-NT verticaal uittrekbaar met chassis 4P | Liaison 1250A NS1600-NT vertical débrochable sur châssis 4P | [17 empty] | https://eref.se.com/be/nl/sis-tarif/product/04478 | https://eref.se.com/be/fr/sis-tarif/product/04478
Schneider Electric | Schneider Electric | 01022021 |  | Schneider Electric |  | SED | 04481 |  |  | 597.8 |  | 1 |  | 1 | VERB INS800/1600 3P | LIAISON 1600A INS 1600 3P |  | CONNECTION INS-INV -3P 1600A FIXED | [18 empty] | 1 | 3303430044819 | 0 |  | 14330 | 58 | 13 | 11 | 8.294 | [15 empty] | 28 | 411280 | 120 | 80 | 80 |  |  |  | 7 | N | [12 empty] | MD1 | MW | 8544429090 | [5 empty] | 220060 | [8 empty] | Prisma Plus - P-systeem - verbinding vr INS1600 - 3P - 1600 A | Liaison 1600A INS 1600 3P | [17 empty] | https://eref.se.com/be/nl/sis-tarif/product/04481 | https://eref.se.com/be/fr/sis-tarif/product/04481
Schneider Electric | Schneider Electric | 01022021 |  | Schneider Electric |  | SED | 04482 |  |  | 741.09 |  | 1 |  | 1 | VERB INS800/1600 4P | LIAISON 1600A INS 1600 4P |  | CONNECTION INS-INV -4P 1600A FIXED | [18 empty] | 1 | 3303430044826 | 0 |  | 18570 | 58 | 13 | 12 | 9.048 | [15 empty] | 12 | 222720 | 120 | 80 | 80 |  |  |  | 2 | Y | [12 empty] | MD1 | MW | 8544429090 | [5 empty] | 220060 | [8 empty] | Prisma Plus - P-systeem - verbinding vr INS1600 - 4P - 1600 A | Liaison 1600A INS 1600 4P | [17 empty] | https://eref.se.com/be/nl/sis-tarif/product/04482 | https://eref.se.com/be/fr/sis-tarif/product/04482
Schneider Electric | Schneider Electric | 01022021 |  | Schneider Electric |  | SED | 04483 |  |  | 741.5 |  | 1 |  | 1 | VERPL ASL NS1600 HZ 3P | RACC.REPORTE NS1600 HZ.3P |  | CONN.TRANSF. NS -3P 1000A FIXED HORZ | [18 empty] | 1 | 3303430044833 | 0 |  | 17730 | 65 | 35 | 10 | 22.75 | [15 empty] | 13 | 230551 | 120 | 80 | 80 |  |  |  | 7 | N | [12 empty] | MD1 | MW | 8544429090 | [5 empty] | 220060 | [8 empty] | Verplaatste aansluiting NS1600 horizontaal 3P | Raccordement reporté NS1600 horizontal 3P | [17 empty] | https://eref.se.com/be/nl/sis-tarif/product/04483 | https://eref.se.com/be/fr/sis-tarif/product/04483
Schneider Electric | Schneider Electric | 01022021 |  | Schneider Electric |  | SED | 04484 |  |  | 862.44 |  | 1 |  | 1 | VERPL ASL NS1600 HZ 4P | RACC.REPORTE NS1600 HZ.4P |  | CONN.TRANSF. NS -4P 1000A FIXED HORZ | [18 empty] | 1 | 3303430044840 | 0 |  | 20070 | 62 | 37 | 11 | 25.234 | [15 empty] | 13 | 260780 | 120 | 80 | 80 |  |  |  | 7 | N | [12 empty] | MD1 | MW | 8544429090 | [5 empty] | 220060 | [8 empty] | Verplaatste aansluiting NS1600 horizontaal 4P 4P | Raccordement reporté NS1600 horizontal 4P | [17 empty] | https://eref.se.com/be/nl/sis-tarif/product/04484 | https://eref.se.com/be/fr/sis-tarif/product/04484
Schneider Electric | Schneider Electric | 01022021 |  | Schneider Electric |  | SED | 04485 |  |  | 275.5 |  | 1 |  | 1 | VERB 1250A NS1600 V VAST 3P | LIAISON 1250A NS 1600 FIXE 3P |  | CONNECTION NS -3P 1250A FIXED | [18 empty] | 1 | 3303430044857 | 0 |  | 6710 | 54 | 12 | 11 | 7.128 | [15 empty] | 28 | 203520 | 120 | 80 | 80 |  |  |  | 7 | N | [12 empty] | MD1 | MW | 8544429090 | [5 empty] | 220060 | [8 empty] | Verbinding 1250A NS1600 verticaal vast 3P | Liaison 1250A NS1600 vertical fixe 3P | [17 empty] | https://eref.se.com/be/nl/sis-tarif/product/04485 | https://eref.se.com/be/fr/sis-tarif/product/04485
Schneider Electric | Schneider Electric | 01022021 |  | Schneider Electric |  | SED | 04486 |  |  | 359.12 |  | 1 |  | 1 | VERB 1250A NS1600 V VAST 4P | LIAISON 1250A NS1600 FIXE 4P |  | CONNECTION NS -4P 1250A FIXED | [18 empty] | 1 | 3303430044864 | 0 |  | 8560 | 54 | 11 | 12 | 7.128 | [15 empty] | 56 | 489440 | 120 | 80 | 80 |  |  |  | 7 | N | [12 empty] | MD1 | MW | 8544429090 | [5 empty] | 220060 | [8 empty] | Verbinding 1250A NS1600 verticaal vast 4P | Liaison 1250A NS1600 vertical fixe 4P | [17 empty] | https://eref.se.com/be/nl/sis-tarif/product/04486 | https://eref.se.com/be/fr/sis-tarif/product/04486
Schneider Electric | Schneider Electric | 01022021 |  | Schneider Electric |  | SED | 04487 |  |  | 597.8 |  | 1 |  | 1 | VERB 1600A NS1600 V VAST 3P | LIAISON 1600A NS1600 FIXE 3P |  | CONNECTION NS -3P 1600A FIXED | [18 empty] | 1 | 3303430044871 | 0 |  | 15300 | 54 | 12 | 11 | 7.128 | [15 empty] | 14 | 213640 | 120 | 80 | 80 |  |  |  | 7 | N | [12 empty] | MD1 | MW | 8544429090 | [5 empty] | 220060 | [8 empty] | Verbinding 1600A NS1600 verticaal vast 3P | Liaison 1600A NS1600 vertical fixe 3P | [17 empty] | https://eref.se.com/be/nl/sis-tarif/product/04487 | https://eref.se.com/be/fr/sis-tarif/product/04487
Schneider Electric | Schneider Electric | 01022021 |  | Schneider Electric |  | SED | 04488 |  |  | 741.09 |  | 1 |  | 1 | VERB 1600A NS1600 V VAST 4P | LIAISON 1600A NS1600 FIXE 4P |  | CONNECTION NS -4P 1600A FIXED | [18 empty] | 1 | 3303430044888 | 0 |  | 18840 | 54 | 12 | 11 | 7.128 | [14 empty] | 73303430044887 | 12 | 226080 | 120 | 80 | 37 |  |  |  | 7 | N | [12 empty] | MD1 | MW | 8544429090 | [5 empty] | 220060 | [8 empty] | Verbinding 1600A NS1600 verticaal vast 4P | Liaison 1600A NS1600 vertical fixe 4P | [17 empty] | https://eref.se.com/be/nl/sis-tarif/product/04488 | https://eref.se.com/be/fr/sis-tarif/product/04488
Schneider Electric | Schneider Electric | 01022021 |  | Schneider Electric |  | SED | 04489 |  |  | 580.67 |  | 1 |  | 1 | VERB 1600A NT V VAST 3P | LIAISON 1600A NT V.FIXE 3P |  | CONN. FIXED MTZ1/NT 3P 1600A | [18 empty] | 1 | 3303430044895 | 0 |  | 14600 | 54 | 12 | 11 | 7.128 | [15 empty] | 28 | 407680 | 120 | 80 | 80 |  |  |  | 7 | N | [12 empty] | MD1 | MW | 8544429090 | [5 empty] | 220060 | [8 empty] | Verbinding 1600A NT verticaal vast 3P | Liaison 1600A NT vertical fixe 3P | [17 empty] | https://eref.se.com/be/nl/sis-tarif/product/04489 | https://eref.se.com/be/fr/sis-tarif/product/04489
Schneider Electric | Schneider Electric | 01022021 |  | Schneider Electric |  | SED | 04490 |  |  | 724.38 |  | 1 |  | 1 | VERB 1600A NT V VAST 4P | LIAISON 1600A NT V.FIXE 4P |  | CONN. FIXED MTZ1/NT 4P 1600A | [18 empty] | 1 | 3303430044901 | 0 |  | 18350 | 54 | 12 | 11 | 7.128 | [15 empty] | 28 | 513520 | 120 | 80 | 80 |  |  |  | 7 | N | [12 empty] | MD1 | MW | 8544429090 | [5 empty] | 220060 | [8 empty] | Verbinding 1600A NT verticaal vast 4P | Liaison 1600A NT vertical fixe 4P | [17 empty] | https://eref.se.com/be/nl/sis-tarif/product/04490 | https://eref.se.com/be/fr/sis-tarif/product/04490
Schneider Electric | Schneider Electric | 01022021 |  | Schneider Electric |  | SED | 04491 |  |  | 626.04 |  | 1 |  | 1 | VERB 1600A NS1600-NT V UITTR.CH.3P | LIAISON 1600A NS-NT V.CHAS.3P |  | CONN. WITHD NS-MTZ1/NT 3P 1600A | [18 empty] | 1 | 3303430044918 | 0 |  | 17400 | 54 | 13 | 11 | 7.722 | [15 empty] | 28 | 486640 | 120 | 80 | 80 |  |  |  | 7 | N | [12 empty] | MD1 | MW | 8544429090 | [5 empty] | 220060 | [8 empty] | Verbinding 1600A NS1600-NT verticaal uittrekbaar met chassis 3P | Liaison 1600A NS1600-NT vertical débrochable sur châssis 3P | [17 empty] | https://eref.se.com/be/nl/sis-tarif/product/04491 | https://eref.se.com/be/fr/sis-tarif/product/04491
Schneider Electric | Schneider Electric | 01022021 |  | Schneider Electric |  | SED | 04492 |  |  | 799.33 |  | 1 |  | 1 | VERB 1600A NS1600-NT V UITTR.CH.4P | LIAISON 1600A NS-NT V.CHAS.4P |  | CONN. WITHD NS-MTZ1/NT 4P 1600A | [18 empty] | 1 | 3303430044925 | 0 |  | 21730 | 54 | 13 | 11 | 7.722 | [15 empty] | 14 | 304080 | 120 | 80 | 80 |  |  |  | 7 | N | [12 empty] | MD1 | MW | 8544429090 | [5 empty] | 220060 | [8 empty] | Verbinding 1600A NS1600-NT verticaal uittrekbaar met chassis 4P | Liaison 1600A NS1600-NT vertical débrochable sur châssis 4P | [17 empty] | https://eref.se.com/be/nl/sis-tarif/product/04492 | https://eref.se.com/be/fr/sis-tarif/product/04492
Schneider Electric | Schneider Electric | 01022021 |  | Schneider Electric |  | SED | 04493 |  |  | 236.11 |  | 1 |  | 1 | CONNECTION HORIZONTAL LGYE NW 1600A 3P | LIAISON HORIZONTAL LGYE 1600A NW 3P |  | CONN. HORIZ LGYE MTZ2/NW 1600A 3P | [18 empty] | 1 | 3606480909818 | 0 |  | 7000 | 61 | 19 | 7 | 8.113 | 13606480909815 | 1 | 7300 | 61.5 | 20 | 7.5 |  | 13606480909815 | 1 | 7300 | 60 | 40 | 30 |  | 73606480909817 | 8 | 70000 | 120 | 80 | 25 |  |  |  | 7 | N | [12 empty] | MD1 | MW | 8544429090 | [33 empty] | https://eref.se.com/be/nl/sis-tarif/product/04493 | https://eref.se.com/be/fr/sis-tarif/product/04493
Schneider Electric | Schneider Electric | 01022021 |  | Schneider Electric |  | SED | 04494 |  |  | 296.15 |  | 1 |  | 1 | CONNECTION HORIZONTAL LGYE NW 1600A 4P | LIAISON HORIZONTAL LGYE 1600A NW 4P |  | CONN. HORIZ LGYE MTZ2/NW 1600A 4P | [18 empty] | 1 | 3606480909825 | 0 |  | 8770 | 62 | 19 | 7 | 8.246 | 13606480909822 | 1 | 8700 | 61.5 | 20 | 7.5 |  | 13606480909822 | 1 | 8700 | 60 | 40 | 30 |  |  | 24 | 206000 | 120 | 80 | 40 |  |  |  | 7 | N | [12 empty] | MD1 | MW | 8544429090 | [33 empty] | https://eref.se.com/be/nl/sis-tarif/product/04494 | https://eref.se.com/be/fr/sis-tarif/product/04494
Schneider Electric | Schneider Electric | 01022021 |  | Schneider Electric |  | SED | 04495 |  |  | 293.15 |  | 1 |  | 1 | CONNECTION HORIZONTAL LGYE NW 2500A 3P | LIAISON HORIZONTAL LGYE 2500A NW 3P |  | CONN. HORIZ LGYE MTZ2/NW 2500A 3P | [18 empty] | 1 | 3606480909832 | 0 |  | 11880 | 61 | 20 | 12 | 14.64 | 13606480909839 | 1 | 11900 | 61.5 | 20 | 12 |  | 13606480909839 | 1 | 11900 | 60 | 40 | 30 |  |  | 16 | 160000 | 120 | 80 | 38 |  |  |  | 7 | N | [12 empty] | MD1 | MW | 8544429090 | [33 empty] | https://eref.se.com/be/nl/sis-tarif/product/04495 | https://eref.se.com/be/fr/sis-tarif/product/04495
Schneider Electric | Schneider Electric | 01022021 |  | Schneider Electric |  | SED | 04496 |  |  | 375.11 |  | 1 |  | 1 | CONNECTION HORIZONTAL LGYE NW 2500A 4P | LIAISON HORIZONTAL LGYE 2500A NW 4P |  | CONN. HORIZ LGYE MTZ2/NW 2500A 4P | [18 empty] | 1 | 3606480909849 | 0 |  | 14836 | 61 | 20 | 12 | 14.64 | 13606480909846 | 1 | 15000 | 61.5 | 20 | 12 |  | 13606480909846 | 1 | 14900 | 60 | 40 | 30 |  |  | 32 | 494000 | 120 | 80 | 60.5 |  |  |  | 7 | N | [12 empty] | MD1 | MW | 8544429090 | [33 empty] | https://eref.se.com/be/nl/sis-tarif/product/04496 | https://eref.se.com/be/fr/sis-tarif/product/04496
Schneider Electric | Schneider Electric | 01022021 |  | Schneider Electric |  | SED | 04497 |  |  | 480.58 |  | 1 |  | 1 | CONNECTION HORIZONTAL LGYE NW 3200A 3P | LIAISON HORIZONTAL LGYE 3200A NW 3P |  | CONN. HORIZ LGYE MTZ2/NW 3200A 3P | [18 empty] | 1 | 3606480909856 | 0 |  | 19000 | 61 | 19 | 16 | 18.544 | 73606480909855 | 1 | 19100 | 61.5 | 20 | 16 |  | 13606480909853 | 1 | 19100 | 60 | 40 | 30 |  | 73606480909855 | 8 | 166000 | 120 | 80 | 35 |  |  |  | 7 | N | [12 empty] | MD1 | MW | 8544429090 | [33 empty] | https://eref.se.com/be/nl/sis-tarif/product/04497 | https://eref.se.com/be/fr/sis-tarif/product/04497
Schneider Electric | Schneider Electric | 01022021 |  | Schneider Electric |  | SED | 04498 |  |  | 611.48 |  | 1 |  | 1 | CONNECTION HORIZONTAL LGYE NW 3200A 4P | LIAISON HORIZONTAL LGYE 3200A NW 4P |  | CONN. HORIZ LGYE MTZ2/NW 3200A 4P | [18 empty] | 1 | 3606480909863 | 0 |  | 24500 | 61 | 20 | 17 | 20.74 | 73606480909862 | 1 | 24400 | 61.5 | 20 | 16 |  | 13606480909860 | 1 | 24400 | 60 | 40 | 30 |  | 73606480909862 | 16 | 398000 | 120 | 80 | 50 |  |  |  | 7 | N | [12 empty] | MD1 | MW | 8544429090 | [33 empty] | https://eref.se.com/be/nl/sis-tarif/product/04498 | https://eref.se.com/be/fr/sis-tarif/product/04498
Schneider Electric | Schneider Electric | 01022021 |  | Schneider Electric |  | SED | 04502 |  |  | 86.71 |  | 1 |  | 4 | LINERGY PROF/V RST 630 A | PROFIL LINERGY/JDB V.630A |  | LINERGY LGY VERTICAL PROFILE 630A L1670 | [18 empty] | 1 | 3303430045021 | 0 |  | 1450 | 172 | 6 | 5 | 5.16 | 13303430045028 | 4 | 6340000 | 11 | 172 | 9 | [17 empty] | 2 | Y | [12 empty] | MD1 | MW | 7407290000 | [5 empty] | 220060 | [8 empty] | Linergy profiel voor verticaal railstel 630 A | Profil Linergy pour jeu de barres vertical 630 A | [17 empty] | https://eref.se.com/be/nl/sis-tarif/product/04502 | https://eref.se.com/be/fr/sis-tarif/product/04502
Schneider Electric | Schneider Electric | 01022021 |  | Schneider Electric |  | SED | 04503 |  |  | 110.14 |  | 1 |  | 4 | LINERGY PROF/V RST 800 A | PROFIL LINERGY/JDB V.800A |  | LINERGY LGY VERTICAL PROFILE 800A L1670 | [18 empty] | 1 | 3303430045038 | 0 |  | 1600 | 172 | 6 | 5 | 5.16 | 13303430045035 | 4 | 6450 | 172 | 11 | 9 | [17 empty] | 2 | Y | [12 empty] | MD1 | MW | 7407290000 | [5 empty] | 220060 | [8 empty] | Linergy profiel voor verticaal railstel 800 A | Profil Linergy pour jeu de barres vertical 800 A | [17 empty] | https://eref.se.com/be/nl/sis-tarif/product/04503 | https://eref.se.com/be/fr/sis-tarif/product/04503
Schneider Electric | Schneider Electric | 01022021 |  | Schneider Electric |  | SED | 04504 |  |  | 137.68 |  | 1 |  | 4 | LINERGY PROF/V RST 1000 A | PROFIL LINERGY/JDB V.1000A |  | LINERGY LGY VERTICAL PROFILE 1000A L1670 | [18 empty] | 1 | 3303430045045 | 0 |  | 2280 | 172 | 6 | 5 | 5.16 | 13303430045042 | 4 | 8480 | 172 | 11 | 9 | [17 empty] | 2 | Y | [12 empty] | MD1 | MW | 7407290000 | [5 empty] | 220060 | [8 empty] | Linergy profiel voor verticaal railstel 1000 A | Profil Linergy pour jeu de barres vertical 1000 A | [17 empty] | https://eref.se.com/be/nl/sis-tarif/product/04504 | https://eref.se.com/be/fr/sis-tarif/product/04504
Schneider Electric | Schneider Electric | 01022021 |  | Schneider Electric |  | SED | 04505 |  |  | 172.05 |  | 1 |  | 4 | LINERGY PROF/V RST 1250 A | PROFIL LINERGY/JDB V.1250A |  | LINERGY LGY VERTICAL PROFILE 1250A L1670 | [18 empty] | 1 | 3303430045052 | 0 |  | 2 | 172 | 6 | 5 | 5.16 | 13303430045059 | 4 | 12850 | 172 | 11 | 9 | [17 empty] | 2 | Y | [12 empty] | MD1 | MW | 7407290000 | [5 empty] | 220060 | [8 empty] | Linergy profiel voor verticaal railstel 1250 A | Profil Linergy pour jeu de barres vertical 1250 A | [17 empty] | https://eref.se.com/be/nl/sis-tarif/product/04505 | https://eref.se.com/be/fr/sis-tarif/product/04505
Schneider Electric | Schneider Electric | 01022021 |  | Schneider Electric |  | SED | 04506 |  |  | 220.26 |  | 1 |  | 4 | LINERGY PROF/V RST 1600 A | PROFIL LINERGY/JDB V.1600A |  | LINERGY LGY VERTICAL PROFILE 1600A L1670 | [18 empty] | 1 | 3303430045069 | 0 |  | 4000 | 172 | 5 | 5 | 4.3 | 13303430045066 | 4 | 17380000 | 11 | 172 | 9 | [17 empty] | 2 | Y | [12 empty] | MD1 | MW | 7407290000 | [5 empty] | 220060 | [8 empty] | Linergy profiel voor verticaal railstel 1600 A | Profil Linergy pour jeu de barres vertical 1600 A | [17 empty] | https://eref.se.com/be/nl/sis-tarif/product/04506 | https://eref.se.com/be/fr/sis-tarif/product/04506
Schneider Electric | Schneider Electric | 01022021 |  | Schneider Electric |  | SED | 04507 |  |  | 163.79 |  | 1 |  | 1 | LINERGY LGYE VERT PROFILE 2000A L1625 | PROFIL VERTICAL LINERGY LGYE 2000A L1625 |  | LINERGY LGYE VERT PROFILE 2000A L1625 | [18 empty] | 1 | 3606480908279 | 0 |  | 5730 | 177 | 11 | 5 | 9.735 | 13606480908276 | 1 | 6000 | 177 | 10.7 | 4.5 | [17 empty] | 7 | N | [12 empty] | MD1 | MW | 7407290000 | [33 empty] | https://eref.se.com/be/nl/sis-tarif/product/04507 | https://eref.se.com/be/fr/sis-tarif/product/04507
Schneider Electric | Schneider Electric | 01022021 |  | Schneider Electric |  | SED | 04508 |  |  | 213.78 |  | 1 |  | 1 | LINERGY LGYE VERT PROFILE 2500A L1625 | PROFIL VERTICAL LINERGY LGYE 2500A L1625 |  | LINERGY LGYE VERT PROFILE 2500A L1625 | [18 empty] | 1 | 3606480908286 | 0 |  | 9000 | 177 | 11 | 5 | 9.735 | 13606480908283 | 1 | 9050 | 177 | 10.7 | 4.5 | [17 empty] | 7 | N | [12 empty] | MD1 | MW | 7407290000 | [33 empty] | https://eref.se.com/be/nl/sis-tarif/product/04508 | https://eref.se.com/be/fr/sis-tarif/product/04508
Schneider Electric | Schneider Electric | 01022021 |  | Schneider Electric |  | SED | 04509 |  |  | 343.67 |  | 1 |  | 1 | LINERGY LGYE VERT PROFILE 3200A L1625 | PROFIL VERTICAL LINERGY LGYE 3200A L1625 |  | LINERGY LGYE VERT PROFILE 3200A L1625 | [18 empty] | 1 | 3606480908293 | 0 |  | 15400 | 178 | 17 | 5 | 15.13 | 13606480908290 | 1 | 15400 | 177 | 15.7 | 4.5 | [17 empty] | 7 | N | [12 empty] | MD1 | MW | 7407290000 | [33 empty] | https://eref.se.com/be/nl/sis-tarif/product/04509 | https://eref.se.com/be/fr/sis-tarif/product/04509
Schneider Electric | Schneider Electric | 01022021 |  | Schneider Electric |  | SED | 04510 |  |  | 393.34 |  | 1 |  | 1 | LINERGY LGYE VERT PROFILE 4000A L1625 | PROFIL VERTICAL LINERGY LGYE 4000A L1625 |  | LINERGY LGYE VERT PROFILE 4000A L1625 | [18 empty] | 1 | 3606480908309 | 0 |  | 18000 | 178 | 16 | 5 | 14.24 | 13606480908306 | 1 | 22060 | 177 | 15.7 | 4.5 | [17 empty] | 7 | N | [12 empty] | MD1 | MW | 7407290000 | [33 empty] | https://eref.se.com/be/nl/sis-tarif/product/04510 | https://eref.se.com/be/fr/sis-tarif/product/04510
Schneider Electric | Schneider Electric | 01022021 |  | Schneider Electric |  | SED | 04512 |  |  | 37.1 |  | 1 |  | 1 | PERFO. RAIL PE 25X5 | BARRE PERFOREE PE 25X5 |  | PE V.BAR W.HOLES 25X5 L1675 LINERGY TB | [18 empty] | 1 | 3303430045120 | 0 |  | 2060 | 183 | 12 | 1 | 2.196 | [23 empty] | 2 | Y | [12 empty] | MD1 | MW | 7407290000 | [5 empty] | 220060 | [8 empty] | Geperforeerde rail PE 25x5 | Barre perforée PE 25x5 | [17 empty] | https://eref.se.com/be/nl/sis-tarif/product/04512 | https://eref.se.com/be/fr/sis-tarif/product/04512
Schneider Electric | Schneider Electric | 01022021 |  | Schneider Electric |  | SED | 04515 |  |  | 85.16 |  | 1 |  | 1 | PERFO. RAIL PE 50X5 | BARRE PERFOREE PE 50X5 |  | PE V.BAR W.HOLES 50X5 L1675 LINERGY TB | [18 empty] | 1 | 3303430045151 | 0 |  | 3550 | 183 | 12 | 2 | 4.392 | [23 empty] | 2 | Y | [12 empty] | MD1 | MW | 7407290000 | [5 empty] | 220060 | [8 empty] | Geperforeerde rail PE 50x5 | Barre perforée PE 50x5 | [17 empty] | https://eref.se.com/be/nl/sis-tarif/product/04515 | https://eref.se.com/be/fr/sis-tarif/product/04515
Schneider Electric | Schneider Electric | 01022021 |  | Schneider Electric |  | SED | 04516 |  |  | 93.38 |  | 1 |  | 1 | PERFO. RAIL/V RST 60X5 | BARRE PERFOREE/JDB V.60X5 |  | DRILLED FLAT BAR LINERGY BS 60X5 L1675 | [18 empty] | 1 | 3303430045168 | 0 |  | 4540 | 183 | 14 | 2 | 5.124 | [23 empty] | 7 | N | [12 empty] | MD1 | MW | 7407290000 | [5 empty] | 220060 | [8 empty] | Geperforeerde rail voor verticaal railstel 60x5 | Barre perforée pour jeu de barres vertical 60x5 | [17 empty] | https://eref.se.com/be/nl/sis-tarif/product/04516 | https://eref.se.com/be/fr/sis-tarif/product/04516
Schneider Electric | Schneider Electric | 01022021 |  | Schneider Electric |  | SED | 04518 |  |  | 128.89 |  | 1 |  | 1 | PERFO. RAIL/V RST 80X5 | BARRE PERFOREE/JDB V.80X5 |  | DRILLED FLAT BAR LINERGY BS 80X5 L1675 | [18 empty] | 1 | 3303430045182 | 0 |  | 5960 | 183 | 15 | 2 | 5.49 | [23 empty] | 7 | N | [12 empty] | MD1 | MW | 7407290000 | [5 empty] | 220060 | [8 empty] | Geperforeerde rail voor verticaal railstel 80x5 | Barre perforée pour jeu de barres vertical 80x5 | [17 empty] | https://eref.se.com/be/nl/sis-tarif/product/04518 | https://eref.se.com/be/fr/sis-tarif/product/04518
Schneider Electric | Schneider Electric | 01022021 |  | Schneider Electric |  | SED | 04525 |  |  | 157.14 |  | 1 |  | 1 | PERFO. RAIL/V RST 50X10 | BARRE PERFOREE/JDB V.50X10 |  | DRILLED FLAT BAR LINERGY BS 50X10 L1675 | [18 empty] | 1 | 3303430045250 | 0 |  | 6860 | 190 | 14 | 2 | 5.32 | [14 empty] | 73303430045259 | 80 | 559120 | 120 | 210 | 35 |  |  |  | 7 | N | [12 empty] | MD1 | MW | 7407290000 | [5 empty] | 220060 | [8 empty] | Geperforeerde rail voor verticaal railstel 50x10 | Barre perforée pour jeu de barres vertical 50x10 | [17 empty] | https://eref.se.com/be/nl/sis-tarif/product/04525 | https://eref.se.com/be/fr/sis-tarif/product/04525
Schneider Electric | Schneider Electric | 01022021 |  | Schneider Electric |  | SED | 04526 |  |  | 194.89 |  | 1 |  | 1 | PERFO. RAIL/V RST 60X10 | BARRE PERFOREE/JDB V.60X10 |  | DRILLED FLAT BAR LINERGY BS 60X10 L1675 | [18 empty] | 1 | 3303430045267 | 0 |  | 8240 | 184 | 14 | 2 | 5.152 | [23 empty] | 7 | N | [12 empty] | MD1 | MW | 7407290000 | [5 empty] | 220060 | [8 empty] | Geperforeerde rail voor verticaal railstel 60x10 | Barre perforée pour jeu de barres vertical 60x10 | [17 empty] | https://eref.se.com/be/nl/sis-tarif/product/04526 | https://eref.se.com/be/fr/sis-tarif/product/04526
Schneider Electric | Schneider Electric | 01022021 |  | Schneider Electric |  | SED | 04528 |  |  | 257.75 |  | 1 |  | 1 | PERFO. RAIL/V RST 80X10 | BARRE PERFOREE/JDB V.80X10 |  | DRILLED FLAT BAR LINERGY BS 80X10 L1675 | [18 empty] | 1 | 3303430045281 | 0 |  | 11220 | 183 | 14 | 2 | 5.124 | [23 empty] | 7 | N | [12 empty] | MD1 | MW | 7407290000 | [5 empty] | 220060 | [8 empty] | Geperforeerde rail voor verticaal railstel 80x10 | Barre perforée pour jeu de barres vertical 80x10 | [17 empty] | https://eref.se.com/be/nl/sis-tarif/product/04528 | https://eref.se.com/be/fr/sis-tarif/product/04528
Schneider Electric | Schneider Electric | 01022021 |  | Schneider Electric |  | SED | 04536 |  |  | 82.49 |  | 1 |  | 1 | VOLLE RAIL/HZ RST 60X5 | BARRE PLEINE/JDB HZ.60X5 |  | PLAIN HZ FLAT BAR LINERGY BS 60X5 L2000 | [18 empty] | 1 | 3303430045366 | 0 |  | 6160 | 210 | 14 | 2 | 5.88 | [14 empty] | 73303430045365 | 80 | 492800 | 120 | 210 | 30 |  |  |  | 7 | N | [12 empty] | MD1 | MW | 7407290000 | [5 empty] | 220060 | [8 empty] | Volle rail voor horizontaal railstel 60x5 | Barre pleine pour jeu de barres horizontal 60x5 | [17 empty] | https://eref.se.com/be/nl/sis-tarif/product/04536 | https://eref.se.com/be/fr/sis-tarif/product/04536
Schneider Electric | Schneider Electric | 01022021 |  | Schneider Electric |  | SED | 04538 |  |  | 102.31 |  | 1 |  | 1 | VOLLE RAIL/HZ RST 80X5 | BARRE PLEINE/JDB HZ.80X5 |  | PLAIN HZ FLAT BAR LINERGY BS 80X5 L2000 | [18 empty] | 1 | 3303430045380 | 0 |  | 7900 | 210 | 14 | 2 | 5.88 | [14 empty] | 73303430045389 | 80 | 632200 | 120 | 210 | 30 |  |  |  | 7 | N | [12 empty] | MD1 | MW | 7407290000 | [5 empty] | 220060 | [8 empty] | Volle rail voor horizontaal railstel 80x5 | Barre pleine pour jeu de barres horizontal 80x5 | [17 empty] | https://eref.se.com/be/nl/sis-tarif/product/04538 | https://eref.se.com/be/fr/sis-tarif/product/04538
Schneider Electric | Schneider Electric | 01022021 |  | Schneider Electric |  | SED | 04545 |  |  | 165.03 |  | 1 |  | 1 | VOLLE RAIL/HZ RST 50X10 | BARRE PLEINE/JDB HZ.50X10 |  | PLAIN HZ FLAT BAR LINERGY BS 50X10 L2000 | [18 empty] | 1 | 3303430045458 | 0 |  | 9350 | 210 | 14 | 2 | 5.88 | [23 empty] | 7 | N | [12 empty] | MD1 | MW | 7407290000 | [5 empty] | 220060 | [8 empty] | Volle rail voor horizontaal railstel 50x10 | Barre pleine pour jeu de barres horizontal 50x10 | [17 empty] | https://eref.se.com/be/nl/sis-tarif/product/04545 | https://eref.se.com/be/fr/sis-tarif/product/04545
Schneider Electric | Schneider Electric | 01022021 |  | Schneider Electric |  | SED | 04546 |  |  | 204.63 |  | 1 |  | 1 | VOLLE RAIL/HZ RST 60X10 | BARRE PLEINE/JDB HZ.60X10 |  | PLAIN HZ FLAT BAR LINERGY BS 60X10 L2000 | [18 empty] | 1 | 3303430045465 | 0 |  | 11200 | 210 | 14 | 2 | 5.88 | [14 empty] | 73303430045464 | 40 | 448000 | 120 | 210 | 25 |  |  |  | 7 | N | [12 empty] | MD1 | MW | 7407290000 | [5 empty] | 220060 | [8 empty] | Volle rail voor horizontaal railstel 60x10 | Barre pleine pour jeu de barres horizontal 60x10 | [17 empty] | https://eref.se.com/be/nl/sis-tarif/product/04546 | https://eref.se.com/be/fr/sis-tarif/product/04546
Schneider Electric | Schneider Electric | 01022021 |  | Schneider Electric |  | SED | 04548 |  |  | 270.61 |  | 1 |  | 1 | VOLLE RAIL/HZ RST 80X10 | BARRE PLEINE/JDB HZ.80X10 |  | PLAIN HZ FLAT BAR LINERGY BS 80X10 L2000 | [18 empty] | 1 | 3303430045489 | 0 |  | 14720 | 210 | 15 | 2 | 6.3 | [23 empty] | 7 | N | [12 empty] | MD1 | MW | 7407290000 | [5 empty] | 220060 | [8 empty] | Volle rail voor horizontaal railstel 80x10 | Barre pleine pour jeu de barres horizontal 80x10 | [17 empty] | https://eref.se.com/be/nl/sis-tarif/product/04548 | https://eref.se.com/be/fr/sis-tarif/product/04548
Schneider Electric | Schneider Electric | 01022021 |  | Schneider Electric |  | SED | 04550 |  |  | 338.29 |  | 1 |  | 1 | VOLLE RAIL/HZ RST 100X10 | BARRE PLEINE/JDB HZ.100X10 |  | PLAIN HZ FLAT BAR LINERGY BS100X10 L2000 | [18 empty] | 1 | 3303430045502 | 0 |  | 18700 | 210 | 18 | 2 | 7.56 | [23 empty] | 7 | N | [12 empty] | MD1 | MW | 7407290000 | [5 empty] | 220060 | [8 empty] | Volle rail voor horizontaal railstel 100x10 | Barre pleine pour jeu de barres horizontal 100x10 | [17 empty] | https://eref.se.com/be/nl/sis-tarif/product/04550 | https://eref.se.com/be/fr/sis-tarif/product/04550
Schneider Electric | Schneider Electric | 01022021 |  | Schneider Electric |  | SED | 04552 |  |  | 415.56 |  | 1 |  | 1 | VOLLE RAIL/HZ RST 120X10 | BARRE PLEINE/JDB HZ.120X10 |  | PLAIN HZ FLAT BAR LINERGY BS120X10 L2000 | [18 empty] | 1 | 3303430045526 | 0 |  | 21700 | 212 | 18 | 2 | 7.632 | [14 empty] | 73303430045525 | 18 | 394200 | 120 | 212 | 21 |  |  |  | 7 | N | [12 empty] | MD1 | MW | 7407290000 | [14 empty] | Volle rail voor horizontaal railstel 120x10 | Barre pleine pour jeu de barre horizontal 120x10 | [17 empty] | https://eref.se.com/be/nl/sis-tarif/product/04552 | https://eref.se.com/be/fr/sis-tarif/product/04552
Schneider Electric | Schneider Electric | 01022021 |  | Schneider Electric |  | SED | 04560 |  |  | 57.24 |  | 1 |  | 1 | LINERGY HZ RAIL 630A | LINERGY EVOLUTION JEU DE BARRES HZ 630A |  | LINERGY LGYE PROFILE 630A L2000 | [18 empty] | 1 | 3606480465161 | 0 |  | 2400 | 210 | 7 | 3 | 4.41 | [23 empty] | 2 | Y | [12 empty] | MD1 | MW | 7616999099 | [33 empty] | https://eref.se.com/be/nl/sis-tarif/product/04560 | https://eref.se.com/be/fr/sis-tarif/product/04560
Schneider Electric | Schneider Electric | 01022021 |  | Schneider Electric |  | SED | 04561 |  |  | 68.74 |  | 1 |  | 1 | LINERGY HZ RAIL 800A | LINERGY EVOLUTION JEU DE BARRES HZ 800A |  | LINERGY LGYE PROFILE 800A L2000 | [18 empty] | 1 | 3606480465178 | 0 |  | 2110 | 210 | 7 | 3 | 4.41 | [23 empty] | 7 | N | [12 empty] | MD1 | MW | 7616999099 | [33 empty] | https://eref.se.com/be/nl/sis-tarif/product/04561 | https://eref.se.com/be/fr/sis-tarif/product/04561
Schneider Electric | Schneider Electric | 01022021 |  | Schneider Electric |  | SED | 04562 |  |  | 82.81 |  | 1 |  | 1 | LINERGY HZ RAIL 1000A | LINERGY EVOLUTION JEU DE BARRES HZ 1000A |  | LINERGY LGYE PROFILE 1000A L2000 | [18 empty] | 1 | 3606480465185 | 0 |  | 2700 | 210 | 7 | 3 | 4.41 | [23 empty] | 2 | Y | [12 empty] | MD1 | MW | 7616999099 | [33 empty] | https://eref.se.com/be/nl/sis-tarif/product/04562 | https://eref.se.com/be/fr/sis-tarif/product/04562
Schneider Electric | Schneider Electric | 01022021 |  | Schneider Electric |  | SED | 04563 |  |  | 100.97 |  | 1 |  | 1 | LINERGY HZ RAIL 1250A | LINERGY EVOLUTION JEU DE BARRES HZ 1250A |  | LINERGY LGYE PROFILE 1250A L2000 | [18 empty] | 1 | 3606480465192 | 0 |  | 4110 | 210 | 7 | 3 | 4.41 | [23 empty] | 7 | N | [12 empty] | MD1 | MW | 7616999099 | [33 empty] | https://eref.se.com/be/nl/sis-tarif/product/04563 | https://eref.se.com/be/fr/sis-tarif/product/04563
Schneider Electric | Schneider Electric | 01022021 |  | Schneider Electric |  | SED | 04564 |  |  | 124.87 |  | 1 |  | 1 | LINERGY HZ RAIL 1600A | LINERGY EVOLUTION JEU DE BARRES HZ 1600A |  | LINERGY LGYE PROFILE 1600A L2000 | [18 empty] | 1 | 3606480465208 | 0 |  | 5200 | 210 | 7 | 3 | 4.41 | [23 empty] | 2 | Y | [12 empty] | MD1 | MW | 7616999099 | [33 empty] | https://eref.se.com/be/nl/sis-tarif/product/04564 | https://eref.se.com/be/fr/sis-tarif/product/04564
Schneider Electric | Schneider Electric | 01022021 |  | Schneider Electric |  | SED | 04565 |  |  | 182.1 |  | 1 |  | 1 | LINERGY HZ RAIL 2000A | LINERGY EVOLUTION JEU DE BARRES HZ 2000A |  | LINERGY LGYE PROFILE 2000A L2000 | [18 empty] | 1 | 3606480465215 | 0 |  | 5930 | 210 | 11 | 4 | 9.24 | [23 empty] | 2 | Y | [12 empty] | MD1 | MW | 7616999099 | [33 empty] | https://eref.se.com/be/nl/sis-tarif/product/04565 | https://eref.se.com/be/fr/sis-tarif/product/04565
Schneider Electric | Schneider Electric | 01022021 |  | Schneider Electric |  | SED | 04566 |  |  | 237.53 |  | 1 |  | 1 | LINERGY HZ RAIL 2500A | LINERGY EVOLUTION JEU DE BARRES HZ 2500A |  | LINERGY LGYE PROFILE 2500A L2000 | [18 empty] | 1 | 3606480465222 | 0 |  | 10700 | 210 | 11 | 4 | 9.24 | [23 empty] | 2 | Y | [12 empty] | MD1 | MW | 7616999099 | [33 empty] | https://eref.se.com/be/nl/sis-tarif/product/04566 | https://eref.se.com/be/fr/sis-tarif/product/04566
Schneider Electric | Schneider Electric | 01022021 |  | Schneider Electric |  | SED | 04567 |  |  | 381.87 |  | 1 |  | 1 | LINERGY HZ RAIL 3200A | LINERGY EVOLUTION JEU DE BARRES HZ 3200A |  | LINERGY LGYE PROFILE 3200A L2000 | [18 empty] | 1 | 3606480465239 | 0 |  | 15600 | 210 | 16 | 4 | 13.44 | [23 empty] | 2 | Y | [12 empty] | MD1 | MW | 7616999099 | [33 empty] | https://eref.se.com/be/nl/sis-tarif/product/04567 | https://eref.se.com/be/fr/sis-tarif/product/04567
Schneider Electric | Schneider Electric | 01022021 |  | Schneider Electric |  | SED | 04568 |  |  | 437.03 |  | 1 |  | 1 | LINERGY HZ RAIL 4000A | LINERGY EVOLUTION JEU DE BARRES HZ 4000A |  | LINERGY LGYE PROFILE 4000A L2000 | [18 empty] | 1 | 3606480465246 | 0 |  | 22260 | 210 | 16 | 4 | 13.44 | [23 empty] | 2 | Y | [12 empty] | MD1 | MW | 7616999099 | [33 empty] | https://eref.se.com/be/nl/sis-tarif/product/04568 | https://eref.se.com/be/fr/sis-tarif/product/04568
Schneider Electric | Schneider Electric | 01022021 |  | Schneider Electric |  | SED | 04602 |  |  | 62.71 |  | 1 |  | 1 | LINERGY VERB HZ VERT 1600A | LIAISON VERT LINERGY EVOL. 1600A |  | LINERGY LGYE VERTICAL CONNECTION 1600A | [18 empty] | 1 | 3606480484810 | 0 |  | 700 | 23 | 18 | 3 | 1.242 | [7 empty] | 13606480484817 | 10 | 7260 | 40 | 30 | 15 |  | 73606480484819 | 240 | 189600 | 120 | 80 | 75 |  |  |  | 2 | Y | [12 empty] | MD1 | MW | 7419999099 | [15 empty] | Raccordement Linergy LGYE VERTICAL 1600 A | [17 empty] | https://eref.se.com/be/nl/sis-tarif/product/04602 | https://eref.se.com/be/fr/sis-tarif/product/04602
Schneider Electric | Schneider Electric | 01022021 |  | Schneider Electric |  | SED | 04603 |  |  | 75.25 |  | 1 |  | 1 | LINERGY VERB HZ VERT VERSPRONGEN 1600A | LIAISON VERT. DECAL. LINERGY EVOL. 1600A |  | LINERGY LGYE VERT. SHIFTED CONNECT.1600A | [18 empty] | 1 | 3606480484827 | 0 |  | 800 | 24 | 10 | 4 | 0.96 | [7 empty] | 13606480484824 | 10 | 8300 | 40 | 30 | 15 |  | 73606480484826 | 120 | 96000 | 120 | 80 | 45 |  |  |  | 7 | N | [12 empty] | MD1 | MW | 7419999099 | [14 empty] | Linergy LGYE VERTICALE VERSCHOVEN Aansluiting 1600A | Raccordement Linergy LGYE VERTICAL DÉCALÉ 1600 A | [17 empty] | https://eref.se.com/be/nl/sis-tarif/product/04603 | https://eref.se.com/be/fr/sis-tarif/product/04603
Schneider Electric | Schneider Electric | 01022021 |  | Schneider Electric |  | SED | 04604 |  |  | 80.21 |  | 1 |  | 1 | LINERGY VERB HZ VERT KORT 2500A | LIAISON VERT. COURTE LINERGY EVOL. 2500A |  | LINERGY LGYE VERT. SHORT CONNECT. 2500A | [18 empty] | 1 | 3606480484834 | 0 |  | 1240 | 22 | 12 | 4 | 1.056 | [7 empty] | 13606480484831 | 10 | 12650 | 40 | 30 | 15 |  | 73606480484833 | 30 | 36000 | 120 | 80 | 30 |  |  |  | 7 | N | [12 empty] | MD1 | MW | 7419999099 | [14 empty] | Linergy LGYE VERTICALE KORTE Aansluiting 2500A | Raccordement Linergy LGYE VERTICAL COURT 2500 A | [17 empty] | https://eref.se.com/be/nl/sis-tarif/product/04604 | https://eref.se.com/be/fr/sis-tarif/product/04604
Schneider Electric | Schneider Electric | 01022021 |  | Schneider Electric |  | SED | 04605 |  |  | 96.24 |  | 1 |  | 5 | LINERGY VERB HZ VERT LANG 2500A | LIAISON VERT. LONG. LINERGY EVOL. 2500A |  | LINERGY LGYE VERT. LONG CONNECT. 2500A | [18 empty] | 1 | 3606480484841 | 0 |  | 1587 | 22 | 22 | 2 | 0.968 |  | 5 | 8234 | 40 | 30 | 15 |  | 13606480484848 | 5 | 8250 | 40 | 30 | 15 |  | 73606480484840 | 30 | 61401 | 120 | 80 | 30 |  |  |  | 7 | N | [12 empty] | MD1 | MW | 7419999099 | [14 empty] | Linergy LGYE VERTICALE LANGE Aansluiting 2500A | Raccordement Linergy LGYE VERTICAL LONG 2500 A | [17 empty] | https://eref.se.com/be/nl/sis-tarif/product/04605 | https://eref.se.com/be/fr/sis-tarif/product/04605
Schneider Electric | Schneider Electric | 01022021 |  | Schneider Electric |  | SED | 04607 |  |  | 170.73 |  | 1 |  | 1 | LINERGY VERB HZ VERT 4000A | LIAISON VERT. LINERGY EVOL. 4000A |  | LINERGY LGYE VERTICAL CONNECTION 4000A | [18 empty] | 1 | 3606480484858 | 0 |  | 4260 | 29 | 15 | 4 | 1.74 | [7 empty] | 13606480484855 | 2 | 8850 | 40 | 30 | 15 |  |  | 24 | 102240 | 120 | 80 | 47 |  |  |  | 7 | N | [12 empty] | MD1 | MW | 7419999099 | [15 empty] | Raccordement Linergy LGYE VERTICAL 4000 A | [17 empty] | https://eref.se.com/be/nl/sis-tarif/product/04607 | https://eref.se.com/be/fr/sis-tarif/product/04607
Schneider Electric | Schneider Electric | 01022021 |  | Schneider Electric |  | SED | 04610 |  |  | 213.44 |  | 1 |  | 1 | JEU ECLISSE LGYE KIT ANGLE 1600A | ECLISSE LINERGY LGYE KIT ANGLE 1600A |  | LINERGY LGYE ANGLE KIT JOINT 1600A | [18 empty] | 1 | 3303431124077 | 0 |  | 2886 | 19 | 20 | 6 | 2.28 | [15 empty] | 20 | 57720 | 120 | 80 | 60 |  |  |  | 7 | N | [12 empty] | MD1 | MW | 7326909890 | [33 empty] | https://eref.se.com/be/nl/sis-tarif/product/04610 | https://eref.se.com/be/fr/sis-tarif/product/04610
Schneider Electric | Schneider Electric | 01022021 |  | Schneider Electric |  | SED | 04611 |  |  | 350.2 |  | 1 |  | 1 | LINERGY LGYE HOEKVERBINDING 2500A | ECLISSE LINERGY LGYE KIT ANGLE 2500A |  | LINERGY LGYE ANGLE KIT JOINT 2500A | [18 empty] | 1 | 3303431124084 | 0 |  | 5350 | 22 | 20 | 8 | 3.52 | [15 empty] | 20 | 107000 | 120 | 80 | 60 |  |  |  | 7 | N | [12 empty] | MD1 | MW | 7326909890 | [33 empty] | https://eref.se.com/be/nl/sis-tarif/product/04611 | https://eref.se.com/be/fr/sis-tarif/product/04611
Schneider Electric | Schneider Electric | 01022021 |  | Schneider Electric |  | SED | 04613 |  |  | 683.61 |  | 1 |  | 1 | SET LGYE HOEK KOPPELST 4000A | ECLISSE LINERGY LGYE KIT ANGLE 4000A |  | LINERGY LGYE ANGLE KIT JOINT 4000A | [18 empty] | 1 | 3303431124091 | 0 |  | 9481 | 27 | 17 | 11 | 5.049 | [15 empty] | 20 | 216000 | 120 | 80 | 60 |  |  |  | 7 | N | [12 empty] | MD1 | MW | 7326909890 | [33 empty] | https://eref.se.com/be/nl/sis-tarif/product/04613 | https://eref.se.com/be/fr/sis-tarif/product/04613
Schneider Electric | Schneider Electric | 01022021 |  | Schneider Electric |  | SED | 04620 |  |  | 53.36 |  | 1 |  | 1 | LINERGY KOPPELPLAAT HZ 1600A | ECLISSE LINERGY EVOL. 1600A |  | LINERGY LGYE HORIZONTAL JOINT 1600A | [18 empty] | 1 | 3606480484865 | 0 |  | 820 | 17 | 7 | 4 | 0.476 | [7 empty] | 13606480484862 | 10 | 8100 | 40 | 30 | 15 |  |  | 60 | 60000 | 120 | 80 | 35 |  |  |  | 2 | Y | [12 empty] | MD1 | MW | 7419999099 | [14 empty] | Linergy LGYE HORIZONTALE VERBINDING 1600A | [18 empty] | https://eref.se.com/be/nl/sis-tarif/product/04620 | https://eref.se.com/be/fr/sis-tarif/product/04620
Schneider Electric | Schneider Electric | 01022021 |  | Schneider Electric |  | SED | 04621 |  |  | 87.55 |  | 1 |  | 1 | LINERGY KOPPELPLAAT HZ 2500A | ECLISSE LINERGY EVOL. 2500A |  | LINERGY LGYE HORIZONTAL JOINT 2500A | [18 empty] | 1 | 3606480484872 | 0 |  | 2000 | 24 | 9 | 4 | 0.864 | [7 empty] | 13606480484879 | 5 | 10300 | 40 | 30 | 15 |  |  | 30 | 70000 | 120 | 80 | 50 |  |  |  | 7 | N | [12 empty] | MD1 | MW | 7419999099 | [14 empty] | Linergy LGYE HORIZONTALE VERBINDING 2500A | [18 empty] | https://eref.se.com/be/nl/sis-tarif/product/04621 | https://eref.se.com/be/fr/sis-tarif/product/04621
Schneider Electric | Schneider Electric | 01022021 |  | Schneider Electric |  | SED | 04623 |  |  | 170.73 |  | 1 |  | 1 | LINERGY KOPPELPLAAT HZ 4000A | ECLISSE LINERGY EVOL. 4000A |  | LINERGY LGYE HORIZONTAL JOINT 4000A | [18 empty] | 1 | 3606480484889 | 0 |  | 3150 | 24 | 22 | 4 | 2.112 | [7 empty] | 13606480484886 | 3 | 9750 | 40 | 30 | 15 |  |  | 36 | 128000 | 120 | 80 | 45 |  |  |  | 7 | N | [12 empty] | MD1 | MW | 7419999099 | [14 empty] | Linergy LGYE HORIZONTALE VERBINDING 4000A | [18 empty] | https://eref.se.com/be/nl/sis-tarif/product/04623 | https://eref.se.com/be/fr/sis-tarif/product/04623
Schneider Electric | Schneider Electric | 01022021 |  | Schneider Electric |  | SED | 04624 |  |  | 34.14 |  | 1 |  | 25 | ISOLATIESCHERM LINERGY TBV NUL | KIT ECRAN ECLISSE NEUTRE LINERGY EVOL. |  | LINERGY LGYE ISOLATING SCREEN NEUTRAL | [18 empty] | 1 | 3606480484933 | 0 |  | 380 | 25 | 16 | 4 | 1.6 | 13606480484930 | 25 | 9500 | 25 | 16 | 4 | [8 empty] | 73606480484932 | 150 | 57000 | 120 | 80 | 60 |  |  |  | 2 | Y | [12 empty] | MD1 | MW | 3926909790 | [33 empty] | https://eref.se.com/be/nl/sis-tarif/product/04624 | https://eref.se.com/be/fr/sis-tarif/product/04624
Schneider Electric | Schneider Electric | 01022021 |  | Schneider Electric |  | SED | 04634 |  |  | 20.73 |  | 1 |  | 1 | VERB 1000A HZ LAT LINERGY RST H5MM | LIAISON 1000A JDB HZ 5MM |  | CONNECTION 1000A 5MM HZ.BAR/ LGY PROFILE | [18 empty] | 1 | 3303430046349 | 0 |  | 320 | 11 | 5 | 2 | 0.11 | [7 empty] | 13303430046346 | 10 | 3460 | 40 | 30 | 15 |  | 73303430046348 | 80 | 25600 | 120 | 80 | 60 |  |  |  | 7 | N | [12 empty] | MD1 | MW | 7407290000 | [5 empty] | 220060 | [8 empty] | Verbinding 1000A horizontaal lateraal Linergy railstel hoogte 5 mm | Liaison 1000A jeu de barres horizontal hauteur 5 mm Linergy latéral | [17 empty] | https://eref.se.com/be/nl/sis-tarif/product/04634 | https://eref.se.com/be/fr/sis-tarif/product/04634
Schneider Electric | Schneider Electric | 01022021 |  | Schneider Electric |  | SED | 04635 |  |  | 33.17 |  | 1 |  | 1 | VERB 1600A HZ LAT LINERGY RST H5MM | LIAISON 1600A JDB HZ 5MM |  | CONNECTION 1600A 5MM HZ.BAR/ LGY PROFILE | [18 empty] | 1 | 3303430046356 | 0 |  | 520 | 11 | 5 | 1 | 0.055 | [7 empty] | 13303430046353 | 10 | 5700 | 40 | 30 | 15 |  | 73303430046355 | 240 | 136800 | 120 | 80 | 60 |  |  |  | 7 | N | [12 empty] | MD1 | MW | 7407290000 | [5 empty] | 220060 | [8 empty] | Verbinding 1600A horizontaal lateraal Linergy railstel hoogte 5 mm | Liaison 1600A jeu de barres horizontal hauteur 5 mm Linergy latéral | [17 empty] | https://eref.se.com/be/nl/sis-tarif/product/04635 | https://eref.se.com/be/fr/sis-tarif/product/04635
Schneider Electric | Schneider Electric | 01022021 |  | Schneider Electric |  | SED | 04636 |  |  | 59.73 |  | 1 |  | 10 | VERB 1600A HZ LAT LINERGY RST H10MM | LIAISON 1600A JDB HZ 10MM |  | CONNECT.1600A 10MM HZ BAR/ LGY V.PROFILE | [18 empty] | 1 | 3303430046363 | 0 |  | 1150 | 22 | 14 | 5 | 1.54 | 13303430046360 | 10 | 11764 | 15 | 40 | 30 |  | 13303430046360 | 10 | 11850 | 40 | 30 | 15 |  | 73303430046362 | 240 | 379200 | 120 | 80 | 60 |  |  |  | 2 | Y | [12 empty] | MD1 | MW | 7407290000 | [5 empty] | 220060 | [8 empty] | Verbinding 1600A horizontaal lateraal Linergy railstel hoogte 10 mm | Liaison 1600A jeu de barres horizontal hauteur 10 mm Linergy latéral | [17 empty] | https://eref.se.com/be/nl/sis-tarif/product/04636 | https://eref.se.com/be/fr/sis-tarif/product/04636
Schneider Electric | Schneider Electric | 01022021 |  | Schneider Electric |  | SED | 04637 |  |  | 99.53 |  | 1 |  | 10 | VERB 3200A HZ RST H10MM V PLAT | LIAISON 3200A JDB HZ 10MM |  | CONNECT.PLATE 3200A 10MM HZ/ V.FLAT BAR | [18 empty] | 1 | 3303430046370 | 0 |  | 1300 | 15 | 13 | 5 | 0.975 | 13303430046377 | 10 | 13338 | 15 | 40 | 30 |  | 13303430046377 | 10 | 13400 | 40 | 30 | 15 |  | 73303430046379 | 240 | 372960 | 120 | 80 | 60 |  |  |  | 2 | Y | [12 empty] | MD1 | MW | 7407290000 | [5 empty] | 220060 | [8 empty] | Verbinding 3200A horizontaal railstel hoogte 10 mm verticaal plat | Liaison 3200A jeu de barres horizontal hauteur 10 mm vertical plate | [17 empty] | https://eref.se.com/be/nl/sis-tarif/product/04637 | https://eref.se.com/be/fr/sis-tarif/product/04637
Schneider Electric | Schneider Electric | 01022021 |  | Schneider Electric |  | SED | 04638 |  |  | 116.94 |  | 1 |  | 10 | VERB 4000A VOOR HZ RAILSTEL 10MM | LIAISON 4000A JBD HZ 10MM |  | CONNECT.PLATE 4000A 10MM HZ/ V.FLAT BAR | [18 empty] | 1 | 3303430046387 | 0 |  | 1480 | 12 | 8 | 5 | 0.48 | 13303430046384 | 10 | 15340 | 40 | 30 | 15 |  | 13303430046384 | 10 | 15340 | 40 | 30 | 15 |  | 73303430046386 | 80 | 122720 | 120 | 80 | 30 |  |  |  | 7 | N | [12 empty] | MD1 | MW | 8536901000 | [14 empty] | Verbinding 4000A voor horizontaal railstel 10mm | Liaison 4000A pour jeu de barre horizontal 10mm | [17 empty] | https://eref.se.com/be/nl/sis-tarif/product/04638 | https://eref.se.com/be/fr/sis-tarif/product/04638
Schneider Electric | Schneider Electric | 01022021 |  | Schneider Electric |  | SED | 04640 |  |  | 50.83 |  | 1 |  | 20 | TSST HZ RST 50/60MM | ECLISSE JDB HZ. 50/60MM |  | JOINT FOR 50/60MM BAR/LINERGY BS HZ BBAR | [18 empty] | 1 | 3303430046400 | 0 |  | 800 | 13 | 13 | 3 | 0.507 | 13303430046407 | 20 | 16500 | 40 | 30 | 15 |  | 13303430046407 | 20 | 16500 | 40 | 30 | 15 |  | 73303430046409 | 160 | 128000 | 120 | 80 | 45 |  |  |  | 2 | Y | [12 empty] | MD1 | MW | 7407290000 | [5 empty] | 220060 | [8 empty] | Tussenstuk horizontaal railstel 50/60 mm | Eclisse jeu de barres horizontal 50/60 mm | [17 empty] | https://eref.se.com/be/nl/sis-tarif/product/04640 | https://eref.se.com/be/fr/sis-tarif/product/04640
Schneider Electric | Schneider Electric | 01022021 |  | Schneider Electric |  | SED | 04641 |  |  | 83.38 |  | 1 |  | 10 | TSST HZ RST 80/100MM | ECLISSE JDB HZ. 80/100MM |  | JOINT FOR 80/100MM BAR/LINERGY BS HZ BAR | [18 empty] | 1 | 3303430046417 | 0 |  | 1560 | 15 | 12 | 4 | 0.72 | 13303430046414 | 10 | 15820 | 40 | 30 | 15 |  | 13303430046414 | 10 | 15700 | 40 | 30 | 15 |  |  | 160 | 246400 | 120 | 80 | 80 |  |  |  | 2 | Y | [12 empty] | MD1 | MW | 7407290000 | [5 empty] | 220060 | [8 empty] | Tussenstuk horizontaal railstel 80/100 mm | Eclisse jeu de barres horizontal 80/100 mm | [17 empty] | https://eref.se.com/be/nl/sis-tarif/product/04641 | https://eref.se.com/be/fr/sis-tarif/product/04641
Schneider Electric | Schneider Electric | 01022021 |  | Schneider Electric |  | SED | 04642 |  |  | 16.66 |  | 1 |  | 1 | SCHROEVEN ASL TSST > 80MM | VISSERIE LIAISON ECLISSE>80MM |  | MOUNTING HARDWARE/JOINT>80MM LINERGY LGY | [18 empty] | 1 | 3303430046424 | 0 |  | 120 | 15 | 13 | 2 | 0.39 | [7 empty] | 13303430046421 | 60 | 7540 | 40 | 30 | 15 |  | 73303430046423 | 240 | 28800 | 120 | 80 | 30 |  |  |  | 7 | N | [12 empty] | MD1 | MW | 7318159590 | [5 empty] | 220060 | [8 empty] | Schroeven aansluiting tussenstuk > 80 mm | Visserie liaison éclisse > 80 mm | [17 empty] | https://eref.se.com/be/nl/sis-tarif/product/04642 | https://eref.se.com/be/fr/sis-tarif/product/04642
Schneider Electric | Schneider Electric | 01022021 |  | Schneider Electric |  | SED | 04643 |  |  | 128.04 |  | 1 |  | 1 | TSST HZ RST 120MM | ECLISSE JDB HZ 12MM |  | JOINT FOR 120MM BAR/LINERGY BS HZ.BUSBAR | [18 empty] | 1 | 3303430046431 | 0 |  | 1930 | 15 | 10 | 5 | 0.75 | [7 empty] | 13303430046438 | 5 | 9860 | 40 | 30 | 15 |  |  | 40 | 80000 | 120 | 80 | 30 |  |  |  | 7 | N | [12 empty] | MD1 | MW | 8536901000 | [14 empty] | Verbinding voor horizontaal railstel 12 mm | Eclisse pour jeu de barre hrizontal 12mm | [17 empty] | https://eref.se.com/be/nl/sis-tarif/product/04643 | https://eref.se.com/be/fr/sis-tarif/product/04643
Schneider Electric | Schneider Electric | 01022021 |  | Schneider Electric |  | SED | 04644 |  |  | 341.4 |  | 1 |  | 1 | AANSLUITVLAKKEN 4000A | PLAGES DE CONVERSION 4000A |  | CONN. PAD DEDICATED MTZ2/NW | [18 empty] | 1 | 3303430046448 | 0 |  | 13850 | 25 | 18 | 12 | 5.4 | [15 empty] | 40 | 553600 | 120 | 80 | 80 |  |  |  | 7 | N | [12 empty] | MD1 | MW | 7326909890 | [14 empty] | Aansluitvlakken 4000A | Plages de conversion 4000A | [17 empty] | https://eref.se.com/be/nl/sis-tarif/product/04644 | https://eref.se.com/be/fr/sis-tarif/product/04644
Schneider Electric | Schneider Electric | 01022021 |  | Schneider Electric |  | SED | 04645 |  |  | 96.09 |  | 1 |  | 10 | 20 SCREW/JOINT 2X10MM LINERGY BS HZ/V BB | 20 ACC. ECLISSAGE JDB HZ V |  | 20 SCREW/JOINT 2X10MM LINERGY BS HZ/V BB | [18 empty] | 1 | 3303430046455 | 0 |  | 1550 | 20 | 12 | 8 | 1.92 | 13303430046452 | 10 | 15500 | 40 | 30 | 15 |  | 13303430046452 | 10 | 15500 | 40 | 30 | 15 |  |  | 40 | 61600 | 120 | 80 | 80 |  |  |  | 7 | N | [12 empty] | MD1 | MW | 7318159590 | [5 empty] | 220060 | [8 empty] | Prisma Plus - G- & P-systeem - 20 schroeven voor railverbinding | Vis pour liaison entre jeu de barres vertical et horizontal (20) | [17 empty] | https://eref.se.com/be/nl/sis-tarif/product/04645 | https://eref.se.com/be/fr/sis-tarif/product/04645
Schneider Electric | Schneider Electric | 01022021 |  | Schneider Electric |  | SED | 04646 |  |  | 119.51 |  | 1 |  | 20 | AFSTANDHOUDERS150MM LINERGY4000A(1ST=12) | 12 ENTRETOISES 150MM LINERGY EVOL. 4000A |  | MOUNTING HARDWARE LINERGY LGYE>=3200A | [18 empty] | 1 | 3606480484919 | 0 |  | 740 | 21 | 8 | 4 | 0.672 |  | 20 | 15375 | 39 | 30 | 15 |  | 13606480484916 | 20 | 14800 | 60 | 40 | 30 |  | 23606480484913 | 80 | 78880 | 55 | 120 | 80 |  |  |  | 7 | N | [12 empty] | MD1 | MW | 8547200090 | [14 empty] | 12 AFSTANDSTUKKEN 150MM VOOR LINERGY LGYE PROFIEL | 12 ENTRETOISES 150 MM POUR PROFIL LINERGY LGYE | [17 empty] | https://eref.se.com/be/nl/sis-tarif/product/04646 | https://eref.se.com/be/fr/sis-tarif/product/04646
Schneider Electric | Schneider Electric | 01022021 |  | Schneider Electric |  | SED | 04651 |  |  | 118.91 |  | 1 |  | 18 | ST V LAT LINERGY RST | SUP.JDBV LAT.LINERGY |  | LINERGY LGY LATERAL BUSBAR SUPPORT | [18 empty] | 1 | 3303430046516 | 0 |  | 1500 | 37 | 18 | 3 | 1.998 | 13303430046513 | 18 | 28171 | 30 | 60 | 40 |  | 13303430046513 | 18 | 28171 | 60 | 40 | 30 |  | 73303430046515 | 216 | 348568 | 120 | 80 | 105 |  |  |  | 2 | Y | [12 empty] | MD1 | MW | 8538909999 | [5 empty] | 220060 | [8 empty] | Steun verticaal lateraal Linergy railstel | Support jeu de barres vertical latéral Linergy | [17 empty] | https://eref.se.com/be/nl/sis-tarif/product/04651 | https://eref.se.com/be/fr/sis-tarif/product/04651
Schneider Electric | Schneider Electric | 01022021 |  | Schneider Electric |  | SED | 04652 |  |  | 124.86 |  | 1 |  | 1 | ST V LINERGY RST ACHT. | SUP.JDB V.FOND LINERGY |  | LINERGY LGY REAR BUSBAR SUPPORT | [18 empty] | 1 | 3303430046523 | 0 |  | 2760 | 58 | 15 | 7 | 6.09 | [7 empty] | 13303430046520 | 8 | 22800 | 60 | 40 | 30 |  | 73303430046522 | 96 | 273600 | 120 | 80 | 105 |  |  |  | 7 | N | [12 empty] | MD1 | MW | 8538909999 | [5 empty] | 220060 | [8 empty] | Steun verticaal Linergy railstel achteraan | Support jeu de barres vertical fond Linergy | [17 empty] | https://eref.se.com/be/nl/sis-tarif/product/04652 | https://eref.se.com/be/fr/sis-tarif/product/04652
Schneider Electric | Schneider Electric | 01022021 |  | Schneider Electric |  | SED | 04653 |  |  | 81.62 |  | 1 |  | 10 | ST V RST ACHT RAIL 5/10MM | SUP.JDBV FOND BARRE 5/10MM |  | LINERGY BS REAR VERT.SUPPORT 5/10MM BAR | [18 empty] | 1 | 3303430046530 | 0 |  | 2100 | 58 | 9 | 6 | 3.132 | 13303430046537 | 10 | 21900 | 30 | 60 | 40 |  | 13303430046537 | 10 | 21850 | 60 | 40 | 30 |  | 73303430046539 | 120 | 269520 | 120 | 80 | 105 |  |  |  | 7 | N | [12 empty] | MD1 | MW | 8538909999 | [5 empty] | 220060 | [8 empty] | Steun verticaal railstel achteraan rail 5/10 mm | Support jeu de barres vertical fond barre 5/10 mm | [17 empty] | https://eref.se.com/be/nl/sis-tarif/product/04653 | https://eref.se.com/be/fr/sis-tarif/product/04653
Schneider Electric | Schneider Electric | 01022021 |  | Schneider Electric |  | SED | 04656 |  |  | 71.37 |  | 1 |  | 1 | LINERGY SET V. PEN | KIT PEN V.LINERGY |  | LINERGY TB PEN KIT / LGY PROFILE | [18 empty] | 1 | 3303430046561 | 0 |  | 4260 | 55 | 13 | 11 | 7.865 | [15 empty] | 52 | 332280 | 120 | 80 | 65 |  |  |  | 2 | Y | [12 empty] | MD1 | MW | 8538909999 | [5 empty] | 220060 | [8 empty] | Linergy set verticale PEN | Kit Pen verticaux Linergy | [17 empty] | https://eref.se.com/be/nl/sis-tarif/product/04656 | https://eref.se.com/be/fr/sis-tarif/product/04656
Schneider Electric | Schneider Electric | 01022021 |  | Schneider Electric |  | SED | 04657 |  |  | 12.6 |  | 1 |  | 1 | V. LINERGY PE-ST. (1 ST=3) | 3 SUP.V.LINERGY PE |  | LINERGY TB 3 FLAT BAR SUPP.FOR VERT.PE | [18 empty] | 1 | 3303430046578 | 0 |  | 400 | 24 | 15 | 5 | 1.8 | [7 empty] | 13303430046575 | 20 | 8050 | 40 | 30 | 15 |  | 73303430046577 | 320 | 132480 | 120 | 80 | 45 |  |  |  | 2 | Y | [12 empty] | MD1 | MW | 8538909999 | [5 empty] | 220060 | [8 empty] | 3 verticale Linergy PE-steunen | 3 supports verticaux Linergy PE | [17 empty] | https://eref.se.com/be/nl/sis-tarif/product/04657 | https://eref.se.com/be/fr/sis-tarif/product/04657
Schneider Electric | Schneider Electric | 01022021 |  | Schneider Electric |  | SED | 04658 |  |  | 28.46 |  | 1 |  | 10 | EINDSTOP TOT 1600A LINERGY (1ST=12) | 12 SUPPORT INF. LINERGY EVOL.1600A VERT |  | 12 STOPS/1600A BOTT.SUPPORT LINERGY LGYE | [18 empty] | 1 | 3606480484896 | 0 |  | 240 | 22 | 12 | 5 | 1.32 | 13606480484893 | 10 | 2800 | 40 | 30 | 30 |  | 13606480484893 | 10 | 2800 | 40 | 30 | 30 | [10 empty] | 7 | N | [12 empty] | MD1 | MW | 8547200090 | [15 empty] | SUPPORT INFÉRIEUR 12 BUTÉES/1600 A LINERGY LGYE | [17 empty] | https://eref.se.com/be/nl/sis-tarif/product/04658 | https://eref.se.com/be/fr/sis-tarif/product/04658
Schneider Electric | Schneider Electric | 01022021 |  | Schneider Electric |  | SED | 04659 |  |  | 28.46 |  | 1 |  | 10 | EINDSTOP TOT 4000A LINERGY (1ST=12) | 12 SUPPORT INF. LINERGY EVOL.4000A VERT |  | 12 STOPS/4000A BOTT.SUPPORT LINERGY LGYE | [18 empty] | 1 | 3606480484902 | 0 |  | 260 | 19 | 15 | 4 | 1.14 | 13606480484909 | 10 | 2600000 | 39 | 29.5 | 14.5 | [8 empty] | 73606480484901 | 30 | 8000 | 120 | 80 | 50 |  |  |  | 7 | N | [12 empty] | MD1 | MW | 8547200090 | [15 empty] | SUPPORT INFÉRIEUR 12 BUTÉES/4000 A LINERGY LGYE | [17 empty] | https://eref.se.com/be/nl/sis-tarif/product/04659 | https://eref.se.com/be/fr/sis-tarif/product/04659
Schneider Electric | Schneider Electric | 01022021 |  | Schneider Electric |  | SED | 04661 |  |  | 77.75 |  | 1 |  | 9 | VASTE ST.V LAT RST RAIL 5/10MM | SUP.FIXE JDBV LAT.BARRE 5/10MM |  | FIXED SUPPORT VERT. BB LINERGY LGYE/BS | [18 empty] | 1 | 3303430046615 | 0 |  | 1078 | 37 | 7 | 6 | 1.554 | 13303430046612 | 9 | 9706 | 15 | 40 | 30 |  | 13303430046612 | 9 | 9706 | 40 | 30 | 15 | [10 empty] | 2 | Y | [12 empty] | MD1 | MW | 8538909999 | [5 empty] | 220060 | [8 empty] | Vaste steun verticaal lateraal railstel rail 5/10 mm | Support fixe jeu de barres vertical latéral barre 5/10 mm | [17 empty] | https://eref.se.com/be/nl/sis-tarif/product/04661 | https://eref.se.com/be/fr/sis-tarif/product/04661
Schneider Electric | Schneider Electric | 01022021 |  | Schneider Electric |  | SED | 04662 |  |  | 66.06 |  | 1 |  | 12 | MOBIELE ST. RAIL 5/10MM | SUP.VOLANT BARRE 5/10MM |  | FREE BUSBAR SUPPORT LINERGY LGYE/BS | [18 empty] | 1 | 3303430046622 | 0 |  | 770 | 34 | 14 | 3 | 1.428 | 13303430046629 | 12 | 9531 | 15 | 40 | 30 |  | 13303430046629 | 12 | 9550 | 40 | 30 | 15 |  | 73303430046621 | 288 | 239040 | 120 | 80 | 60 |  |  |  | 2 | Y | [12 empty] | MD1 | MW | 8538909999 | [5 empty] | 220060 | [8 empty] | Mobiele steun rail 5/10 mm | Support volant barre 5/10 mm | [17 empty] | https://eref.se.com/be/nl/sis-tarif/product/04662 | https://eref.se.com/be/fr/sis-tarif/product/04662
Schneider Electric | Schneider Electric | 01022021 |  | Schneider Electric |  | SED | 04663 |  |  | 38.83 |  | 1 |  | 25 | ONDERST. V LAT RST RAIL 5/10MM | SUP. INF JDBV LAT.BARRE 5/10MM |  | BOTTOM LAT.V.5/10 BB SUPPORT LIN.LGYE/BS | [18 empty] | 1 | 3303430046639 | 0 |  | 800 | 38 | 14 | 3 | 1.596 | 13303430046636 | 25 | 20700 | 30 | 60 | 40 |  | 13303430046636 | 25 | 21100 | 60 | 40 | 30 |  | 73303430046638 | 200 | 160000 | 120 | 80 | 105 |  |  |  | 7 | N | [12 empty] | MD1 | MW | 8538909999 | [5 empty] | 220060 | [8 empty] | Benedensteun verticaal lateraal railstel rail 5/10 mm | Support inférieur jeu de barres vertical latéral barre 5/10 mm | [17 empty] | https://eref.se.com/be/nl/sis-tarif/product/04663 | https://eref.se.com/be/fr/sis-tarif/product/04663
Schneider Electric | Schneider Electric | 01022021 |  | Schneider Electric |  | SED | 04664 |  |  | 77.75 |  | 1 |  | 6 | ST HZ RST RAIL 5/10MM | SUP.JDB HZ.BARRE 5/10MM |  | FIXED SUPPORT HZ. BB LINERGY LGYE/BS | [18 empty] | 1 | 3303430046646 | 0 |  | 1420 | 34 | 6 | 5 | 1.02 | 13303430046643 | 6 | 8770 | 15 | 40 | 30 |  | 13303430046643 | 6 | 8850 | 40 | 30 | 15 |  | 73303430046645 | 288 | 477600 | 120 | 80 | 90 |  |  |  | 2 | Y | [12 empty] | MD1 | MW | 8538909999 | [5 empty] | 220060 | [8 empty] | Steun horizontaal railstel rail 5/10 mm | Support jeu de barres horizontal barre 5/10 mm | [17 empty] | https://eref.se.com/be/nl/sis-tarif/product/04664 | https://eref.se.com/be/fr/sis-tarif/product/04664
Schneider Electric | Schneider Electric | 01022021 |  | Schneider Electric |  | SED | 04666 |  |  | 46.11 |  | 1 |  | 10 | RAILSTEUN ONDER W300 | SUP.INF JDBV LAT.BAR.5/10 L300 |  | BOT.LAT.5/10 BB SUPPORT W300 LIN.LGYE/BS | [18 empty] | 1 | 3303430046660 | 0 |  | 1067 | 36 | 8 | 7 | 2.016 | 13303430046667 | 10 | 11409 | 60 | 40 | 30 |  | 13303430046667 | 10 | 12000 | 60 | 40 | 30 |  | 73303430046669 | 40 | 57634000 | 120 | 80 | 43 |  |  |  | 7 | N | [12 empty] | MD1 | MW | 8538100000 | [5 empty] | 220060 | [8 empty] | ONDER STEUN V BARENSTEL LAT.BAR.5/10 L300 | SUP.INF JDBV LAT.BAR.5/10 L300 | [17 empty] | https://eref.se.com/be/nl/sis-tarif/product/04666 | https://eref.se.com/be/fr/sis-tarif/product/04666
Schneider Electric | Schneider Electric | 01022021 |  | Schneider Electric |  | SED | 04667 |  |  | 10.38 |  | 1 |  | 20 | HZ PE-ST. (1 ST=2) | 2 SUP.PE HZ |  | 2 HORIZONTAL PE SUPPORTS LINERGY TB | [18 empty] | 1 | 3303430046677 | 0 |  | 140 | 13 | 13 | 3 | 0.507 | 13303430046674 | 20 | 3100 | 15 | 40 | 30 |  | 13303430046674 | 20 | 3150 | 40 | 30 | 15 |  | 73303430046676 | 320 | 53120 | 120 | 80 | 45 |  |  |  | 2 | Y | [12 empty] | MD1 | MW | 8538909999 | [5 empty] | 220060 | [8 empty] | 2 horizontale PE-steunen | 2 supports PE horizontaux | [17 empty] | https://eref.se.com/be/nl/sis-tarif/product/04667 | https://eref.se.com/be/fr/sis-tarif/product/04667
Schneider Electric | Schneider Electric | 01022021 |  | Schneider Electric |  | SED | 04669 |  |  | 45.9 |  | 1 |  | 2 | VULBLOKJES 5MM/RAIL (1 ST=100) | 100 CALES 5MM/BARRE |  | 100 METALLIC SPACER THICK.5MM LINERGY BS | [18 empty] | 1 | 3303430046691 | 0 |  | 3980 | 16 | 10 | 10 | 1.6 | 13303430046698 | 2 | 8275 | 40 | 30 | 15 |  | 43303430046699 | 2 | 8240 | 40 | 30 | 15 | [10 empty] | 7 | N | [12 empty] | MD1 | MW | 7407290000 | [5 empty] | 220060 | [8 empty] | 100 vulblokjes 5 mm voor rail | 100 cales 5 mm pour barre | [17 empty] | https://eref.se.com/be/nl/sis-tarif/product/04669 | https://eref.se.com/be/fr/sis-tarif/product/04669
Schneider Electric | Schneider Electric | 01022021 |  | Schneider Electric |  | SED | 04671 |  |  | 11.85 |  | 1 |  | 1 | SCHROEVEN/ST. RAILS>80MM | VISSERIE/SUPPORT BARRES>80MM |  | MOUNT. HARDWARE BB>80MM LINERGY LGYE/BS | [18 empty] | 1 | 3303430046714 | 0 |  | 90 | 21 | 13 | 1 | 0.273 | [7 empty] | 13303430046711 | 75 | 6850 | 40 | 30 | 15 |  | 73303430046713 | 600 | 55200 | 120 | 80 | 30 |  |  |  | 2 | Y | [12 empty] | MD1 | MW | 7318159590 | [5 empty] | 220060 | [8 empty] | Schroeven voor steun rails > 80 mm | Visserie pour support barres > 80 mm | [17 empty] | https://eref.se.com/be/nl/sis-tarif/product/04671 | https://eref.se.com/be/fr/sis-tarif/product/04671
Schneider Electric | Schneider Electric | 01022021 |  | Schneider Electric |  | SED | 04672 |  |  | 26.23 |  | 1 |  | 1 | 2 PE-VERB HZ /V | 2 LIAISONS PE HZ./V. |  | 2 CONNECT.PLATE HZ/V.PE BAR LINERGY TB | [18 empty] | 1 | 3303430046721 | 0 |  | 840 | 13 | 13 | 5 | 0.845 | [7 empty] | 13303430046728 | 10 | 8700 | 40 | 30 | 15 |  | 73303430046720 | 80 | 67200 | 120 | 80 | 75 |  |  |  | 2 | Y | [12 empty] | MD1 | MW | 8538909999 | [5 empty] | 220060 | [8 empty] | 2 PE-verbindingen horizontaal/verticaal | 2 liaisons PE horizontal/vertical | [17 empty] | https://eref.se.com/be/nl/sis-tarif/product/04672 | https://eref.se.com/be/fr/sis-tarif/product/04672
Schneider Electric | Schneider Electric | 01022021 |  | Schneider Electric |  | SED | 04678 |  |  | 77.16 |  | 1 |  | 1 | FREE 5/10 BUSBAR SUPPORT D600 LINERGY BS | SUP. VOLANT JDB 5 10MM P600 |  | FREE 5/10 BUSBAR SUPPORT D600 LINERGY BS | [18 empty] | 1 | 3303430046783 | 0 |  | 1300 | 46 | 13 | 6 | 3.588 | [7 empty] | 13303430046780 | 15 | 19500 | 60 | 40 | 30 | [10 empty] | 2 | Y | [12 empty] | MD1 | MW | 8538100000 | [15 empty] | SUPPORT DE BARRES OMNIBUS 4/10 MM LIBRES D600 LINERGY BS | [17 empty] | https://eref.se.com/be/nl/sis-tarif/product/04678 | https://eref.se.com/be/fr/sis-tarif/product/04678
Schneider Electric | Schneider Electric | 01022021 |  | Schneider Electric |  | SED | 04683 |  |  | 188.8 |  | 1 |  | 1 | JOINT LINERGY VERT.LGY/LGYE 1600A 3P | ECLISSE JDB VERT.LGY/LGYE 1600A NT/NW 3P |  | JOINT LINERGY VERT.LGY/LGYE 1600A 3P | [18 empty] | 1 | 3606480909870 | 0 |  | 3261 | 23 | 14 | 9 | 2.898 | 73606480909879 | 1 | 3600 | 23 | 13.5 | 10 |  | 73606480909879 | 1 | 3600 | 60 | 40 | 30 |  |  | 15 | 62000 | 120 | 80 | 30 |  |  |  | 7 | N | [12 empty] | MD1 | MW | 7419999099 | [33 empty] | https://eref.se.com/be/nl/sis-tarif/product/04683 | https://eref.se.com/be/fr/sis-tarif/product/04683
Schneider Electric | Schneider Electric | 01022021 |  | Schneider Electric |  | SED | 04684 |  |  | 234.91 |  | 1 |  | 1 | JOINT LINERGY VERT.LGY/LGYE 1600A 4P | ECLISSE JDB VERT.LGY/LGYE 1600A NT/NW 4P |  | JOINT LINERGY VERT.LGY/LGYE 1600A 4P | [18 empty] | 1 | 3606480909887 | 0 |  | 4052 | 23 | 15 | 10 | 3.45 | 73606480909886 | 1 | 4130 | 23 | 13.5 | 10 |  | 73606480909886 | 1 | 4130 | 60 | 40 | 30 |  |  | 25 | 99000 | 120 | 80 | 25 |  |  |  | 7 | N | [12 empty] | MD1 | MW | 7419999099 | [33 empty] | https://eref.se.com/be/nl/sis-tarif/product/04684 | https://eref.se.com/be/fr/sis-tarif/product/04684
Schneider Electric | Schneider Electric | 01022021 |  | Schneider Electric |  | SED | 04685 |  |  | 98.28 |  | 1 |  | 1 | JOINT LINERGY VERTICAL LGYE 2500A NW | ECLISSE JDB VERT.LINERGY LGYE 2500A NW |  | JOINT LINERGY VERTICAL LGYE 2500A NW | [18 empty] | 1 | 3606480909894 | 0 |  | 2006 | 23 | 14 | 10 | 3.22 | 73606480909893 | 1 | 2000 | 23 | 13.5 | 10 |  |  | 4 | 8500 | 40 | 30 | 30 |  | 73606480909893 | 50 | 110000000000 | 3.5 | 12 | 8 |  |  |  | 7 | N | [12 empty] | MD1 | MW | 7419999099 | [33 empty] | https://eref.se.com/be/nl/sis-tarif/product/04685 | https://eref.se.com/be/fr/sis-tarif/product/04685
Schneider Electric | Schneider Electric | 01022021 |  | Schneider Electric |  | SED | 04687 |  |  | 161.17 |  | 1 |  | 1 | JOINT LINERGY VERTICAL LGYE 3200A NW | ECLISSE JDB VERT.LINERGY LGYE 3200A NW |  | JOINT LINERGY VERTICAL LGYE 3200A NW | [18 empty] | 1 | 3606480909900 | 0 |  | 4420 | 30 | 28 | 4 | 3.36 | 73606480909909 | 1 | 4420 | 29.5 | 26.5 | 5 |  | 73606480909909 | 1 | 4420 | 60 | 40 | 30 |  | 73606480909909 | 24 | 121100000000000 | 120 | 80 | 25 |  |  |  | 7 | N | [12 empty] | MD1 | MW | 7419999099 | [33 empty] | https://eref.se.com/be/nl/sis-tarif/product/04687 | https://eref.se.com/be/fr/sis-tarif/product/04687
Schneider Electric | Schneider Electric | 01022021 |  | Schneider Electric |  | SED | 04690 |  |  | 150.6 |  | 1 |  | 20 | AFSTANDSTAVEN VOOR PLAT KOPER | BRIDAGE BARRES A PLAT |  | FLANGE FOR FLAT BARS | [18 empty] | 1 | 3303430046905 | 0 |  | 800 | 43 | 11 | 4 | 1.892 | 13303430046902 | 20 | 16700 | 30 | 60 | 40 |  | 13303430046902 | 20 | 16950 | 60 | 40 | 30 |  |  | 120 | 108000 | 120 | 80 | 75 |  |  |  | 2 | Y | [12 empty] | MD1 | MW | 8538100000 | [5 empty] | 220060 | [27 empty] | https://eref.se.com/be/nl/sis-tarif/product/04690 | https://eref.se.com/be/fr/sis-tarif/product/04690
Schneider Electric | Schneider Electric | 01022021 |  | Schneider Electric |  | SED | 04691 |  |  | 93.2 |  | 1 |  | 1 | BEVESTIGING HAAKSE RAILS | BRIDAGE BARRES DE CHANT |  | FLANGE FOR EDGEWISE BARS | [18 empty] | 1 | 3303430046912 | 0 |  | 200 | 52 | 9 | 3 | 1.404 | [7 empty] | 13303430046919 | 40 | 9550 | 60 | 40 | 30 |  | 73303430046911 | 160 | 35320 | 120 | 80 | 45 |  |  |  | 2 | Y | [12 empty] | MD1 | MW | 7326909890 | [5 empty] | 220060 | [8 empty] | Bevestiging haakse rails | Bridage barres de chant | [17 empty] | https://eref.se.com/be/nl/sis-tarif/product/04691 | https://eref.se.com/be/fr/sis-tarif/product/04691
Schneider Electric | Schneider Electric | 01022021 |  | Schneider Electric |  | SED | 04692 |  |  | 154.04 |  | 1 |  | 25 | BEVEST. VLAKKE RAILS B400 | BRIDAGES BARRES À PLAT LARG 400 |  | FLANGE FOR FLAT BARS W400 | [18 empty] | 1 | 3303430046929 | 0 |  | 440 | 27 | 14 | 2 | 0.756 | 13303430046926 | 25 | 11260 | 40 | 30 | 15 |  | 13303430046926 | 25 | 11300 | 40 | 30 | 15 |  | 73303430046928 | 75 | 33000 | 120 | 80 | 30 |  |  |  | 2 | Y | [12 empty] | MD1 | MW | 8538100000 | [5 empty] | 220060 | [8 empty] | BEVEST. VLAKKE RAILS B400 | BRIDAGES BARRES À PLAT LARG 400 | [17 empty] | https://eref.se.com/be/nl/sis-tarif/product/04692 | https://eref.se.com/be/fr/sis-tarif/product/04692
Schneider Electric | Schneider Electric | 01022021 |  | Schneider Electric |  | SED | 04693 |  |  | 93.25 |  | 1 |  | 14 | AANSLUITST. H.AFST. 70 | SUPPORT RACCORD. ENTRAXE 70 |  | CONN.SUP.70MM B/CENTRES | [18 empty] | 1 | 3303430046936 | 0 |  | 1750 | 58 | 10 | 7 | 4.06 | 13303430046933 | 14 | 25200 | 60 | 40 | 30 |  | 13303430046933 | 14 | 25800 | 60 | 40 | 30 |  | 73303430046935 | 112 | 194880 | 120 | 80 | 105 |  |  |  | 2 | Y | [12 empty] | MD1 | MW | 8538909999 | [5 empty] | 220060 | [8 empty] | Aansluitsteun hartafstand 70 | Support de raccordement entraxe 70 | [17 empty] | https://eref.se.com/be/nl/sis-tarif/product/04693 | https://eref.se.com/be/fr/sis-tarif/product/04693
Schneider Electric | Schneider Electric | 01022021 |  | Schneider Electric |  | SED | 04694 |  |  | 101.05 |  | 1 |  | 8 | AANSLUITST. H.AFST. 115 | SUPPORT RACCORD. ENTRAXE 115 |  | CONN.SUP 115MM B/CENTRES | [18 empty] | 1 | 3303430046943 | 0 |  | 2500 | 58 | 11 | 10 | 6.38 | 13303430046940 | 8 | 21620 | 60 | 40 | 30 |  | 13303430046940 | 8 | 21100 | 60 | 40 | 30 |  | 73303430046942 | 96 | 259440 | 120 | 80 | 105 |  |  |  | 2 | Y | [12 empty] | MD1 | MW | 8538909999 | [5 empty] | 220060 | [8 empty] | Aansluitsteun hartafstand 115 | Support de raccordement entraxe 115 | [17 empty] | https://eref.se.com/be/nl/sis-tarif/product/04694 | https://eref.se.com/be/fr/sis-tarif/product/04694
Schneider Electric | Schneider Electric | 01022021 |  | Schneider Electric |  | SED | 04703 |  |  | 1301.53 |  | 1 |  | 1 | INTERF CANALIS 1600A 3P | INTERFACE CANALIS 1600A 3P |  | CANALIS INTERFACE 1600A 3P | [18 empty] | 1 | 3303430047032 | 0 |  | 27300 | 62 | 43 | 24 | 63.984 | [14 empty] | 73303430047031 | 2 | 54400 | 120 | 80 | 70 |  |  |  | 7 | N | [12 empty] | MD1 | MW | 8538909999 | [5 empty] | 220060 | [8 empty] | Interface Canalis 1600A 3P | Interface Canalis 1600A 3P | [17 empty] | https://eref.se.com/be/nl/sis-tarif/product/04703 | https://eref.se.com/be/fr/sis-tarif/product/04703
Schneider Electric | Schneider Electric | 01022021 |  | Schneider Electric |  | SED | 04704 |  |  | 1667.57 |  | 1 |  | 1 | INTERF CANALIS 1600A 4P | INTERFACE CANALIS 1600A 4P |  | CANALIS INTERFACE 1600A 4P | [18 empty] | 1 | 3303430047049 | 0 |  | 32420 | 62 | 43 | 24 | 63.984 | [14 empty] | 73303430047048 | 2 | 64840 | 80 | 60 | 63.4 |  |  |  | 7 | N | [12 empty] | MD1 | MW | 8538909999 | [5 empty] | 220060 | [8 empty] | Interface Canalis 1600A 4P | Interface Canalis 1600A 4P | [17 empty] | https://eref.se.com/be/nl/sis-tarif/product/04704 | https://eref.se.com/be/fr/sis-tarif/product/04704
Schneider Electric | Schneider Electric | 01022021 |  | Schneider Electric |  | SED | 04711 |  |  | 144.66 |  | 1 |  | 1 | VERB CANALIS NS-NT ASL VR 3P | LIAISON CANALIS NS-NT RAV 3P |  | CANALIS CONN.FRONT NS-MTZ1/NT 3P | [18 empty] | 1 | 3303430047117 | 0 |  | 2970 | 39 | 15 | 6 | 3.51 | [15 empty] | 16 | 47360 | 120 | 80 | 80 |  |  |  | 7 | N | [12 empty] | MD1 | MW | 7407290000 | [5 empty] | 220060 | [8 empty] | Verbinding Canalis NS-NT aansluiting vooraan 3P | Liaison Canalis NS-NT raccordement avant 3P | [17 empty] | https://eref.se.com/be/nl/sis-tarif/product/04711 | https://eref.se.com/be/fr/sis-tarif/product/04711
Schneider Electric | Schneider Electric | 01022021 |  | Schneider Electric |  | SED | 04712 |  |  | 184.28 |  | 1 |  | 1 | VERB CANALIS NS-NT ASL VR 4P | LIAISON CANALIS NS-NT RAV 4P |  | CANALIS CONN.FRONT NS-MTZ1/NT 4P | [18 empty] | 1 | 3303430047124 | 0 |  | 3770 | 4 | 15 | 6 | 0.36 | [15 empty] | 16 | 60160 | 120 | 80 | 80 |  |  |  | 7 | N | [12 empty] | MD1 | MW | 7407290000 | [5 empty] | 220060 | [8 empty] | Verbinding Canalis NS-NT aansluiting vooraan 4P | Liaison Canalis NS-NT raccordement avant 4P | [17 empty] | https://eref.se.com/be/nl/sis-tarif/product/04712 | https://eref.se.com/be/fr/sis-tarif/product/04712
Schneider Electric | Schneider Electric | 01022021 |  | Schneider Electric |  | SED | 04713 |  |  | 196.87 |  | 1 |  | 1 | VERB CANALIS NS-NT ASL ACHT 3P | LIAISON CANALIS NS-NT RAR 3P |  | CANALIS CONN.REAR NS-MTZ1/NT 3P | [18 empty] | 1 | 3303430047131 | 0 |  | 3800 | 11 | 11 | 10 | 1.21 | [7 empty] | 13303430047138 | 5 | 20320 | 60 | 40 | 30 | [10 empty] | 7 | N | [12 empty] | MD1 | MW | 7407290000 | [5 empty] | 220060 | [8 empty] | Verbinding Canalis NS-NT aansluiting achteraan 3P | Liaison Canalis NS-NT raccordement arrière 3P | [17 empty] | https://eref.se.com/be/nl/sis-tarif/product/04713 | https://eref.se.com/be/fr/sis-tarif/product/04713
Schneider Electric | Schneider Electric | 01022021 |  | Schneider Electric |  | SED | 04714 |  |  | 263 |  | 1 |  | 1 | VERB CANALIS NS-NT ASL ACHT 4P | LIAISON CANALIS NS-NT RAR 4P |  | CANALIS CONN.REAR NS-MTZ1/NT 4P | [18 empty] | 1 | 3303430047148 | 0 |  | 5080 | 18 | 13 | 8 | 1.872 | [7 empty] | 13303430047145 | 4 | 20780 | 60 | 40 | 30 | [10 empty] | 7 | N | [12 empty] | MD1 | MW | 7407290000 | [5 empty] | 220060 | [8 empty] | Verbinding Canalis NS-NT aansluiting achteraan 4P | Liaison Canalis NS-NT raccordement arrière 4P | [17 empty] | https://eref.se.com/be/nl/sis-tarif/product/04714 | https://eref.se.com/be/fr/sis-tarif/product/04714
Schneider Electric | Schneider Electric | 01022021 |  | Schneider Electric |  | SED | 04716 |  |  | 2264.38 |  | 1 |  | 1 | VERB CANALIS 1600A NW 4P | LIAISON CANALIS 1600A NW 4P |  | CANALIS CONN.1600A MTZ2/NW 4P | [18 empty] | 1 | 3303430047162 | 0 |  | 50000 | 80 | 60 | 60 | 288 | [14 empty] | 73303430047161 | 2 | 99800 | 120 | 80 | 75 |  |  |  | 7 | N | [12 empty] | MD1 | MW | 7407290000 | [5 empty] | 220060 | [8 empty] | Verbinding Canalis 1600A NW 4P | Liaison Canalis 1600A NW 4P | [17 empty] | https://eref.se.com/be/nl/sis-tarif/product/04716 | https://eref.se.com/be/fr/sis-tarif/product/04716
Schneider Electric | Schneider Electric | 01022021 |  | Schneider Electric |  | SED | 04725 |  |  | 2354.29 |  | 1 |  | 1 | VERB CANALIS 2500A NW 3P | LIAISON CANALIS 2500A NW 3P |  | CANALIS CONN.2500A MTZ2/NW 3P | [18 empty] | 1 | 3303430047254 | 0 |  | 53570 | 80 | 60 | 60 | 288 | [14 empty] | 73303430047253 | 2 | 107120 | 120 | 80 | 75 |  |  |  | 7 | N | [12 empty] | MD1 | MW | 8536900100 | [5 empty] | 220060 | [8 empty] | Verbinding Canalis 2500A NW 3P | Liaison Canalis 2500A NW 3P | [17 empty] | https://eref.se.com/be/nl/sis-tarif/product/04725 | https://eref.se.com/be/fr/sis-tarif/product/04725
Schneider Electric | Schneider Electric | 01022021 |  | Schneider Electric |  | SED | 04726 |  |  | 2828.65 |  | 1 |  | 1 | VERB CANALIS 2500A NW 4P | LIAISON CANALIS 2500A NW 4P |  | CANALIS CONN.2500A MTZ2/NW 4P | [18 empty] | 1 | 3303430047261 | 0 |  | 66500 | 62 | 41 | 43 | 109.306 | [23 empty] | 7 | N | [12 empty] | MD1 | MW | 7407290000 | [5 empty] | 220060 | [8 empty] | Verbinding Canalis 2500A NW 4P | Liaison Canalis 2500A NW 4P | [17 empty] | https://eref.se.com/be/nl/sis-tarif/product/04726 | https://eref.se.com/be/fr/sis-tarif/product/04726
Schneider Electric | Schneider Electric | 01022021 |  | Schneider Electric |  | SED | 04736 |  |  | 3384.63 |  | 1 |  | 1 | VERB CANALIS 3200A NW 4P | LIAISON CANALIS 3200A NW 4P |  | CANALIS CONN.3200A MTZ2/NW 4P | [18 empty] | 1 | 3303430047360 | 0 |  | 70100 | 80 | 60 | 60 | 288 | [14 empty] | 73303430047369 | 2 | 140000 | 120 | 80 | 75 |  |  |  | 7 | N | [12 empty] | MD1 | MW | 7407290000 | [5 empty] | 220060 | [8 empty] | Verbinding Canalis 3200A NW 4P | Liaison Canalis 3200A NW 4P | [17 empty] | https://eref.se.com/be/nl/sis-tarif/product/04736 | https://eref.se.com/be/fr/sis-tarif/product/04736
Schneider Electric | Schneider Electric | 01022021 |  | Schneider Electric |  | SED | 04738 |  |  | 3791.75 |  | 1 |  | 1 | VERB CANALIS 4000A NW 4P | CONCT. 4000A, NW 4P CANALIS |  | CANALIS CONN.4000A MTZ2/NW 4P | [18 empty] | 1 | 3303430047384 | 0 |  | 88300 | 80 | 60 | 57 | 273.6 | [14 empty] | 73303430047383 | 2 | 176400 | 120 | 80 | 71.5 |  |  |  | 7 | N | [12 empty] | MD1 | MW | 8536901000 | [14 empty] | CANALIS verbinding 4000A NW 4P | Liaison CANALIS 4000A NW 4P | [17 empty] | https://eref.se.com/be/nl/sis-tarif/product/04738 | https://eref.se.com/be/fr/sis-tarif/product/04738
Schneider Electric | Schneider Electric | 01022021 |  | Schneider Electric |  | SED | 04742 |  |  | 28.47 |  | 1 |  | 1 | GEÏS SOEP RAIL 20X2 L1800 | BARRE SOUPLE ISOL.20X2 L1800 |  | INSULATED FLEX.BAR 20X2 L1800 | [18 empty] | 1 | 3303430047421 | 0 |  | 1200 | 192 | 9 | 2 | 3.456 | [23 empty] | 7 | N | [12 empty] | MD1 | MW | 8544499500 | [5 empty] | 220060 | [8 empty] | Geïsoleerde soepele rail 20x2 lengte 1800 | Barre souple isolée 20x2 longueur 1800 | [17 empty] | https://eref.se.com/be/nl/sis-tarif/product/04742 | https://eref.se.com/be/fr/sis-tarif/product/04742
Schneider Electric | Schneider Electric | 01022021 |  | Schneider Electric |  | SED | 04743 |  |  | 35.58 |  | 1 |  | 1 | GEÏS SOEP RAIL 20X3 L1800 | BARRE SOUPLE ISOL.20X3 L1800 |  | INSULATED FLEX.BAR 20X3 L1800 | [18 empty] | 1 | 3303430047438 | 0 |  | 1680 | 192 | 9 | 2 | 3.456 | [23 empty] | 2 | Y | [12 empty] | MD1 | MW | 8544499500 | [5 empty] | 220060 | [8 empty] | Geïsoleerde soepele rail 20x3 lengte 1800 | Barre souple isolée 20x3 longueur 1800 | [17 empty] | https://eref.se.com/be/nl/sis-tarif/product/04743 | https://eref.se.com/be/fr/sis-tarif/product/04743
Schneider Electric | Schneider Electric | 01022021 |  | Schneider Electric |  | SED | 04746 |  |  | 56.92 |  | 1 |  | 1 | GEÏS SOEP RAIL 24X5 L1800 | BARRE SOUPLE ISOL.24X5 L1800 |  | INSULATED FLEX.BAR 24X5 L1800 | [18 empty] | 1 | 3303430047469 | 0 |  | 2480 | 192 | 11 | 2 | 4.224 | [23 empty] | 7 | N | [12 empty] | MD1 | MW | 8544499500 | [5 empty] | 220060 | [8 empty] | Geïsoleerde soepele rail 24x5 lengte 1800 | Barre souple isolée 24x5 longueur 1800 | [17 empty] | https://eref.se.com/be/nl/sis-tarif/product/04746 | https://eref.se.com/be/fr/sis-tarif/product/04746
Schneider Electric | Schneider Electric | 01022021 |  | Schneider Electric |  | SED | 04751 |  |  | 78.26 |  | 1 |  | 1 | GEÏS SOEP RAIL 32X5 L1800 | BARRE SOUPLE ISOL.32X5 L1800 |  | INSULATED FLEX.BAR 32X5 L1800 | [18 empty] | 1 | 3303430047513 | 0 |  | 3250 | 192 | 11 | 2 | 4.224 | [23 empty] | 2 | Y | [12 empty] | MD1 | MW | 8544499500 | [5 empty] | 220060 | [8 empty] | Geïsoleerde soepele rail 32x5 lengte 1800 | Barre souple isolée 32x5 longueur 1800 | [17 empty] | https://eref.se.com/be/nl/sis-tarif/product/04751 | https://eref.se.com/be/fr/sis-tarif/product/04751
Schneider Electric | Schneider Electric | 01022021 |  | Schneider Electric |  | SED | 04752 |  |  | 89.67 |  | 1 |  | 1 | GEÏS SOEP RAIL 32X6 L1800 | BARRE SOUPLE ISOL.32X6 L1800 |  | INSULATED FLEX.BAR 32X6 L1800 | [18 empty] | 1 | 3303430047520 | 0 |  | 3750 | 192 | 11 | 2 | 4.224 | [23 empty] | 2 | Y | [12 empty] | MD1 | MW | 7407290000 | [5 empty] | 220060 | [8 empty] | Geïsoleerde soepele rail 32x6 lengte 1800 | Barre souple isolée 32x6 longueur 1800 | [17 empty] | https://eref.se.com/be/nl/sis-tarif/product/04752 | https://eref.se.com/be/fr/sis-tarif/product/04752
Schneider Electric | Schneider Electric | 01022021 |  | Schneider Electric |  | SED | 04753 |  |  | 113.85 |  | 1 |  | 1 | GEÏS SOEP RAIL 32X8 L1800 | BARRE SOUPLE ISOL.32X8 L1800 |  | INSULATED FLEX.BAR 32X8 L1800 | [18 empty] | 1 | 3303430047537 | 0 |  | 4750 | 192 | 11 | 2 | 4.224 | [23 empty] | 2 | Y | [12 empty] | MD1 | MW | 8544499500 | [5 empty] | 220060 | [8 empty] | Geïsoleerde soepele rail 32x8 lengte 1800 | Barre souple isolée 32x8 longueur 1800 | [17 empty] | https://eref.se.com/be/nl/sis-tarif/product/04753 | https://eref.se.com/be/fr/sis-tarif/product/04753
Schneider Electric | Schneider Electric | 01022021 |  | Schneider Electric |  | SED | 04759 |  |  | 53.53 |  | 1 |  | 1 | ZELFBREKENDE MOEREN M8 (1 ST=20) | 20 ECROUS AUTOCASSANTS M8 |  | 20 M8 TORQUE NUTS | [18 empty] | 1 | 3303430047599 | 0 |  | 270 | 14 | 8 | 3 | 0.336 | [7 empty] | 13303430047596 | 20 | 5740 | 40 | 30 | 15 | [10 empty] | 2 | Y | [12 empty] | MD1 | MW | 7318159590 | [5 empty] | 220060 | [8 empty] | 20 zelfbrekende moeren M8 | 20 écrous autocassants M8 | [17 empty] | https://eref.se.com/be/nl/sis-tarif/product/04759 | https://eref.se.com/be/fr/sis-tarif/product/04759
Schneider Electric | Schneider Electric | 01022021 |  | Schneider Electric |  | SED | 04766 |  |  | 16.05 |  | 1 |  | 20 | BOUTEN/KAB.SCH.LINERGY (1 ST=20) | 20 BOULONS COSSES SUR LINERGY |  | 20 M8 LGY BOLTS FOR CAB.LUG/FLEX BAR L25 | [18 empty] | 1 | 3303430047667 | 0 |  | 430 | 14 | 13 | 2 | 0.364 | 13303430047664 | 20 | 8700 | 15 | 40 | 30 |  | 13303430047664 | 20 | 8750 | 40 | 30 | 15 |  |  | 640 | 271040 | 120 | 80 | 80 |  |  |  | 2 | Y | [12 empty] | MD1 | MW | 7318159590 | [5 empty] | 220060 | [8 empty] | 20 bouten voor kabelschoenen op Linergy | 20 boulons cosses sur Linergy | [17 empty] | https://eref.se.com/be/nl/sis-tarif/product/04766 | https://eref.se.com/be/fr/sis-tarif/product/04766
Schneider Electric | Schneider Electric | 01022021 |  | Schneider Electric |  | SED | 04767 |  |  | 21.4 |  | 1 |  | 1 | BOUTEN/RAILS OP LINERGY (1 ST=20) | 20 BOULONS BARRES SUR LINERGY |  | 20 M8 LGY BOLTS FOR COPPER BAR L39 | [18 empty] | 1 | 3303430047674 | 0 |  | 502 | 14 | 13 | 5 | 0.91 | [7 empty] | 13303430047671 | 20 | 10360 | 40 | 30 | 15 |  | 73303430047673 | 160 | 92480 | 120 | 80 | 60 |  |  |  | 2 | Y | [12 empty] | MD1 | MW | 7318159590 | [5 empty] | 220060 | [8 empty] | 20 bouten voor rails op Linergy | 20 boulons barres sur Linergy | [17 empty] | https://eref.se.com/be/nl/sis-tarif/product/04767 | https://eref.se.com/be/fr/sis-tarif/product/04767
Schneider Electric | Schneider Electric | 01022021 |  | Schneider Electric |  | SED | 04768 |  |  | 88.14 |  | 1 |  | 10 | SET OF 12 SCREWPLATES FOR LINERGY EVOLUT | LOT DE 12 PLAQUETTES LINERGY EVOLUTION |  | SET OF 12 SCREWPLATES FOR LINERGY EVOLUT | [18 empty] | 1 | 3606480600609 | 0 |  | 930 | 36 | 22 | 1 | 0.792 | 13606480600606 | 10 | 9300 | 40 | 30 | 15 | [9 empty] | 30 | 39900 | 120 | 80 | 50 |  |  |  | 2 | Y | [12 empty] | MD1 | MW | 7326909890 | [14 empty] | set van 12 schroefplaten voor Linergy LGYE 2500 A | ensemble de 12 plaques de vissage pour Linergy LGYE 2500 A | [17 empty] | https://eref.se.com/be/nl/sis-tarif/product/04768 | https://eref.se.com/be/fr/sis-tarif/product/04768
Schneider Electric | Schneider Electric | 01022021 |  | Schneider Electric |  | SED | 04769 |  |  | 100.63 |  | 1 |  | 10 | SET OF 8 SCREWPLATES FOR LINERGY EVOLUTI | LOT DE 8 PLAQUETTES LINERGY EVOLUTION |  | SET OF 8 SCREWPLATES FOR LINERGY EVOLUTI | [18 empty] | 1 | 3606480600616 | 0 |  | 1000 | 36 | 22 | 1 | 0.792 | 13606480600613 | 10 | 9000 | 37.4 | 27.3 | 13.5 | [9 empty] | 30 | 39000 | 120 | 80 | 50 |  |  |  | 2 | Y | [12 empty] | MD1 | MW | 7326909890 | [14 empty] | set van 8 schroefplaten voor Linergy LGYE 4000 A | ensemble de 8 plaques de vissage pour Linergy LGYE 4000 A | [17 empty] | https://eref.se.com/be/nl/sis-tarif/product/04769 | https://eref.se.com/be/fr/sis-tarif/product/04769
Schneider Electric | Schneider Electric | 01022021 |  | Schneider Electric |  | SED | 04772 |  |  | 3.27 |  | 1 |  | 1 | DRUKR DIAM20/GEÏS SOEP RAIL (1 ST=20) | 20 RONDELLES DIAM. 20 / BSI |  | 20 M8/DIAM.20 FLAT WASHERS FLEX.BAR/LGY | [18 empty] | 1 | 3303430047728 | 0 |  | 80 | 11 | 4 | 1 | 0.044 | [7 empty] | 13303430047725 | 20 | 1950 | 40 | 30 | 15 |  | 73303430047727 | 160 | 17440 | 120 | 80 | 30 |  |  |  | 2 | Y | [12 empty] | MD1 | MW | 7318220098 | [5 empty] | 220060 | [8 empty] | 20 drukringen diameter 20 voor geïsoleerde soepele rail | 20 rondelles diamètre 20 pour barre souple isolée | [17 empty] | https://eref.se.com/be/nl/sis-tarif/product/04772 | https://eref.se.com/be/fr/sis-tarif/product/04772
Schneider Electric | Schneider Electric | 01022021 |  | Schneider Electric |  | SED | 04773 |  |  | 3.27 |  | 1 |  | 1 | DRUKR DIAM24/GEÏS SOEP RAIL (1 ST=20) | 20 RONDELLES DIAM. 24 / BSI |  | 20 M8/DIAM.24 FLAT WASHERS FLEX.BAR/LGY | [18 empty] | 1 | 3303430047735 | 0 |  | 120 | 15 | 10 | 2 | 0.3 | [7 empty] | 13303430047732 | 20 | 2980 | 40 | 30 | 15 |  | 73303430047734 | 160 | 23840 | 120 | 80 | 30 |  |  |  | 7 | N | [12 empty] | MD1 | MW | 7318220098 | [5 empty] | 220060 | [8 empty] | 20 drukringen diameter 24 voor geïsoleerde soepele rail | 20 rondelles diamètre 24 pour barre souple isolée | [17 empty] | https://eref.se.com/be/nl/sis-tarif/product/04773 | https://eref.se.com/be/fr/sis-tarif/product/04773
Schneider Electric | Schneider Electric | 01022021 |  | Schneider Electric |  | SED | 04774 |  |  | 3.27 |  | 1 |  | 20 | DRUKR DIAM32/GEÏS SOEP RAIL (1 ST=20) | 20 RONDELLES DIAM. 32 / BSI |  | 20 M8/DIAM.28 FLAT WASHERS FLEX.BAR/LGY | [18 empty] | 1 | 3303430047742 | 0 |  | 180 | 15 | 10 | 2 | 0.3 | 13303430047749 | 20 | 4020 | 40 | 30 | 15 |  | 13303430047749 | 20 | 4021 | 40 | 30 | 15 |  | 73303430047741 | 160 | 32160 | 120 | 80 | 30 |  |  |  | 7 | N | [12 empty] | MD1 | MW | 7318220098 | [5 empty] | 220060 | [8 empty] | 20 drukringen diameter 32 voor geïsoleerde soepele rail | 20 rondelles diamètre 32 pour barre souple isolée | [17 empty] | https://eref.se.com/be/nl/sis-tarif/product/04774 | https://eref.se.com/be/fr/sis-tarif/product/04774
Schneider Electric | Schneider Electric | 01022021 |  | Schneider Electric |  | SED | 04775 |  |  | 3.34 |  | 1 |  | 1 | PLATTE DRUKR.VOOR KABELSCHOENEN (1ST=20) | 20 RONDELLES POUR COSSES<25² |  | 20 M8/DIAM.20 FLAT WASHERS LUGS<25²/LGY | [18 empty] | 1 | 3303430047759 | 0 |  | 89 | 11 | 5 | 1 | 0.055 | [7 empty] | 13303430047756 | 80 | 7420 | 40 | 30 | 15 | [10 empty] | 2 | Y | [12 empty] | MD1 | MW | 7318220098 | [5 empty] | 220060 | [8 empty] | 20 platte drukringen voor kabelschoenen <25² | 20 RONDELLES POUR COSSES<25² | [17 empty] | https://eref.se.com/be/nl/sis-tarif/product/04775 | https://eref.se.com/be/fr/sis-tarif/product/04775
Schneider Electric | Schneider Electric | 01022021 |  | Schneider Electric |  | SED | 04782 |  |  | 17.04 |  | 1 |  | 1 | BOUTEN M8X20 RAILS (1 ST=20) | 20 BOULONS M8X20 BARRES |  | 20 BOLTS 8.8 CLASS M8X20 /LINERGY BS | [18 empty] | 1 | 3303430047827 | 0 |  | 425 | 25 | 13 | 2 | 0.65 | [7 empty] | 13303430047824 | 20 | 8970 | 40 | 30 | 15 |  | 73303430047826 | 60 | 25500 | 120 | 80 | 60 |  |  |  | 7 | N | [12 empty] | MD1 | MW | 7318159590 | [5 empty] | 220060 | [8 empty] | 20 bouten M8x20 rails | 20 boulons M8x20 barres | [17 empty] | https://eref.se.com/be/nl/sis-tarif/product/04782 | https://eref.se.com/be/fr/sis-tarif/product/04782
Schneider Electric | Schneider Electric | 01022021 |  | Schneider Electric |  | SED | 04783 |  |  | 18.33 |  | 1 |  | 1 | BOUTEN M8X25 RAILS (1 ST=20) | 20 BOULONS M8X25 BARRES |  | 21 BOLTS 8.8 CLASS M8X25 /LINERGY BS | [18 empty] | 1 | 3303430047834 | 0 |  | 460 | 15 | 13 | 2 | 0.39 | [7 empty] | 13303430047831 | 20 | 9670 | 40 | 30 | 15 |  | 73303430047833 | 60 | 27600 | 120 | 80 | 60 |  |  |  | 7 | N | [12 empty] | MD1 | MW | 7318159590 | [5 empty] | 220060 | [8 empty] | 20 bouten M8x25 rails | 20 boulons M8x25 barres | [17 empty] | https://eref.se.com/be/nl/sis-tarif/product/04783 | https://eref.se.com/be/fr/sis-tarif/product/04783
Schneider Electric | Schneider Electric | 01022021 |  | Schneider Electric |  | SED | 04784 |  |  | 19.65 |  | 1 |  | 20 | BOUTEN M8X30 RAILS (1 ST=20) | 20 BOULONS M8X30 BARRES |  | 22 BOLTS 8.8 CLASS M8X30 /LINERGY BS | [18 empty] | 1 | 3303430047841 | 0 |  | 490 | 25 | 13 | 3 | 0.975 | 13303430047848 | 20 | 10270 | 40 | 30 | 15 |  | 13303430047848 | 20 | 10270 | 40 | 30 | 15 |  | 73303430047840 | 60 | 29400 | 120 | 80 | 60 |  |  |  | 7 | N | [12 empty] | MD1 | MW | 7318159590 | [5 empty] | 220060 | [8 empty] | 20 bouten M8x30 rails | 20 boulons M8x30 barres | [17 empty] | https://eref.se.com/be/nl/sis-tarif/product/04784 | https://eref.se.com/be/fr/sis-tarif/product/04784
Schneider Electric | Schneider Electric | 01022021 |  | Schneider Electric |  | SED | 04785 |  |  | 21 |  | 1 |  | 20 | BOUTEN M8X35 RAILS (1 ST=20) | 20 BOULONS M8X35 BARRES |  | 23 BOLTS 8.8 CLASS M8X35 /LINERGY BS | [18 empty] | 1 | 3303430047858 | 0 |  | 520 | 25 | 13 | 3 | 0.975 | 13303430047855 | 20 | 10800 | 40 | 30 | 15 |  | 13303430047855 | 20 | 10800 | 40 | 30 | 15 |  | 73303430047857 | 60 | 42200 | 120 | 80 | 60 |  |  |  | 7 | N | [12 empty] | MD1 | MW | 7318159590 | [5 empty] | 220060 | [8 empty] | 20 bouten M8x35 rails | 20 boulons M8x35 barres | [17 empty] | https://eref.se.com/be/nl/sis-tarif/product/04785 | https://eref.se.com/be/fr/sis-tarif/product/04785
Schneider Electric | Schneider Electric | 01022021 |  | Schneider Electric |  | SED | 04786 |  |  | 22.28 |  | 1 |  | 1 | BOUTEN M8X40 RAILS (1 ST=20) | 20 BOULONS M8X40 BARRES |  | 24 BOLTS 8.8 CLASS M8X40 /LINERGY BS | [18 empty] | 1 | 3303430047865 | 0 |  | 565 | 25 | 13 | 3 | 0.975 | [7 empty] | 13303430047862 | 12 | 7130 | 40 | 30 | 15 | [10 empty] | 7 | N | [12 empty] | MD1 | MW | 7318159590 | [5 empty] | 220060 | [8 empty] | 20 bouten M8x40 rails | 20 boulons M8x40 barres | [17 empty] | https://eref.se.com/be/nl/sis-tarif/product/04786 | https://eref.se.com/be/fr/sis-tarif/product/04786
Schneider Electric | Schneider Electric | 01022021 |  | Schneider Electric |  | SED | 04787 |  |  | 23.61 |  | 1 |  | 12 | BOUTEN M8X45 RAILS (1 ST=20) | 20 BOULONS M8X45 BARRES |  | 25 BOLTS 8.8 CLASS M8X45 /LINERGY BS | [18 empty] | 1 | 3303430047872 | 0 |  | 975 | 25 | 13 | 3 | 0.975 | 13303430047879 | 12 | 12170 | 40 | 30 | 15 |  | 13303430047879 | 12 | 12170 | 40 | 30 | 15 | [10 empty] | 7 | N | [12 empty] | MD1 | MW | 7318159590 | [5 empty] | 220060 | [8 empty] | 20 bouten M8x45 rails | 20 boulons M8x45 barres | [17 empty] | https://eref.se.com/be/nl/sis-tarif/product/04787 | https://eref.se.com/be/fr/sis-tarif/product/04787
Schneider Electric | Schneider Electric | 01022021 |  | Schneider Electric |  | SED | 04788 |  |  | 24.87 |  | 1 |  | 1 | BOUTEN M8X50 RAILS (1 ST=20) | 20 BOULONS M8X50 BARRES |  | 26 BOLTS 8.8 CLASS M8X50 /LINERGY BS | [18 empty] | 1 | 3303430047889 | 0 |  | 615 | 25 | 13 | 3 | 0.975 | [7 empty] | 13303430047886 | 12 | 7850 | 40 | 30 | 15 |  | 73303430047888 | 48 | 29520 | 120 | 80 | 60 |  |  |  | 7 | N | [12 empty] | MD1 | MW | 7318159590 | [5 empty] | 220060 | [8 empty] | 20 bouten M8x50 rails | 20 boulons M8x50 barres | [17 empty] | https://eref.se.com/be/nl/sis-tarif/product/04788 | https://eref.se.com/be/fr/sis-tarif/product/04788
Schneider Electric | Schneider Electric | 01022021 |  | Schneider Electric |  | SED | 04794 |  |  | 16.05 |  | 1 |  | 1 | MARK. LINERGY (1 ST=12) | 12 REPERES LINERGY |  | 12 PHASE MARKER/LINERGY LGY/LGYE PROFILE | [18 empty] | 1 | 3303430047940 | 0 |  | 50 | 15 | 10 | 3 | 0.45 | [7 empty] | 13303430047947 | 20 | 1060 | 40 | 30 | 15 |  |  | 160 | 18400 | 120 | 80 | 45 |  |  |  | 2 | Y | [12 empty] | MD1 | MW | 3926909790 | [5 empty] | 220060 | [8 empty] | 12 markeringen Linergy | 12 repères Linergy | [17 empty] | https://eref.se.com/be/nl/sis-tarif/product/04794 | https://eref.se.com/be/fr/sis-tarif/product/04794
Schneider Electric | Schneider Electric | 01022021 |  | Schneider Electric |  | SED | 04809 |  |  | 20.37 |  | 1 |  | 12 | AFDEKDOP POLYPACT | CACHE DENT POLYPACT |  | 4P TOOTH-CAPS /LINERGY FC D.BLK NSX250 | [18 empty] | 1 | 3303430048091 | 0 |  | 34 | 14 | 5 | 6 | 0.42 | 13303430048098 | 12 | 700 | 40 | 15 | 30 |  | 53303430048096 | 24 | 1591 | 60 | 40 | 30 |  | 23303430048095 | 96 | 10000 | 60 | 80 | 44 |  |  |  | 2 | Y | [12 empty] | MD1 | MW | 8547200090 | [5 empty] | 220060 | [8 empty] | Afdekdop Polypact | Cache dent Polypact | [17 empty] | https://eref.se.com/be/nl/sis-tarif/product/04809 | https://eref.se.com/be/fr/sis-tarif/product/04809
Schneider Electric | Schneider Electric | 01022021 |  | Schneider Electric |  | SED | 04810 |  |  | 41.33 |  | 1 |  | 1 | Linergy Cache dents NSXm 160A (12st) | Linergy Cache dents NSXm 160A (12pc) |  | 12*TOOTH-CAP 1P LINERGY FC D.BLK NSXM160 | [18 empty] | 1 | 3606489930134 | 0 |  | 130 | 19 | 12 | 6 | 1.368 | [7 empty] | 13606489930131 | 50 | 7000 | 60 | 40 | 30 |  | 23606489930138 | 50 | 15500 | 80 | 60 | 45 |  |  |  | 7 | N | [12 empty] | MD1 | MW | 85472000
Schneider Electric | Schneider Electric | 01022021 |  | Schneider Electric |  | SED | 04842 |  |  | 289.02 |  | 1 |  | 1 | KAP VERB NS1600 HZ VAST | CAPOT LIAISON NS1600 HZ.FIXE |  | CONN.COVER HZ.FIX.NS1600 | [18 empty] | 1 | 3303430048428 | 0 |  | 3064 | 31 | 30 | 2 | 1.86 | [7 empty] | 13303430048425 | 4 | 12680 | 40 | 30 | 30 |  | 73303430048427 | 32 | 113450 | 120 | 80 | 75 |  |  |  | 7 | N | [12 empty] | MD1 | MW | 7326909890 | [5 empty] | 220060 | [8 empty] | Kap verbinding NS1600 horizontaal vast | Capot liaison NS1600 horizontal fixe | [17 empty] | https://eref.se.com/be/nl/sis-tarif/product/04842 | https://eref.se.com/be/fr/sis-tarif/product/04842
Schneider Electric | Schneider Electric | 01022021 |  | Schneider Electric |  | SED | 04851 |  |  | 192.08 |  | 1 |  | 4 | KAP ASL VOOR NS1600 V VAST | CAPOT RAV NS1600 V. FIXE |  | FRONT CONN.COVER V.FIX.NS1600 | [18 empty] | 1 | 3303430048510 | 0 |  | 9246 | 67 | 62 | 8 | 33.232 | 13303430048517 | 4 | 36240 | 16.5 | 82 | 53.5 | [8 empty] | 73303430048519 | 16 | 144960 | 120 | 80 | 80 |  |  |  | 2 | Y | [12 empty] | MD1 | MW | 7326909890 | [5 empty] | 220060 | [8 empty] | Kap aansluiting vooraan NS1600 verticaal vast | Capot raccordement avant NS1600 vertical fixe | [17 empty] | https://eref.se.com/be/nl/sis-tarif/product/04851 | https://eref.se.com/be/fr/sis-tarif/product/04851
Schneider Electric | Schneider Electric | 01022021 |  | Schneider Electric |  | SED | 04852 |  |  | 198.2 |  | 1 |  | 1 | KAP ASL VOOR NS1600-NT V | CAPOT RAV NS1600-NT V. |  | FRONT V. CONN.COVER NS-MTZ1/NT | [18 empty] | 1 | 3303430048527 | 0 |  | 7212 | 81 | 64 | 9 | 46.656 | [23 empty] | 2 | Y | [12 empty] | MD1 | MW | 8538909999 | [5 empty] | 220060 | [8 empty] | Kap aansluiting vooraan NS1600-NT verticaal | Capot raccordement avant NS1600-NT vertical | [17 empty] | https://eref.se.com/be/nl/sis-tarif/product/04852 | https://eref.se.com/be/fr/sis-tarif/product/04852
Schneider Electric | Schneider Electric | 01022021 |  | Schneider Electric |  | SED | 04853 |  |  | 433.56 |  | 1 |  | 1 | KAP ASL ACHT NS1600 V VAST | CAPOT RAR NS1600 V. FIXE |  | REAR CONN.COV.V.FIX.NS1600 | [18 empty] | 1 | 3303430048534 | 0 |  | 8430 | 96 | 65 | 6 | 37.44 | [15 empty] | 10 | 84200 | 120 | 80 | 80 |  |  |  | 7 | N | [12 empty] | MD1 | MW | 8538909999 | [5 empty] | 220060 | [8 empty] | Kap aansluiting achteraan NS1600 verticaal vast | Capot raccordement arrière NS1600 vertical fixe | [17 empty] | https://eref.se.com/be/nl/sis-tarif/product/04853 | https://eref.se.com/be/fr/sis-tarif/product/04853
Schneider Electric | Schneider Electric | 01022021 |  | Schneider Electric |  | SED | 04854 |  |  | 464.6 |  | 1 |  | 1 | KAP ASL ACHT NS1600-NT V | CAPOT RAR NS1600-NT V. |  | REAR HORIZ CONN.COVER NS-MTZ1/NT | [18 empty] | 1 | 3303430048541 | 0 |  | 9920 | 95 | 64 | 6 | 36.48 | [14 empty] | 73303430048540 | 10 | 110000 | 120 | 80 | 72 |  |  |  | 7 | N | [12 empty] | MD1 | MW | 8538909999 | [5 empty] | 220060 | [8 empty] | Kap aansluiting achteraan NS1600-NT verticaal | Capot raccordement arrière NS1600-NT vertical | [17 empty] | https://eref.se.com/be/nl/sis-tarif/product/04854 | https://eref.se.com/be/fr/sis-tarif/product/04854
Schneider Electric | Schneider Electric | 01022021 |  | Schneider Electric |  | SED | 04855 |  |  | 115.41 |  | 1 |  | 1 | KAP NS1600-NT V 3P B400 | ECRAN JDB NS1600-NT V 3P LARG 400 |  | BUSBAR COVER V. NS-MTZ1/NT W400 | [18 empty] | 1 | 3303430048558 | 0 |  | 2800 | 33 | 33 | 10 | 10.89 | [7 empty] | 13303430048555 | 4 | 11860 | 60 | 40 | 30 |  | 73303430048557 | 16 | 47440 | 120 | 80 | 45 |  |  |  | 7 | N | [12 empty] | MD1 | MW | 7326909890 | [5 empty] | 220060 | [8 empty] | KAP NS1600-NT V 3P B400 | ECRAN JDB NS1600-NT V 3P LARG 400 | [17 empty] | https://eref.se.com/be/nl/sis-tarif/product/04855 | https://eref.se.com/be/fr/sis-tarif/product/04855
Schneider Electric | Schneider Electric | 01022021 |  | Schneider Electric |  | SED | 04860 |  |  | 128.99 |  | 1 |  | 1 | KAP VOOR NW IN SPECIAAL KOLOM | ECRAN JDB NW/ISFL |  | BUSBAR COVER V. MTZ2/NW/ISFL W650 | [18 empty] | 1 | 3303430048602 | 0 |  | 4530 | 58 | 34 | 10 | 19.72 | [15 empty] | 8 | 39360 | 120 | 80 | 80 |  |  |  | 7 | N | [12 empty] | MD1 | MW | 7326909890 | [5 empty] | 220060 | [8 empty] | Prisma Plus - P-systeem - railafdekplaat voor NW of ISFL - B = 650 mm | Ecran jeu de barres NW ou ISFL vertical, L = 650 mm | [17 empty] | https://eref.se.com/be/nl/sis-tarif/product/04860 | https://eref.se.com/be/fr/sis-tarif/product/04860
Schneider Electric | Schneider Electric | 01022021 |  | Schneider Electric |  | SED | 04861 |  |  | 706.1 |  | 1 |  | 1 | KAP ASL VOOR NW | CAPOT RAV NW |  | FRONT CONN. COVER MTZ2/NW | [18 empty] | 1 | 3303430048619 | 0 |  | 9520 | 71 | 64 | 9 | 40.896 | [14 empty] | 73303430048618 | 10 | 92600 | 120 | 80 | 75 |  |  |  | 2 | Y | [12 empty] | MD1 | MW | 7326909890 | [5 empty] | 220060 | [8 empty] | Kap aansluiting vooraan NW | Capot raccordement avant NW | [17 empty] | https://eref.se.com/be/nl/sis-tarif/product/04861 | https://eref.se.com/be/fr/sis-tarif/product/04861
Schneider Electric | Schneider Electric | 01022021 |  | Schneider Electric |  | SED | 04863 |  |  | 627.34 |  | 1 |  | 1 | KAP ASL ACHT. NW | CAPOT RAR NW |  | REAR CONN. COVER MTZ2/NW | [18 empty] | 1 | 3303430048633 | 0 |  | 14870 | 71 | 64 | 9 | 40.896 | [15 empty] | 20 | 297200 | 120 | 80 | 80 |  |  |  | 7 | N | [12 empty] | MD1 | MW | 7326909890 | [5 empty] | 220060 | [8 empty] | Kap aansluiting achteraan NW | Capot raccordement arrière NW | [17 empty] | https://eref.se.com/be/nl/sis-tarif/product/04863 | https://eref.se.com/be/fr/sis-tarif/product/04863
Schneider Electric | Schneider Electric | 01022021 |  | Schneider Electric |  | SED | 04871 |  |  | 442.15 |  | 1 |  | 1 | KAP CANALIS | CAPOT CANALIS |  | CANALIS | [18 empty] | 1 | 3303430048718 | 0 |  | 6153 | 67 | 61 | 4 | 16.348 | [23 empty] | 7 | N | [12 empty] | MD1 | MW | 7326909890 | [5 empty] | 220060 | [8 empty] | Kap Canalis | Capot Canalis | [17 empty] | https://eref.se.com/be/nl/sis-tarif/product/04871 | https://eref.se.com/be/fr/sis-tarif/product/04871
Schneider Electric | Schneider Electric | 01022021 |  | Schneider Electric |  | SED | 04901 |  |  | 35.77 |  | 1 |  | 7 | AFSCHD VORM 3 HZ | SEPARATEUR HZ. |  | FORM 3 HORIZONTAL PARTITION | [18 empty] | 1 | 3303430049012 | 0 |  | 2565 | 57 | 35 | 2 | 3.99 | 13303430049019 | 7 | 18160 | 30 | 60 | 40 |  | 23303430049016 | 4 | 11100 | 60 | 40 | 30 |  |  | 48 | 123840 | 120 | 80 | 103 |  |  |  | 2 | Y | [12 empty] | MD1 | MW | 7326909890 | [5 empty] | 220060 | [8 empty] | Afscheiding Vorm 3 horizontaal | Séparateur Forme 3 horizontal | [17 empty] | https://eref.se.com/be/nl/sis-tarif/product/04901 | https://eref.se.com/be/fr/sis-tarif/product/04901
Schneider Electric | Schneider Electric | 01022021 |  | Schneider Electric |  | SED | 04911 |  |  | 107.69 |  | 1 |  | 1 | AFSCHM TUSSEN KOLOMMEN D400 | CLOISON INTERCELLULES P400 |  | INTER-CUBICLE PARTITION D400 | [18 empty] | 1 | 3303430049111 | 0 |  | 6710 | 98 | 34 | 4 | 13.328 | [15 empty] | 20 | 158800 | 120 | 80 | 80 |  |  |  | 2 | Y | [12 empty] | MD1 | MW | 8538909999 | [5 empty] | 220060 | [8 empty] | Afscherming tussen cellen D400 | Cloison intercellules P400 | [17 empty] | https://eref.se.com/be/nl/sis-tarif/product/04911 | https://eref.se.com/be/fr/sis-tarif/product/04911
Schneider Electric | Schneider Electric | 01022021 |  | Schneider Electric |  | SED | 04915 |  |  | 43.63 |  | 1 |  | 40 | VOLLE SCHEIDINGSPLAAT HZ BARENSTEL L400 | SEPARAT.PLEIN JDB HZ L400 P400 |  | PLAIN BARRIER HZ.BB.W400 D400 | [18 empty] | 1 | 3303430049159 | 0 |  | 600 | 42 | 35 | 0 | 0 | 13303430049156 | 40 | 23200 | 15 | 61 | 41 |  | 13303430049156 | 40 | 23800 | 60 | 40 | 30 |  |  | 160 | 106400 | 120 | 80 | 80 |  |  |  | 2 | Y | [12 empty] | MD1 | MW | 3926909790 | [5 empty] | 220060 | [8 empty] | VOLLE SCHEIDINGSPLAAT HZ BARENSTEL L400 P400 | SEPARAT.PLEIN JDB HZ L400 P400 | [17 empty] | https://eref.se.com/be/nl/sis-tarif/product/04915 | https://eref.se.com/be/fr/sis-tarif/product/04915
Schneider Electric | Schneider Electric | 01022021 |  | Schneider Electric |  | SED | 04919 |  |  | 43.63 |  | 1 |  | 10 | VOLLE SCH PLAAT HZ BAR STEL L800 P400 | SEPARAT.PLEIN JDB HZ L800 P400 |  | PLAIN BARRIER HZ.BB.W800 D400 | [18 empty] | 1 | 3303430049197 | 0 |  | 2095 | 47 | 35 | 4 | 6.58 | 13303430049194 | 10 | 22200 | 40 | 60 | 30 |  | 13303430049194 | 10 | 22300 | 60 | 40 | 30 |  |  | 40 | 100800000000000 | 120 | 80 | 45 |  |  |  | 2 | Y | [12 empty] | MD1 | MW | 8537109899 | [5 empty] | 220060 | [8 empty] | VOLLE SCH PLAAT HZ BAR STEL L800 P400 | SEPARAT.PLEIN JDB HZ L800 P400 | [17 empty] | https://eref.se.com/be/nl/sis-tarif/product/04919 | https://eref.se.com/be/fr/sis-tarif/product/04919
Schneider Electric | Schneider Electric | 01022021 |  | Schneider Electric |  | SED | 04920 |  |  | 74.71 |  | 1 |  | 1 | FRONT BESCHERMING VOOR LAT.RAILSTEL L | ECRAN FAV JDB V.LATERAL L300 |  | W300 FR.BARRIER FOR LAT.V.BB. | [18 empty] | 1 | 3303430049203 | 0 |  | 6860 | 101 | 24 | 6 | 14.544 | [14 empty] | 73303430049202 | 48 | 339600 | 120 | 80 | 80 |  |  |  | 2 | Y | [12 empty] | MD1 | MW | 8538909999 | [5 empty] | 220060 | [9 empty] | Ecran Forme 2 face avant pour jeu de barres vertical latéral, L = 300 mm | [17 empty] | https://eref.se.com/be/nl/sis-tarif/product/04920 | https://eref.se.com/be/fr/sis-tarif/product/04920
Schneider Electric | Schneider Electric | 01022021 |  | Schneider Electric |  | SED | 04921 |  |  | 72.47 |  | 1 |  | 1 | AFSCHM V2 VZD V LAT RST | ECRAN FAV JDB V.LATERAL |  | W150 FR.BARRIER FOR LAT.V.BB. | [18 empty] | 1 | 3303430049210 | 0 |  | 2210 | 105 | 12 | 3 | 3.78 | [15 empty] | 120 | 278400 | 120 | 80 | 80 |  |  |  | 2 | Y | [12 empty] | MD1 | MW | 8538909999 | [5 empty] | 220060 | [8 empty] | Afscherming Vorm 2 voorzijde verticaal lateraal railstel | Ecran Forme 2 face avant jeu de barres vertical latéral | [17 empty] | https://eref.se.com/be/nl/sis-tarif/product/04921 | https://eref.se.com/be/fr/sis-tarif/product/04921
Schneider Electric | Schneider Electric | 01022021 |  | Schneider Electric |  | SED | 04922 |  |  | 143.9 |  | 1 |  | 1 | LAT AFSCHM V2 V LAT RST | ECRAN LAT.JDB V.LATERAL |  | FORM 2 SIDE BARRIER FOR LAT.VERT.BB. | [18 empty] | 1 | 3303430049227 | 0 |  | 6200 | 182 | 13 | 4 | 9.464 | [23 empty] | 2 | Y | [12 empty] | MD1 | MW | 8538909999 | [5 empty] | 220060 | [8 empty] | Zijdelingse afscherming Vorm 2 verticaal lateraal railstel | Ecran Forme 2 latéral jeu de barres vertical latéral | [17 empty] | https://eref.se.com/be/nl/sis-tarif/product/04922 | https://eref.se.com/be/fr/sis-tarif/product/04922
Schneider Electric | Schneider Electric | 01022021 |  | Schneider Electric |  | SED | 04924 |  |  | 64.75 |  | 1 |  | 1 | SET OND.BR LAT AFSCHM VORM 2 | KIT INTERRUPTION ECRAN LAT. |  | FORM 2 SIDE BARRIER RESTORATION KIT | [18 empty] | 1 | 3303430049241 | 0 |  | 480 | 32 | 28 | 3 | 2.688 | [7 empty] | 13303430049248 | 16 | 8490 | 60 | 40 | 30 | [10 empty] | 7 | N | [12 empty] | MD1 | MW | 8538909999 | [5 empty] | 220060 | [8 empty] | Set onderbreking zijdelingse afscherming Vorm 2 | Kit interruption écran Forme 2 latéral | [17 empty] | https://eref.se.com/be/nl/sis-tarif/product/04924 | https://eref.se.com/be/fr/sis-tarif/product/04924
Schneider Electric | Schneider Electric | 01022021 |  | Schneider Electric |  | SED | 04925 |  |  | 158.42 |  | 1 |  | 4 | PARTITION CONN.LGYE DEV>800A W650 D600 | CAPOT LIAISON LGYE APP>800A L650 P400 |  | PARTITION CONN.LGYE DEV>800A W650 D600 | [18 empty] | 1 | 3606480909917 | 0 |  | 2800 | 62 | 36 | 4 | 8.928 | 13606480909914 | 4 | 10800 | 83 | 53 | 18 | [9 empty] | 32 | 86400 | 120 | 80 | 83 |  |  |  | 7 | N | [12 empty] | MD1 | MW | 7326909890 | [33 empty] | https://eref.se.com/be/nl/sis-tarif/product/04925 | https://eref.se.com/be/fr/sis-tarif/product/04925
Schneider Electric | Schneider Electric | 01022021 |  | Schneider Electric |  | SED | 04926 |  |  | 130.66 |  | 1 |  | 4 | KAP VERB V APPARAAT>800A L650 | CAPOT LIAIS. APP.V. >800A L650 |  | PARTITION CONN. DEV>800A W650 D600 | [18 empty] | 1 | 3303430049265 | 0 |  | 2819 | 67 | 41 | 4 | 10.988 | 13303430049262 | 4 | 9860 | 82 | 54 | 17 | [8 empty] | 73303430049264 | 32 | 78880 | 120 | 80 | 81 |  |  |  | 2 | Y | [12 empty] | MD1 | MW | 7326909890 | [5 empty] | 220060 | [8 empty] | Kap verbinding verticaal apparaat > 800A L650 | Capot liaison appareil vertical > 800A L650 | [17 empty] | https://eref.se.com/be/nl/sis-tarif/product/04926 | https://eref.se.com/be/fr/sis-tarif/product/04926
Schneider Electric | Schneider Electric | 01022021 |  | Schneider Electric |  | SED | 04927 |  |  | 105.68 |  | 1 |  | 12 | KAP RAILSTELVERBINDING | CAPOT LIAISON ADD L650P600 |  | ADDITIONAL PARTITION CONN.W650 D600 | [18 empty] | 1 | 3303430049272 | 0 |  | 1120 | 58 | 22 | 2 | 2.552 | 13303430049279 | 12 | 14130 | 30 | 60 | 40 |  | 13303430049279 | 12 | 14130 | 60 | 40 | 30 | [10 empty] | 7 | N | [12 empty] | MD1 | MW | 7326909890 | [5 empty] | 220060 | [8 empty] | Prisma Plus - P-systeem - extra afdekplaat voor verbinding - L = 650 mm | Capot additionnel pour liaison > 800 A, L = 650 mm, P = 600 mm | [17 empty] | https://eref.se.com/be/nl/sis-tarif/product/04927 | https://eref.se.com/be/fr/sis-tarif/product/04927
Schneider Electric | Schneider Electric | 01022021 |  | Schneider Electric |  | SED | 04928 |  |  | 77.9 |  | 1 |  | 12 | ADDITIONAL PARTITION LGYE CONN.W650 D600 | CAPOT ADDITIONNEL LIAISON LGYE L650 P600 |  | ADDITIONAL PARTITION LGYE CONN.W650 D600 | [18 empty] | 1 | 3606480909924 | 0 |  | 1047 | 58 | 19 | 2 | 2.204 | 13606480909921 | 12 | 12240 | 60 | 40 | 30 |  | 13606480909921 | 12 | 13149 | 60 | 40 | 30 | [10 empty] | 7 | N | [12 empty] | MD1 | MW | 7326909890 | [33 empty] | https://eref.se.com/be/nl/sis-tarif/product/04928 | https://eref.se.com/be/fr/sis-tarif/product/04928
Schneider Electric | Schneider Electric | 01022021 |  | Schneider Electric |  | SED | 04931 |  |  | 87.44 |  | 1 |  | 1 | AFSCHM VERLENGING D200 TOT D600 MET 0491 | CLOISON INTERCELLULES P600 |  | INTER-CUBICLE PARTITION D600 | [18 empty] | 1 | 3303430049319 | 0 |  | 3610 | 98 | 35 | 4 | 13.72 | [15 empty] | 42 | 149520 | 120 | 80 | 80 |  |  |  | 2 | Y | [12 empty] | MD1 | MW | 8538909999 | [5 empty] | 220060 | [8 empty] | Afscherming tussen cellen D600 | Cloison intercellules P600 | [17 empty] | https://eref.se.com/be/nl/sis-tarif/product/04931 | https://eref.se.com/be/fr/sis-tarif/product/04931
Schneider Electric | Schneider Electric | 01022021 |  | Schneider Electric |  | SED | 04943 |  |  | 149.13 |  | 1 |  | 1 | ST ACHT. AFSCHD VORM 3 | SUP.ARRIERE SEPARATEUR |  | F3 PARTITION REAR SUPPORT | [18 empty] | 1 | 3303430049432 | 0 |  | 7100 | 186 | 13 | 4 | 9.672 | [23 empty] | 2 | Y | [12 empty] | MD1 | MW | 8538909999 | [5 empty] | 220060 | [8 empty] | Steun achteraan afscheiding Vorm 3 | Support arrière séparateur Forme 3 | [17 empty] | https://eref.se.com/be/nl/sis-tarif/product/04943 | https://eref.se.com/be/fr/sis-tarif/product/04943
Schneider Electric | Schneider Electric | 01022021 |  | Schneider Electric |  | SED | 04946 |  |  | 152.2 |  | 1 |  | 1 | VORM 4 ACHTERPLAAT | TOLE DE FOND FORME 4 |  | F4 BACKPLATE FRONT CONN.D600 | [18 empty] | 1 | 3303430049463 | 0 |  | 6480 | 94 | 38 | 5 | 17.86 | [14 empty] | 73303430049462 | 20 | 129600 | 120 | 80 | 56 |  |  |  | 7 | N | [12 empty] | MD1 | MW | 8538100000 | [14 empty] | VORM 4 ACHTERPLAAT | TOLE DE FOND FORME 4 | [17 empty] | https://eref.se.com/be/nl/sis-tarif/product/04946 | https://eref.se.com/be/fr/sis-tarif/product/04946
Schneider Electric | Schneider Electric | 01022021 |  | Schneider Electric |  | SED | 04951 |  |  | 19.85 |  | 1 |  | 1 | VORM 4 WARTELPLAAT 3/4M | PLAQUE PASSE CABLE DE 3 A 4 MOD |  | FORM 4 CABLE GLAND PLATE 3/4 MODULES | [18 empty] | 1 | 3303430049517 | 0 |  | 312 | 32 | 20 | 3 | 1.92 | [7 empty] | 13303430049514 | 15 | 5383 | 60 | 40 | 30 | [10 empty] | 7 | N | [12 empty] | MD1 | MW | 3926909790 | [14 empty] | VORM 4 WARTELPLAAT 3/4M | PLAQUE PASSE CABLE FORME 4 3 À 4 MOD | [17 empty] | https://eref.se.com/be/nl/sis-tarif/product/04951 | https://eref.se.com/be/fr/sis-tarif/product/04951
Schneider Electric | Schneider Electric | 01022021 |  | Schneider Electric |  | SED | 04952 |  |  | 27.45 |  | 1 |  | 1 | VORM 4 WARTELPLAAT 5/6M | PLAQUE PASSE CABLE DE 4 A 6 MOD |  | FORM 4 CABLE GLAND PLATE 5/6 MODULES | [18 empty] | 1 | 3303430049524 | 0 |  | 480 | 32 | 30 | 3 | 2.88 | [7 empty] | 13303430049521 | 10 | 5980 | 60 | 40 | 30 | [10 empty] | 7 | N | [12 empty] | MD1 | MW | 3926909790 | [14 empty] | VORM 4 WARTELPLAAT 5/6M | PLAQUE PASSE CABLE FORME 4 5 À 6 MOD | [17 empty] | https://eref.se.com/be/nl/sis-tarif/product/04952 | https://eref.se.com/be/fr/sis-tarif/product/04952
Schneider Electric | Schneider Electric | 01022021 |  | Schneider Electric |  | SED | 04953 |  |  | 125.69 |  | 1 |  | 1 | VORM 4 AFSCHERMING 3/5M | CAPOT FORME 4 RACCORDS REPORTE 3 A 5 MOD |  | FORM 4B COVER TRANSF.CONNECTION 3/5M | [18 empty] | 1 | 3303430049531 | 0 |  | 1960 | 34 | 30 | 4 | 4.08 | [7 empty] | 13303430049538 | 6 | 12400 | 60 | 40 | 30 | [10 empty] | 7 | N | [12 empty] | MD1 | MW | 7326909890 | [14 empty] | Prisma Plus - P System - Vorm 4 plaat voor aansluiting overdracht - 3 tot 5 mod. | Capot Forme 4 raccordement reporté 3 à 5 modules | [17 empty] | https://eref.se.com/be/nl/sis-tarif/product/04953 | https://eref.se.com/be/fr/sis-tarif/product/04953
Schneider Electric | Schneider Electric | 01022021 |  | Schneider Electric |  | SED | 04954 |  |  | 138.32 |  | 1 |  | 1 | VORM 4 AFSCHERMING 4/6M | PARTITION CONN. F4 TRANSF. 4/6M |  | FORM 4B COVER TRANSF.CONNECTION 4/6M | [18 empty] | 1 | 3303430049548 | 0 |  | 2800 | 34 | 30 | 4 | 4.08 | [14 empty] | 73303430049547 | 24 | 82424 | 120 | 80 | 75 |  |  |  | 7 | N | [12 empty] | MD1 | MW | 7326909890 | [14 empty] | Prisma Plus - P System - Vorm 4 plaat voor aansluiting overdracht - 4 tot 6 mod. | Capot Forme 4 raccordement reporté 4 à 6 modules | [17 empty] | https://eref.se.com/be/nl/sis-tarif/product/04954 | https://eref.se.com/be/fr/sis-tarif/product/04954
Schneider Electric | Schneider Electric | 01022021 |  | Schneider Electric |  | SED | 04955 |  |  | 20.32 |  | 1 |  | 1 | V. AFSCHD VORM 3 ASL ACHT.3/4M | SEPARATEUR VERTICAL .F3 RAR 3/4 |  | FORM 3 REAR CONN. -VERT.PARTITION 3/4M | [18 empty] | 1 | 3303430049555 | 0 |  | 400 | 24 | 21 | 3 | 1.512 | [7 empty] | 13303430049552 | 40 | 16640 | 60 | 40 | 30 | [10 empty] | 7 | N | [12 empty] | MD1 | MW | 8538909999 | [5 empty] | 220060 | [8 empty] | Verticale afscheiding Vorm 3 aansluiting achteraan 3/4 modules | Séparateur vertical Forme 3 raccordement arrière 3/4 modules | [17 empty] | https://eref.se.com/be/nl/sis-tarif/product/04955 | https://eref.se.com/be/fr/sis-tarif/product/04955
Schneider Electric | Schneider Electric | 01022021 |  | Schneider Electric |  | SED | 04956 |  |  | 27.27 |  | 1 |  | 1 | V. AFSCHD VORM 3 ASL ACHT.5/6M | SEPARATEUR V.F3 RAR 5/6M |  | FORM 3 REAR CONN. -VERT.PARTITION 5/6M | [18 empty] | 1 | 3303430049562 | 0 |  | 560 | 30 | 24 | 3 | 2.16 | [7 empty] | 13303430049569 | 30 | 18400 | 60 | 40 | 30 | [10 empty] | 7 | N | [12 empty] | MD1 | MW | 8538909999 | [5 empty] | 220060 | [8 empty] | Verticale afscheiding Vorm 3 aansluiting achteraan 5/6 modules | Séparateur vertical Forme 3 raccordement arrière 5/6 modules | [17 empty] | https://eref.se.com/be/nl/sis-tarif/product/04956 | https://eref.se.com/be/fr/sis-tarif/product/04956
Schneider Electric | Schneider Electric | 01022021 |  | Schneider Electric |  | SED | 04963 |  |  | 56.36 |  | 1 |  | 6 | KAP HZ.RST 4000A L300 D600 | CAPOT JDB HZ.4000A L300 P600 |  | FORM 2 COVER HORZ.BB.4000A W300 D600 | [18 empty] | 1 | 3606480504150 | 0 |  | 2310 | 35 | 33 | 4 | 4.62 | 13606480504157 | 6 | 14556 | 60 | 40 | 21 | [9 empty] | 12 | 39648 | 120 | 80 | 35 |  |  |  | 7 | N | [12 empty] | MD1 | MW | 7326909890 | [14 empty] | Prisma Plus - P Systeem - horizontale railspartitie - 4000 A - W = 300 mm | Prisma Plus - Système P - partition de barres omnibus horiz. -4000 A- W = 300 mm | [17 empty] | https://eref.se.com/be/nl/sis-tarif/product/04963 | https://eref.se.com/be/fr/sis-tarif/product/04963
Schneider Electric | Schneider Electric | 01022021 |  | Schneider Electric |  | SED | 04964 |  |  | 75.15 |  | 1 |  | 4 | KAP HZ.RST 4000A L400 D600 | CAPOT JDB HZ.4000A L400 P600 |  | FORM 2 COVER HORZ.BB.4000A W400 D600 | [18 empty] | 1 | 3606480504167 | 0 |  | 2434 | 41 | 35 | 3 | 4.305 | 13606480504164 | 4 | 10465 | 60 | 40 | 22 | [8 empty] | 73606480504166 | 8 | 32930 | 120 | 80 | 36.5 |  |  |  | 7 | N | [12 empty] | MD1 | MW | 7326909890 | [14 empty] | Prisma Plus - P Systeem - horizontale railspartitie - 4000 A - W = 400 mm | Prisma Plus - Système P - partition de barres omnibus horiz. -4000 A- W = 400 mm | [17 empty] | https://eref.se.com/be/nl/sis-tarif/product/04964 | https://eref.se.com/be/fr/sis-tarif/product/04964
Schneider Electric | Schneider Electric | 01022021 |  | Schneider Electric |  | SED | 04966 |  |  | 121.23 |  | 1 |  | 1 | KAP HZ.RST 4000A L650 D600 | CAPOT JDB HZ.4000A L650 P600 |  | FORM 2 COVER HORZ.BB.4000A W650 D600 | [18 empty] | 1 | 3606480504174 | 0 |  | 3748 | 58 | 35 | 2 | 4.06 | [7 empty] | 13606480504171 | 3 | 11244 | 60 | 40 | 30 | [10 empty] | 2 | Y | [12 empty] | MD1 | MW | 7326909890 | [14 empty] | Prisma Plus - P Systeem - horizontale railspartitie - 4000 A - W = 650 mm | Prisma Plus - Système P - partition de barres omnibus horiz. -4000 A- W = 650 mm | [17 empty] | https://eref.se.com/be/nl/sis-tarif/product/04966 | https://eref.se.com/be/fr/sis-tarif/product/04966
Schneider Electric | Schneider Electric | 01022021 |  | Schneider Electric |  | SED | 04968 |  |  | 150.31 |  | 1 |  | 2 | KAP HZ.RST 4000A L800 D600 | CAPOT JDB HZ.4000A L800 P600 |  | FORM 2 COVER HORZ.BB.4000A W800 D600 | [18 empty] | 1 | 3606480504181 | 0 |  | 4520 | 73 | 35 | 3 | 7.665 | 13606480504188 | 2 | 9040000 | 82 | 54 | 17 | [8 empty] | 73606480504180 | 12 | 54240 | 120 | 82 | 66 |  |  |  | 7 | N | [12 empty] | MD1 | MW | 7326909890 | [14 empty] | Prisma Plus - P Systeem - horizontale railspartitie - 4000 A - W = 800 mm | Prisma Plus - Système P - partition de barres omnibus horiz. -4000 A- W = 800 mm | [17 empty] | https://eref.se.com/be/nl/sis-tarif/product/04968 | https://eref.se.com/be/fr/sis-tarif/product/04968
Schneider Electric | Schneider Electric | 01022021 |  | Schneider Electric |  | SED | 04973 |  |  | 31.67 |  | 1 |  | 6 | KAP V2 HZ RST L300 D400 | CAPOT JDB HZ.L300 P400 |  | FORM 2 COVER HORZ.BUSBAR W300 D400 | [18 empty] | 1 | 3606480504198 | 0 |  | 1310 | 35 | 31 | 4 | 4.34 | 13606480504195 | 6 | 8560 | 60 | 40 | 21 | [9 empty] | 48 | 84260 | 120 | 80 | 55 |  |  |  | 7 | N | [12 empty] | MD1 | MW | 8538909999 | [14 empty] | Prisma Plus - P Systeem - Vorm 2 kap voor horizontale rails - W = 300 mm | Prisma Plus - Syst. P - couv. Form 2 pour barres omnibus horiz. -2 A- W = 300 mm | [17 empty] | https://eref.se.com/be/nl/sis-tarif/product/04973 | https://eref.se.com/be/fr/sis-tarif/product/04973
Schneider Electric | Schneider Electric | 01022021 |  | Schneider Electric |  | SED | 04974 |  |  | 42.29 |  | 1 |  | 1 | KAP V2 HZ RST L400 D400 | CAPOT JDB HZ.L400 P400 |  | FORM 2 COVER HORZ.BUSBAR W400 D400 | [18 empty] | 1 | 3606480504204 | 0 |  | 1610 | 42 | 36 | 2 | 3.024 | [23 empty] | 2 | Y | [12 empty] | MD1 | MW | 7326909890 | [14 empty] | Prisma Plus - P Systeem - Vorm 2 kap voor horizontale rails - W = 400 mm | Prisma Plus - Système P - couv. Form 2 pour barres omnibus horiz. - W = 400 mm | [17 empty] | https://eref.se.com/be/nl/sis-tarif/product/04974 | https://eref.se.com/be/fr/sis-tarif/product/04974
Schneider Electric | Schneider Electric | 01022021 |  | Schneider Electric |  | SED | 04976 |  |  | 68.69 |  | 1 |  | 4 | KAP V2 HZ RST L650 D400 | CAPOT JDB HZ.L650 P400 |  | FORM 2 COVER HORZ.BUSBAR W650 D400 | [18 empty] | 1 | 3606480504211 | 0 |  | 2180 | 58 | 35 | 3 | 6.09 |  | 4 | 9487 | 60 | 20 | 40 |  | 13606480504218 | 4 | 9650 | 60 | 40 | 30 | [10 empty] | 2 | Y | [12 empty] | MD1 | MW | 7326909890 | [14 empty] | Prisma Plus - P Systeem - Vorm 2 kap voor horizontale rails - W = 650 mm | Prisma Plus - Système P - couv. Form 2 pour barres omnibus horiz. - W = 650 mm | [17 empty] | https://eref.se.com/be/nl/sis-tarif/product/04976 | https://eref.se.com/be/fr/sis-tarif/product/04976
Schneider Electric | Schneider Electric | 01022021 |  | Schneider Electric |  | SED | 04978 |  |  | 84.55 |  | 1 |  | 3 | KAP V2 HZ RST L800 D400 | CAPOT JDB HZ.L800 P400 |  | FORM 2 COVER HORZ.BUSBAR W800 D400 | [18 empty] | 1 | 3606480504228 | 0 |  | 3240 | 73 | 35 | 3 | 7.665 | 13606480504225 | 3 | 9720000 | 82 | 54 | 17 | [8 empty] | 73606480504227 | 9 | 30000 | 120 | 80 | 32 |  |  |  | 7 | N | [12 empty] | MD1 | MW | 8538909999 | [14 empty] | Prisma Plus - P Systeem - Vorm 2 kap voor horizontale rails - W = 800 mm | Prisma Plus - Système P - couv. Form 2 pour barres omnibus horiz. - W = 800 mm | [17 empty] | https://eref.se.com/be/nl/sis-tarif/product/04978 | https://eref.se.com/be/fr/sis-tarif/product/04978
Schneider Electric | Schneider Electric | 01022021 |  | Schneider Electric |  | SED | 04983 |  |  | 47.58 |  | 1 |  | 6 | KAP VORM 2 HZ RST L300 D600 | CAPOT F2 JDB HZ.L300 P600 |  | FORM 2 COVER HORZ.BUSBAR W300 D600 | [18 empty] | 1 | 3606480504235 | 0 |  | 1697 | 35 | 31 | 3 | 3.255 | 13606480504232 | 6 | 10957 | 60 | 40 | 20 | [8 empty] | 73606480504234 | 42 | 136920 | 120 | 80 | 35 |  |  |  | 7 | N | [12 empty] | MD1 | MW | 7326909890 | [14 empty] | Prisma Plus - P Systeem - Vorm 2 kap voor horizontale rails - W = 300 mm | Prisma Plus - Syst. P - couv. Form 2 pour barres omnibus horiz. -2 A- W = 300 mm | [17 empty] | https://eref.se.com/be/nl/sis-tarif/product/04983 | https://eref.se.com/be/fr/sis-tarif/product/04983
Schneider Electric | Schneider Electric | 01022021 |  | Schneider Electric |  | SED | 04984 |  |  | 63.42 |  | 1 |  | 5 | KAP VORM 2 HZ RST L400 D600 | CAPOT F2 JDB HZ.L400 P600 |  | FORM 2 COVER HORZ.BUSBAR W400 D600 | [18 empty] | 1 | 3606480504242 | 0 |  | 2066 | 42 | 35 | 4 | 5.88 | 13606480504249 | 5 | 11000 | 30 | 60 | 40 |  | 13606480504249 | 5 | 11000 | 60 | 40 | 30 |  | 73606480504241 | 30 | 69600 | 120 | 80 | 35 |  |  |  | 2 | Y | [12 empty] | MD1 | MW | 7326909890 | [14 empty] | Prisma Plus - P Systeem - Vorm 2 kap voor horizontale rails - W = 400 mm | Prisma Plus - Système P - couv. Form 2 pour barres omnibus horiz. - W = 400 mm | [17 empty] | https://eref.se.com/be/nl/sis-tarif/product/04984 | https://eref.se.com/be/fr/sis-tarif/product/04984
Schneider Electric | Schneider Electric | 01022021 |  | Schneider Electric |  | SED | 04986 |  |  | 103.06 |  | 1 |  | 4 | KAP VORM 2 HZ RST L650 D600 | KAPOT F2 JDB HZ.L650 P600 |  | FORM 2 COVER HORZ.BUSBAR W650 D600 | [18 empty] | 1 | 3606480504259 | 0 |  | 3100 | 58 | 35 | 3 | 6.09 |  | 4 | 13080 | 60 | 20 | 40 | [17 empty] | 2 | Y | [12 empty] | MD1 | MW | 7326909890 | [14 empty] | Prisma Plus - P Systeem - Vorm 2 kap voor horizontale rails - W = 650 mm | Prisma Plus - Système P - couv. Form 2 pour barres omnibus horiz. - W = 650 mm | [17 empty] | https://eref.se.com/be/nl/sis-tarif/product/04986 | https://eref.se.com/be/fr/sis-tarif/product/04986
Schneider Electric | Schneider Electric | 01022021 |  | Schneider Electric |  | SED | 04988 |  |  | 126.84 |  | 1 |  | 3 | KAP V2 HZ RST L800 D600 | CAPOT F2 JDB HZ.L800 P600 |  | FORM 2 COVER HORZ.BUSBAR W800 D600 | [18 empty] | 1 | 3606480504266 | 0 |  | 3455 | 72 | 36 | 2 | 5.184 | 13606480504263 | 3 | 12900000 | 82 | 54 | 17 | [8 empty] | 73606480504265 | 6 | 25800 | 120 | 80 | 31.5 |  |  |  | 7 | N | [12 empty] | MD1 | MW | 7326909890 | [14 empty] | Prisma Plus - P Systeem - Vorm 2 kap voor horizontale rails - W = 800 mm | Prisma Plus - Système P - couv. Form 2 pour barres omnibus horiz. - W = 800 mm | [17 empty] | https://eref.se.com/be/nl/sis-tarif/product/04988 | https://eref.se.com/be/fr/sis-tarif/product/04988
Schneider Electric | Schneider Electric | 01022021 |  | Schneider Electric |  | SED | 06461 |  |  | 13.79 |  | 1 |  | 50 | ZAKJE 20 MOEREN M6 | 20 VIS ET ECROUS M6 |  | 20 SCREWS ET NUTS M6 | [18 empty] | 1 | 3303430064619 | 0 |  | 248 | 10 | 8 | 2 | 0.16 | 13303430064616 | 50 | 13100 | 40 | 30 | 15 |  | 23303430064613 | 35 | 9000 | 40 | 30 | 15 | [10 empty] | 7 | N | [12 empty] | MD1 | MW | 7318159590 | [14 empty] | Prisma Plus - PH Systeem - schroeven + 20 moeren - M6 | Prisma Plus - Système PH - Vis + écrous (20), M6 | [17 empty] | https://eref.se.com/be/nl/sis-tarif/product/06461 | https://eref.se.com/be/fr/sis-tarif/product/06461
Schneider Electric | Schneider Electric | 01022021 |  | Schneider Electric |  | SRL | 06501 |  |  | 109.17 |  | 1 |  | 1 | 2 STIJLEN H2000 | 2 MONTANTS H 2000 RAL 9001 |  | 2 UPRIGHTS H2000 | [18 empty] | 1 | 3606480334764 | 0 |  | 11140 | 200.8 | 7.8 | 12.3 | 19264.752 | [23 empty] | 5 | N | [12 empty] | SRA | I8 | 8538100000 | [33 empty] | https://eref.se.com/be/nl/sis-tarif/product/06501 | https://eref.se.com/be/fr/sis-tarif/product/06501
Schneider Electric | Schneider Electric | 01022021 |  | Schneider Electric |  | SED | 06502 |  |  | 167.79 |  | 1 |  | 1 | 2 FUNCTIONELE STIJLEN H2000 | 2 MONTANTS ADAPTÉS H 2000 RAL 9001 |  | 2 ADAPTD UPRIGHTS H2000 | [18 empty] | 1 | 3606480334771 | 0 |  | 16834 | 202 | 11.8 | 12.2 | 29079.92 | [23 empty] | 5 | N | [12 empty] | SRA | I8 | 8538100000 | [33 empty] | https://eref.se.com/be/nl/sis-tarif/product/06502 | https://eref.se.com/be/fr/sis-tarif/product/06502
Schneider Electric | Schneider Electric | 01022021 |  | Schneider Electric |  | SRL | 06512 |  |  | 178.01 |  | 1 |  | 1 | 2 KADERS + DAK B300 D500 | 2 CADRES+TOIT PRISMA L300 P500 RAL 9001 |  | 2 FRAMES+ROOF W300 D500 | [18 empty] | 1 | 3606480334887 | 0 |  | 10528 | 50.8 | 9.8 | 30.8 | 15333.472 | [23 empty] | 5 | N | [12 empty] | MD1 | MW | 8538100000 | [14 empty] | 2 KADERS + DAK PRISMA B300 D500 RAL 9001 | 2 CADRES + TOIT PRISMA L300 P500 RAL 9001 | [17 empty] | https://eref.se.com/be/nl/sis-tarif/product/06512 | https://eref.se.com/be/fr/sis-tarif/product/06512
Schneider Electric | Schneider Electric | 01022021 |  | Schneider Electric |  | SED | 06514 |  |  | 327.53 |  | 1 |  | 1 | 2 KADERS + DAK + PLATEN B700 D500 | 2 CADRES+TOIT+FLASQ.L700 P500 RAL 9001 |  | 2 FRAMES+ROOF+FLANGE W700 D500 | [18 empty] | 1 | 3606480334863 | 0 |  | 20154 | 70.8 | 15.4 | 50.8 | 55388.256 | [23 empty] | 5 | N | [12 empty] | MD1 | MW | 8538100000 | [14 empty] | 2 KADERS + DAK + PLATEN B700 D500 | 2 CADRES+TOIT+FLASQ.L700 P500 RAL 9001 | [17 empty] | https://eref.se.com/be/nl/sis-tarif/product/06514 | https://eref.se.com/be/fr/sis-tarif/product/06514
Schneider Electric | Schneider Electric | 01022021 |  | Schneider Electric |  | SRL | 06515 |  |  | 445.84 |  | 1 |  | 1 | 2 KADERS + DAK + PLAAT PRISMA 7300 D800 | 2 CADRES + TOIT + FLASQ L700 P800 RAL 90 |  | 2 FRAMES+ROOF+FLANGE W700 D800 | [18 empty] | 1 | 3606480334870 | 0 |  | 28468 | 70.8 | 80.8 | 15.4 | 88097.856 | [23 empty] | 15 | N | [12 empty] | MD1 | MW | 8538100000 | [14 empty] | 2 KADERS + DAK + PLAAT PRISMA 7300 D800 RAL 9001 | 2 CADRES + TOIT + FLASQ L700 P800 RAL 9001 | [17 empty] | https://eref.se.com/be/nl/sis-tarif/product/06515 | https://eref.se.com/be/fr/sis-tarif/product/06515
Schneider Electric | Schneider Electric | 01022021 |  | Schneider Electric |  | SRL | 06522 |  |  | 147.62 |  | 1 |  | 1 | VOLLE DEUR B300 PRISMA L300 RAL 9001 | PORTE PLEINE PRISMA L300 RAL 9001 |  | PLAIN DOOR W300 | [18 empty] | 1 | 3606480334818 | 0 |  | 14580 | 202 | 5 | 32.5 | 32825 | [23 empty] | 5 | N | [12 empty] | SRA | I8 | 8538100000 | [14 empty] | VOLLE DEUR B300 PRISMA L300 RAL 9001 | PORTE PLEINE PRISMA L300 RAL 9001 | [17 empty] | https://eref.se.com/be/nl/sis-tarif/product/06522 | https://eref.se.com/be/fr/sis-tarif/product/06522
Schneider Electric | Schneider Electric | 01022021 |  | Schneider Electric |  | SED | 06524 |  |  | 284.63 |  | 1 |  | 1 | VOLLE DEUR B700 | PORTE PLEINE PRISMA L700 RAL 9001 |  | PLAIN DOOR W700 | [18 empty] | 1 | 3606480334795 | 0 |  | 25800 | 202 | 72.5 | 5 | 73225 | [23 empty] | 15 | N | [12 empty] | MD1 | MW | 8538100000 | [14 empty] | VOLLE DEUR BREEDTE 700 | PORTE PLEINE PRISMA L700 RAL 9001 | [17 empty] | https://eref.se.com/be/nl/sis-tarif/product/06524 | https://eref.se.com/be/fr/sis-tarif/product/06524
Schneider Electric | Schneider Electric | 01022021 |  | Schneider Electric |  | SED | 06525 |  |  | 370.44 |  | 1 |  | 1 | TRANSPARANTE DEUR B700 | PORTE TRANSPARENTE PRISMA L700 RAL 9001 |  | TRANSPARENT DOOR W700 | [18 empty] | 1 | 3606480334801 | 0 |  | 21000 | 202 | 5 | 72.5 | 73225 | [23 empty] | 22 | N | [12 empty] | MD1 | MW | 8538100000 | [14 empty] | TRANSPARANTE DEUR B700 | PORTE TRANSPARENTE PRISMA L700 RAL 9001 | [17 empty] | https://eref.se.com/be/nl/sis-tarif/product/06525 | https://eref.se.com/be/fr/sis-tarif/product/06525
Schneider Electric | Schneider Electric | 01022021 |  | Schneider Electric |  | SED | 06537 |  |  | 158.87 |  | 1 |  | 1 | ACHTERPANEEL B700 | PANNEAU ARRIÈRE L700 RAL 9001 |  | BACK PANEL W700 | [18 empty] | 1 | 3606480334825 | 0 |  | 20000 | 202 | 5 | 72.5 | 73225 | [23 empty] | 15 | N | [12 empty] | SRA | I8 | 8538100000 | [33 empty] | https://eref.se.com/be/nl/sis-tarif/product/06537 | https://eref.se.com/be/fr/sis-tarif/product/06537
Schneider Electric | Schneider Electric | 01022021 |  | Schneider Electric |  | SRL | 06538 |  |  | 367.27 |  | 1 |  | 1 | 2 ZIJPANELEN D800 RAL 9001 | 2 PANNEAUX LATERAUX P800 RAL 9001 |  | 2 SIDE PANELS D800 RAL 9001 | [18 empty] | 1 | 3606480334856 | 0 |  | 49000 | 198 | 78.2 | 5 | 77418 | [23 empty] | 15 | N | [12 empty] | SRS | I9 | 8538100000 | [14 empty] | 2 ZIJPANELEN D800 RAL 9001 | 2 PANNEAUX LATERAUX P800 RAL 9001 | [17 empty] | https://eref.se.com/be/nl/sis-tarif/product/06538 | https://eref.se.com/be/fr/sis-tarif/product/06538
Schneider Electric | Schneider Electric | 01022021 |  | Schneider Electric |  | SED | 06540 |  |  | 99.75 |  | 1 |  | 1 | FORM 2 FRONT-BACK BARRIER W300 | ECRAN FAV-AR FORM 2 L300 |  | FORM 2 FRONT-BACK BARRIER W300 | [18 empty] | 1 | 3606480334931 | 0 |  | 4314 | 7.5 | 21.5 | 96 | 15480 |  | 1 | 4314 | 7.5 | 21.5 | 96 | [9 empty] | 20 | 99514 | 120 | 80 | 65 |  |  |  | 15 | N | [12 empty] | MD1 | MW | 8538100000 | [33 empty] | https://eref.se.com/be/nl/sis-tarif/product/06540 | https://eref.se.com/be/fr/sis-tarif/product/06540
Schneider Electric | Schneider Electric | 01022021 |  | Schneider Electric |  | SRL | 06541 |  |  | 118.02 |  | 1 |  | 1 | FORM 2 SIDE BARR. EXT. TO D600 | FORM 2 SIDE BARR. EXT. TO D600 |  | FORM 2 SIDE BARR. EXT. TO D600 | [18 empty] | 1 | 3606480334917 | 0 |  | 2624 | 5 | 13.5 | 95.5 | 6446.25 |  | 1 | 2624 | 5 | 13.5 | 95.5 | [9 empty] | 1 | 2624 | 5 | 13.5 | 95.5 |  |  |  | 19 | N | [12 empty] | SRS | I9 | 8538100000 | [14 empty] | FORM 2 SIDE BARR. EXT. TO D600 | FORM 2 SIDE BARR. EXT. TO D600 | [17 empty] | https://eref.se.com/be/nl/sis-tarif/product/06541 | https://eref.se.com/be/fr/sis-tarif/product/06541
Schneider Electric | Schneider Electric | 01022021 |  | Schneider Electric |  | SED | 06543 |  |  | 97.49 |  | 1 |  | 1 | FORM 2 SIDE BARR.EXT. TO D800 | EXT.FORME 2 LATÉRALE A P800 |  | FORM 2 SIDE BARR.EXT. TO D800 | [18 empty] | 1 | 3606480334924 | 0 |  | 6638 | 3.5 | 33 | 96.5 | 11145.75 |  | 1 | 6638 | 3.5 | 33 | 96.5 | [9 empty] | 20 | 140000 | 120 | 100 | 50 |  |  |  | 20 | N | [12 empty] | MD1 | MW | 8538100000 | [15 empty] | Extension de barrière latérale Form 2 À P800 | [17 empty] | https://eref.se.com/be/nl/sis-tarif/product/06543 | https://eref.se.com/be/fr/sis-tarif/product/06543
Schneider Electric | Schneider Electric | 01022021 |  | Schneider Electric |  | SED | 06555 |  |  | 138.61 |  | 1 |  | 1 | INTER-CUBICLES COVER D500 | CLOIS. INTERCELLULES P500 |  | INTER-CUBICLES COVER D500 | [18 empty] | 1 | 3606480334948 | 0 |  | 7290 | 3.5 | 42 | 95 | 13965 |  | 1 | 7290 | 3.5 | 42 | 95 | [9 empty] | 30 | 229000 | 120 | 100 | 70 |  |  |  | 20 | N | [12 empty] | MD1 | MW | 8538100000 | [33 empty] | https://eref.se.com/be/nl/sis-tarif/product/06555 | https://eref.se.com/be/fr/sis-tarif/product/06555
Schneider Electric | Schneider Electric | 01022021 |  | Schneider Electric |  | SRL | 06561 |  |  | 158.93 |  | 1 |  | 1 | F2 HORZ. COVER W300 D500+100 | HORIZ. DAK F2 B300 D500+100 |  | F2 HORZ. COVER W300 D500+100 | [18 empty] | 1 | 3606480335013 | 0 |  | 1854 | 51 | 35 | 7.5 | 13387.5 |  | 1 | 1854 | 51 | 35 | 7.5 | [9 empty] | 30 | 67620 | 120 | 86 | 100 |  |  |  | 15 | N | [12 empty] | SRS | I9 | 8538100000 | [14 empty] | HORIZ. DAK F2 B300 D500+100 | CLOIS. HORZ. F2 L300 P500+100 | [17 empty] | https://eref.se.com/be/nl/sis-tarif/product/06561 | https://eref.se.com/be/fr/sis-tarif/product/06561
Schneider Electric | Schneider Electric | 01022021 |  | Schneider Electric |  | SRL | 06568 |  |  | 194.42 |  | 1 |  | 1 | FORM 2 4 MODULE HORIZ. COVER B300 D500+3 | CLOIS. HORIZON. FORME 2 4M L300 P500+300 |  | FORM 2 4M HORIZONTAL COVER W300 D500+300 | [18 empty] | 1 | 3606480614736 | 0 |  | 2012 | 7 | 35 | 71.5 | 17517.5 |  | 1 | 2012 | 7 | 35 | 71.5 | [9 empty] | 10 | 33120 | 120 | 100 | 51 |  |  |  | 19 | N | [12 empty] | SRS | I9 | 8538100000 | [14 empty] | FORM 2 4 MODULE HORIZ. COVER B300 D500+300 | CLOIS. HORIZON. FORME 2 4M L300 P500+300
Schneider Electric | Schneider Electric | 01022021 |  | Schneider Electric |  | SED | 06600 |  |  | 118.13 |  | 1 |  | 5 | FORM 4 PARTITION FOR FU 3 TO 5 MODULES | CAPOT FORME 4 POUR UF 3 a 5 MODULES |  | FORM 4 PARTITION FOR FU 3 TO 5 MODULES | [18 empty] | 1 | 3303431123896 | 0 |  | 1001 | 33 | 30 | 4 | 3.96 | 13303431123893 | 5 | 19000 | 60 | 40 | 30 |  | 13303431123893 | 5 | 5010 | 60 | 40 | 30 |  |  | 20 | 20020 | 120 | 80 | 45 |  |  |  | 7 | N | [12 empty] | MD1 | MW | 8538909999 | [33 empty] | https://eref.se.com/be/nl/sis-tarif/product/06600 | https://eref.se.com/be/fr/sis-tarif/product/06600
Schneider Electric | Schneider Electric | 01022021 |  | Schneider Electric |  | SED | 06606 |  |  | 108.95 |  | 1 |  | 1 | RACCORDEMENT REPORTE EN GAINE 250A 3P | RACCORDEMENT REPORTE EN GAINE 250A 3P |  | RACCORDEMENT REPORTE EN GAINE 250A 3P | [18 empty] | 1 | 3303431123919 | 0 |  | 3555 | 40 | 28 | 16 | 17.92 | [15 empty] | 9 | 32000 | 120 | 80 | 26 |  |  |  | 7 | N | [12 empty] | MD1 | MW | 8538909999 | [33 empty] | https://eref.se.com/be/nl/sis-tarif/product/06606 | https://eref.se.com/be/fr/sis-tarif/product/06606
Schneider Electric | Schneider Electric | 01022021 |  | Schneider Electric |  | SED | 07051 |  |  | 20.35 |  | 1 |  | 50 | KLEMMEN 2.5-70 MM 160A (1 ST=4) | CONNECTEUR 160A POUR CABLE 2.5 |  | 4 CABLE CONNECT.1P 160A 70MM² LINERGY BS | [18 empty] | 1 | 3303430070511 | 0 |  | 190 | 10 | 5 | 2 | 0.1 | 13303430070518 | 50 | 9500 | 40 | 25 | 20 | [8 empty] | 73303430070510 | 1200 | 250000 | 120 | 80 | 35 |  |  |  | 7 | N | [12 empty] | MD1 | MW | 8536901000 | [14 empty] | Konnektor 160A voor kabel van 2.5 tot 70 mm2 (4 stuks) | Connecteur 160A pour câble 2.5 à 70 mm - (4 pièces) | [17 empty] | https://eref.se.com/be/nl/sis-tarif/product/07051 | https://eref.se.com/be/fr/sis-tarif/product/07051
Schneider Electric | Schneider Electric | 01022021 |  | Schneider Electric |  | SED | 07052 |  |  | 47.28 |  | 1 |  | 50 | KLEMMEN 16-185 MM 250A (1 ST=4) | CONNECTEUR DE RACCORDEMENT POU |  | 4 CABLE CONN.1P 250A 185MM² LINERGY BS | [18 empty] | 1 | 3303430070528 | 0 |  | 360 | 10 | 9 | 3 | 0.27 | 13303430070525 | 50 | 18400 | 40 | 20 | 30 | [17 empty] | 7 | N | [12 empty] | MD1 | MW | 8536901000 | [14 empty] | Verbindingskonnektor voor kabel van 16 tot 185 mm2 (4 stuks) | Connecteur de raccordement pour câbles de 16 à 185 mm2 (4 pièces) | [17 empty] | https://eref.se.com/be/nl/sis-tarif/product/07052 | https://eref.se.com/be/fr/sis-tarif/product/07052
Schneider Electric | Schneider Electric | 01022021 |  | Schneider Electric |  | SED | 07053 |  |  | 81.12 |  | 1 |  | 20 | SOEPELE VERB.400A 300MM (1 ST=4) | CONNECTEUR DE RACCORDEMENT POU |  | 4 CABLE CONNECT1P 400A 300MM² LINERGY BS | [18 empty] | 1 | 3303430070535 | 0 |  | 545 | 12 | 8 | 3 | 0.288 | 13303430070532 | 20 | 16350 | 40 | 25 | 30 | [8 empty] | 73303430070534 | 160 | 152000 | 120 | 80 | 30 |  |  |  | 7 | N | [12 empty] | MD1 | MW | 8536901000 | [14 empty] | Verbindingskonnektor voor kabel van 70 tot 300 mm2 (4 stuks) | Connecteur de raccordement pour câbles de 70 à 300 mm2 (4 pièces) | [17 empty] | https://eref.se.com/be/nl/sis-tarif/product/07053 | https://eref.se.com/be/fr/sis-tarif/product/07053
Schneider Electric | Schneider Electric | 01022021 |  | Schneider Electric |  | SED | 07938 |  |  | 9.39 |  | 1 |  | 1 | HANDLE PADLOCKING KIT FOR 2 LOCKS | KIT POIGNEE CADENASSAGE POUR 1 CADENAS |  | HANDLE PADLOCKING KIT FOR 1 LOCKERS | [18 empty] | 1 | 3606480984631 | 0 |  | 419 | 3 | 2 | 2 | 0.012 | [7 empty] | 43606480984639 | 40 | 17060 | 40 | 30 | 15 | [10 empty] | 7 | N | [12 empty] | MD1 | MW | 8301409000 | [33 empty] | https://eref.se.com/be/nl/sis-tarif/product/07938 | https://eref.se.com/be/fr/sis-tarif/product/07938
Schneider Electric | Schneider Electric | 01022021 |  | Schneider Electric |  | SED | 07940 |  |  | 10.75 |  | 1 |  | 70 | BARREL BLOC WITH COMBINATION LOCK 405 | BLOC SERRURE COMBINAISON 405 |  | BARREL BLOC WITH COMBINATION LOCK 405 | [18 empty] | 1 | 3606480984648 | 0 |  | 60 | 6 | 4 | 2 | 0.048 | 43606480984646 | 70 | 18200 | 40 | 30 | 15 |  | 43606480984646 | 70 | 5137 | 40 | 30 | 15 | [10 empty] | 7 | N | [12 empty] | MD1 | MW | 8301409000 | [14 empty] | Afdekplaat voor Interpact 1000/2500A - vertikaal in kast P | Plastron pour Interpact IN1000/2500 - vertical dans armoire P | [17 empty] | https://eref.se.com/be/nl/sis-tarif/product/07940 | https://eref.se.com/be/fr/sis-tarif/product/07940
Schneider Electric | Schneider Electric | 01022021 |  | Schneider Electric |  | SED | 07941 |  |  | 10.75 |  | 1 |  | 70 | BARREL LOCK NO.455 | BLOC SERRURE COMBINAISON 455 |  | BARREL BLOC WITH COMBINATION LOCK 455 | [18 empty] | 1 | 3606480984655 | 0 |  | 60 | 6 | 4 | 2 | 0.048 | 43606480984653 | 70 | 18200 | 40 | 30 | 15 |  | 43606480984653 | 70 | 5132 | 40 | 30 | 15 | [10 empty] | 7 | N | [12 empty] | MD1 | MW | 8301409000 | [33 empty] | https://eref.se.com/be/nl/sis-tarif/product/07941 | https://eref.se.com/be/fr/sis-tarif/product/07941
Schneider Electric | Schneider Electric | 01022021 |  | Schneider Electric |  | SED | 07942 |  |  | 10.75 |  | 1 |  | 70 | BARREL LOCK NO.1242E | BLOC SERRURE COMBINAISON 1242E |  | BARREL BLOC WITH COMBINATION LOCK 1242E | [18 empty] | 1 | 3606480984662 | 0 |  | 60 | 6 | 4 | 2 | 0.048 | 43606480984660 | 70 | 18200 | 40 | 30 | 15 |  | 43606480984660 | 70 | 5176 | 40 | 30 | 15 | [10 empty] | 7 | N | [12 empty] | MD1 | MW | 8301409000 | [33 empty] | https://eref.se.com/be/nl/sis-tarif/product/07942 | https://eref.se.com/be/fr/sis-tarif/product/07942
Schneider Electric | Schneider Electric | 01022021 |  | Schneider Electric |  | SED | 07943 |  |  | 10.75 |  | 1 |  | 70 | Cylinderslot combinatie 3113A | BLOC SERRURE COMBINAISON 3113A |  | BARREL BLOC WITH COMBINATION LOCK 3113A | [18 empty] | 1 | 3606480984679 | 0 |  | 60 | 6 | 4 | 2 | 0.048 |  | 70 | 4700 | 40 | 30 | 15 |  | 43606480984677 | 70 | 4648 | 40 | 30 | 15 | [10 empty] | 7 | N | [12 empty] | MD1 | MW | 8301409000 | [14 empty] | Afdekplaat blind verzonken 16 mod. | Plastron cuvette 6 unités H300 | [17 empty] | https://eref.se.com/be/nl/sis-tarif/product/07943 | https://eref.se.com/be/fr/sis-tarif/product/07943
Schneider Electric | Schneider Electric | 01022021 |  | Schneider Electric |  | SED | 07944 |  |  | 10.75 |  | 1 |  | 70 | BARREL LOCK NO.2433A | BLOC SERRURE COMBINAISON 2433A |  | BARREL BLOC WITH COMBINATION LOCK 2433A | [18 empty] | 1 | 3606480984686 | 0 |  | 60 | 6 | 4 | 2 | 0.048 | 43606480984684 | 70 | 18200 | 40 | 30 | 15 |  | 43606480984684 | 70 | 4860 | 40 | 30 | 15 | [10 empty] | 7 | N | [12 empty] | MD1 | MW | 8301409000 | [33 empty] | https://eref.se.com/be/nl/sis-tarif/product/07944 | https://eref.se.com/be/fr/sis-tarif/product/07944
Schneider Electric | Schneider Electric | 01022021 |  | Schneider Electric |  | SED | 07945 |  |  | 10.75 |  | 1 |  | 70 | DIN DOUBLE BAR INSERT | BLOC INSERT COMBINAISON.DOUBLE BARRE DIN |  | INSERT BLOC COMBINAISON.DIN DOUBLE BAR | [18 empty] | 1 | 3606480984693 | 0 |  | 52 | 4 | 3 | 2 | 0.024 | 43606480984691 | 70 | 3840 | 40 | 30 | 15 |  | 43606480984691 | 70 | 3900 | 40 | 30 | 15 | [10 empty] | 2 | Y | [12 empty] | MD1 | MW | 8301409000 | [33 empty] | https://eref.se.com/be/nl/sis-tarif/product/07945 | https://eref.se.com/be/fr/sis-tarif/product/07945
Schneider Electric | Schneider Electric | 01022021 |  | Schneider Electric |  | SED | 07946 |  |  | 10.75 |  | 1 |  | 70 | AFDEKPLAAT BLIND 11MOD | BLOC INSERT COMBINAISON.FENTE TOURNEVIS |  | INSERT BLOC COMBINAISON.SCREWDRIVER SLOT | [18 empty] | 1 | 3606480984709 | 0 |  | 60 | 16 | 11 | 3 | 0.528 | 43606480984707 | 70 | 18200 | 40 | 30 | 15 |  | 43606480984707 | 70 | 4650 | 40 | 30 | 15 | [10 empty] | 7 | N | [12 empty] | MD1 | MW | 8301409000 | [14 empty] | Afdekplaat blind 11 mod. | Plastron plein cuvette H550 | [17 empty] | https://eref.se.com/be/nl/sis-tarif/product/07946 | https://eref.se.com/be/fr/sis-tarif/product/07946
Schneider Electric | Schneider Electric | 01022021 |  | Schneider Electric |  | SED | 07949 |  |  | 10.43 |  | 1 |  | 70 | INSERT BLOC COMBI.8MM MALE TRIANGLE | BLOC INSERT COMBI.TRIANGLE MALE 8MM |  | INSERT BLOC COMBI.8MM MALE TRIANGLE | [18 empty] | 1 | 3606480984730 | 0 |  | 60 | 16 | 11 | 3 | 0.528 | 43606480984738 | 70 | 18200 | 40 | 30 | 15 |  | 43606480984738 | 70 | 4390 | 40 | 30 | 15 | [10 empty] | 7 | N | [12 empty] | MD1 | MW | 8301409000 | [14 empty] | Afdekplaat autom. noodomschakelaar | Plastron automate inverseur | [17 empty] | https://eref.se.com/be/nl/sis-tarif/product/07949 | https://eref.se.com/be/fr/sis-tarif/product/07949
Schneider Electric | Schneider Electric | 01022021 |  | Schneider Electric |  | SED | 07951 |  |  | 10.75 |  | 1 |  | 70 | 6MM MALE SQUARE INSERT | BLOC INSERT COMBINAISON.CARRE MALE 6MM |  | INSERT BLOC COMBINAISON.6MM MALE SQUARE | [18 empty] | 1 | 3606480984754 | 0 |  | 60 | 16 | 11 | 3 | 0.528 | 43606480984752 | 70 | 18200 | 40 | 30 | 15 |  | 43606480984752 | 70 | 4320 | 40 | 30 | 15 | [10 empty] | 2 | Y | [12 empty] | MD1 | MW | 8301409000 | [33 empty] | https://eref.se.com/be/nl/sis-tarif/product/07951 | https://eref.se.com/be/fr/sis-tarif/product/07951
Schneider Electric | Schneider Electric | 01022021 |  | Schneider Electric |  | SED | 07952 |  |  | 10.75 |  | 1 |  | 40 | 7MM MALE SQUARE INSERT | BLOC INSERT COMBINAISON.CARRE MALE 7MM |  | INSERT BLOC COMBINAISON.7MM MALE SQUARE | [18 empty] | 1 | 3606480984761 | 0 |  | 60 | 16 | 11 | 3 | 0.528 | 43606480984769 | 40 | 16400 | 40 | 30 | 15 |  | 43606480984769 | 40 | 2650 | 40 | 30 | 15 | [10 empty] | 35 | N | [12 empty] | MD1 | MW | 8301409000 | [33 empty] | https://eref.se.com/be/nl/sis-tarif/product/07952 | https://eref.se.com/be/fr/sis-tarif/product/07952
Schneider Electric | Schneider Electric | 01022021 |  | Schneider Electric |  | SED | 07953 |  |  | 10.43 |  | 1 |  | 1 | BLOC INSERT COMBINAISON.CARRE MALE 8MM | BLOC INSERT COMBINAISON.CARRE MALE 8MM |  | INSERT BLOC COMBINAISON.8MM MALE SQUARE | [18 empty] | 1 | 3606480984778 | 0 |  | 50 | 4 | 4 | 2 | 0.032 | [7 empty] | 43606480984776 | 70 | 4260 | 40 | 30 | 15 |  | 73606480984777 | 1120 | 81200 | 120 | 80 | 45 |  |  |  | 7 | N | [12 empty] | MD1 | MW | 8301409000 | [14 empty] | Afdekplaat + steun voor man. normaal-noodomschakelaar C801/C1251 | Plastron + support pour inverseur de source C801 à C1251 | [17 empty] | https://eref.se.com/be/nl/sis-tarif/product/07953 | https://eref.se.com/be/fr/sis-tarif/product/07953
Schneider Electric | Schneider Electric | 01022021 |  | Schneider Electric |  | SED | 07956 |  |  | 10.75 |  | 1 |  | 1 | BARREL LOCK NO.2432 E | BLOC SERRURE COMBINAISON 2432E |  | BARREL BLOC WITH COMBINATION LOCK 2432 E | [18 empty] | 1 | 3606480984792 | 0 |  | 60 | 4 | 3 | 3 | 0.036 | [7 empty] | 43606480984790 | 70 | 4860 | 40 | 30 | 15 | [10 empty] | 2 | Y | [12 empty] | MD1 | MW | 8301409000 | [33 empty] | https://eref.se.com/be/nl/sis-tarif/product/07956 | https://eref.se.com/be/fr/sis-tarif/product/07956
Schneider Electric | Schneider Electric | 01022021 |  | Schneider Electric |  | SED | 08002 |  |  | 168.65 |  | 1 |  | 1 | OPBOUWKAST PACK B550 2R. | COFFRET PACK SAILLIE 2R |  | WALL-MOUNTED ENCLOSURE 2 ROWS PACK 160 | [18 empty] | 1 | 3303430080022 | 0 |  | 9160 | 56 | 50 | 16 | 44.8 | [15 empty] | 10 | 85600 | 120 | 80 | 80 |  |  |  | 2 | Y | [12 empty] | MD1 | MW | 8538100000 | [5 empty] | 220060 | [8 empty] | Opbouwkast Pack B550 2 rijen | Coffret Pack saillie L550 2 rangées | [17 empty] | https://eref.se.com/be/nl/sis-tarif/product/08002 | https://eref.se.com/be/fr/sis-tarif/product/08002
Schneider Electric | Schneider Electric | 01022021 |  | Schneider Electric |  | SED | 08002AZ |  |  | 199.67 |  | 1 |  | 1 | SURFACE MOUNT PACK 2R | COFFRET PACK SAILLIE 2R |  | SURFACE MOUNT PACK 2R | [18 empty] | 1 | 3303432484033 | 0 |  | 8560 | 56 | 50 | 16 | 44.8 | [14 empty] | 73303432484032 | 10 | 95921 | 120 | 80 | 92.5 |  |  |  | 18 | N | [12 empty] | MD1 | MW | 8538100000
Schneider Electric | Schneider Electric | 01022021 |  | Schneider Electric |  | SED | 08003 |  |  | 194.43 |  | 1 |  | 1 | OPBOUWKAST PACK B550 3R. | COFFRET PACK SAILLIE 3R |  | WALL-MOUNTED ENCLOSURE 3 ROWS PACK 160 | [18 empty] | 1 | 3303430080039 | 0 |  | 11060 | 65 | 57 | 16 | 59.28 | [15 empty] | 10 | 101400 | 120 | 80 | 80 |  |  |  | 2 | Y | [12 empty] | MD1 | MW | 8538100000 | [5 empty] | 220060 | [8 empty] | Opbouwkast Pack B550 3 rijen | Coffret Pack saillie L550 3 rangées | [17 empty] | https://eref.se.com/be/nl/sis-tarif/product/08003 | https://eref.se.com/be/fr/sis-tarif/product/08003
Schneider Electric | Schneider Electric | 01022021 |  | Schneider Electric |  | SED | 08003AZ |  |  | 230.14 |  | 1 |  | 1 | SURFACE MOUNT PACK 3R | COFFRET PACK SAILLIE 3R |  | SURFACE MOUNT PACK 3R | [18 empty] | 1 | 3303432483852 | 0 |  | 10140 | 65 | 57 | 16 | 59.28 | [14 empty] | 73303432483851 | 10 | 101401 | 120 | 80 | 92.5 |  |  |  | 18 | N | [12 empty] | MD1 | MW | 8538100000
Schneider Electric | Schneider Electric | 01022021 |  | Schneider Electric |  | SED | 08004 |  |  | 245.95 |  | 1 |  | 1 | OPBOUWKAST PACK B550 4R. | COFFRET PACK SAILLIE 4R |  | WALL-MOUNTED ENCLOSURE 4 ROWS PACK 160 | [18 empty] | 1 | 3303430080046 | 0 |  | 13260 | 80 | 57 | 16 | 72.96 | [15 empty] | 10 | 128400 | 120 | 80 | 80 |  |  |  | 2 | Y | [12 empty] | MD1 | MW | 8538100000 | [5 empty] | 220060 | [8 empty] | Opbouwkast Pack B550 4 rijen | Coffret Pack saillie L550 4 rangées | [17 empty] | https://eref.se.com/be/nl/sis-tarif/product/08004 | https://eref.se.com/be/fr/sis-tarif/product/08004
Schneider Electric | Schneider Electric | 01022021 |  | Schneider Electric |  | SED | 08004AZ |  |  | 291.13 |  | 1 |  | 1 | SURFACE MOUNT PACK 4R | COFFRET PACK SAILLIE 4R |  | SURFACE MOUNT PACK 4R | [18 empty] | 1 | 3303432483913 | 0 |  | 12840 | 80 | 57 | 16 | 72.96 | [14 empty] | 73303432483912 | 10 | 128401 | 120 | 80 | 92.5 |  |  |  | 18 | N | [12 empty] | MD1 | MW | 8538100000
Schneider Electric | Schneider Electric | 01022021 |  | Schneider Electric |  | SED | 08005 |  |  | 288.15 |  | 1 |  | 1 | OPBOUWKAST PACK B550 5R. | COFFRET PACK SAILLIE 5R |  | WALL-MOUNTED ENCLOSURE 5 ROWS PACK 160 | [18 empty] | 1 | 3303430080053 | 0 |  | 15650 | 95 | 57 | 16 | 86.64 | [14 empty] | 73303430080052 | 5 | 74300 | 120 | 80 | 92.5 |  |  |  | 2 | Y | [12 empty] | MD1 | MW | 8538100000 | [5 empty] | 220060 | [8 empty] | Opbouwkast Pack B550 5 rijen | Coffret Pack saillie L550 5 rangées | [17 empty] | https://eref.se.com/be/nl/sis-tarif/product/08005 | https://eref.se.com/be/fr/sis-tarif/product/08005
Schneider Electric | Schneider Electric | 01022021 |  | Schneider Electric |  | SED | 08005AZ |  |  | 341.05 |  | 1 |  | 1 | SURFACE MOUNT PACK 5R | COFFRET PACK SAILLIE 5R |  | SURFACE MOUNT PACK 5R | [18 empty] | 1 | 3303432483753 | 0 |  | 14860 | 95 | 57 | 16 | 86.64 | [14 empty] | 73303432483752 | 5 | 74301 | 120 | 80 | 92.5 |  |  |  | 18 | N | [12 empty] | MD1 | MW | 8538100000
Schneider Electric | Schneider Electric | 01022021 |  | Schneider Electric |  | SED | 08006 |  |  | 306.89 |  | 1 |  | 1 | OPBOUWKAST PACK B550 6R. | COFFRET PACK SAILLIE 6R |  | WALL-MOUNTED ENCLOSURE 6 ROWS PACK 160 | [18 empty] | 1 | 3303430080060 | 0 |  | 17500 | 110 | 57 | 16 | 100.32 | [14 empty] | 73303430080069 | 5 | 80300 | 120 | 80 | 95 |  |  |  | 2 | Y | [12 empty] | MD1 | MW | 8538100000 | [5 empty] | 220060 | [8 empty] | Opbouwkast Pack B550 6 rijen | Coffret Pack saillie L550 6 rangées | [17 empty] | https://eref.se.com/be/nl/sis-tarif/product/08006 | https://eref.se.com/be/fr/sis-tarif/product/08006
Schneider Electric | Schneider Electric | 01022021 |  | Schneider Electric |  | SED | 08006AZ |  |  | 363.23 |  | 1 |  | 1 | SURFACE MOUNT PACK 6R | COFFRET PACK SAILLIE 6R |  | SURFACE MOUNT PACK 6R | [18 empty] | 1 | 3303432483937 | 0 |  | 16060 | 110 | 57 | 16 | 100.32 | [14 empty] | 73303432483936 | 5 | 80301 | 120 | 80 | 95 |  |  |  | 18 | N | [12 empty] | MD1 | MW | 8538100000
Schneider Electric | Schneider Electric | 01022021 |  | Schneider Electric |  | SED | 08064 |  |  | 208.04 |  | 1 |  | 1 | WANDKAST 2 RIJEN+6M PACK250 IP30 | COFFRET KIT PACK 250 L600 12M |  | WALL-MOUNTED ENCL. 2ROWS+6M PACK250 IP30 | [18 empty] | 1 | 3303430080640 | 0 |  | 12500 | 68 | 64 | 14 | 60.928 | [15 empty] | 5 | 112500 | 120 | 80 | 87 |  |  |  | 7 | N | [12 empty] | MD1 | MW | 8538100000 | [33 empty] | https://eref.se.com/be/nl/sis-tarif/product/08064 | https://eref.se.com/be/fr/sis-tarif/product/08064
Schneider Electric | Schneider Electric | 01022021 |  | Schneider Electric |  | SED | 08065 |  |  | 250.74 |  | 1 |  | 1 | WANDKAST 3 RIJEN+6M PACK250 IP30 | COFFRET KIT PACK 250 L600 15M |  | WALL-MOUNTED ENCL. 3ROWS+6M PACK250 IP30 | [18 empty] | 1 | 3303430080657 | 0 |  | 15600 | 83 | 64 | 14 | 74.368 | [15 empty] | 5 | 72500 | 120 | 80 | 87 |  |  |  | 7 | N | [12 empty] | MD1 | MW | 8538100000 | [14 empty] | Prisma-Pack 250 kast voor wandmontage-3 modulaire rijen en reserve van 2 rijen | [18 empty] | https://eref.se.com/be/nl/sis-tarif/product/08065 | https://eref.se.com/be/fr/sis-tarif/product/08065
Schneider Electric | Schneider Electric | 01022021 |  | Schneider Electric |  | SED | 08066 |  |  | 294.07 |  | 1 |  | 1 | WANDKAST 4 RIJEN+6M PACK250 IP30 | COFFRET KIT PACK 250 L600 18M |  | WALL-MOUNTED ENCL. 4ROWS+6M PACK250 IP30 | [18 empty] | 1 | 3303430080664 | 0 |  | 18260 | 98 | 64 | 14 | 87.808 | [15 empty] | 6 | 102840 | 120 | 80 | 80 |  |  |  | 7 | N | [12 empty] | MD1 | MW | 8538100000 | [14 empty] | Prisma-Pack 250 kast voor wandmontage-4 modulaire rijen en reserve van 2 rijen | [18 empty] | https://eref.se.com/be/nl/sis-tarif/product/08066 | https://eref.se.com/be/fr/sis-tarif/product/08066
Schneider Electric | Schneider Electric | 01022021 |  | Schneider Electric |  | SED | 08067 |  |  | 358.21 |  | 1 |  | 1 | WANDKAST 5 RIJEN+6M PACK250 IP30 | COFFRET KIT PACK 250 L600 21M |  | WALL-MOUNTED ENCL. 5ROWS+6M PACK250 IP30 | [18 empty] | 1 | 3303430080671 | 0 |  | 22150 | 113 | 64 | 14 | 101.248 | [14 empty] | 73303430080670 | 6 | 144900 | 120 | 80 | 98 |  |  |  | 7 | N | [12 empty] | MD1 | MW | 8538100000 | [14 empty] | Prisma-Pack 250 kast voor wandmontage-5 modulaire rijen en reserve van 2 rijen | [18 empty] | https://eref.se.com/be/nl/sis-tarif/product/08067 | https://eref.se.com/be/fr/sis-tarif/product/08067
Schneider Electric | Schneider Electric | 01022021 |  | Schneider Electric |  | SED | 08068 |  |  | 412.47 |  | 1 |  | 1 | WANDKAST 6 RIJEN+6M PACK250 IP30 | COFFRET KIT PACK 250 L600 24M |  | WALL-MOUNTED ENCL. 6ROWS+6M PACK250 IP30 | [18 empty] | 1 | 3303430080688 | 0 |  | 24000 | 128 | 64 | 15 | 122.88 | [23 empty] | 7 | N | [12 empty] | MD1 | MW | 8538100000 | [14 empty] | Prisma-Pack 250 kast voor wandmontage-6 modulaire rijen en reserve van 2 rijen | [18 empty] | https://eref.se.com/be/nl/sis-tarif/product/08068 | https://eref.se.com/be/fr/sis-tarif/product/08068
Schneider Electric | Schneider Electric | 01022021 |  | Schneider Electric |  | SED | 08069 |  |  | 468.64 |  | 1 |  | 1 | WANDKAST 7 RIJEN+6M PACK250 IP30 | COFFRET KIT PACK 250 L600 27M |  | WALL-MOUNTED ENCL. 7ROWS+6M PACK250 IP30 | [18 empty] | 1 | 3303430080695 | 0 |  | 25000 | 143 | 64 | 15 | 137.28 | [23 empty] | 7 | N | [12 empty] | MD1 | MW | 8538100000 | [14 empty] | Prisma-Pack 250 kast voor wandmontage-7 modulaire rijen en reserve van 2 rijen | [18 empty] | https://eref.se.com/be/nl/sis-tarif/product/08069 | https://eref.se.com/be/fr/sis-tarif/product/08069
Schneider Electric | Schneider Electric | 01022021 |  | Schneider Electric |  | SED | 08072 |  |  | 538.6 |  | 1 |  | 1 | STAANDE KAST 7 RIJEN+6M PACK250 IP30 | ARMOIRE KIT PACK 250 L600 27M |  | FLOOR-STAND.ENCL. 7ROWS+6M PACK250 IP30 | [18 empty] | 1 | 3303430080725 | 0 |  | 29700 | 158 | 64 | 14 | 141.568 | [23 empty] | 7 | N | [12 empty] | MD1 | MW | 8538100000 | [14 empty] | Prisma-Pack 250 kast voor vloermontage-7 modulaire rijen en reserve van 2 rijen | [18 empty] | https://eref.se.com/be/nl/sis-tarif/product/08072 | https://eref.se.com/be/fr/sis-tarif/product/08072
Schneider Electric | Schneider Electric | 01022021 |  | Schneider Electric |  | SED | 08073 |  |  | 610.91 |  | 1 |  | 1 | STAANDE KAST 8 RIJEN+6M PACK250 IP30 | ARMOIRE KIT PACK 250 L600 30M |  | FLOOR-STAND.ENCL. 8ROWS+6M PACK250 IP30 | [18 empty] | 1 | 3303430080732 | 0 |  | 32850 | 173 | 63 | 14 | 152.586 | [23 empty] | 7 | N | [12 empty] | MD1 | MW | 8538100000 | [14 empty] | Prisma-Pack 250 kast voor vloermontage-8 modulaire rijen en reserve van 2 rijen | [18 empty] | https://eref.se.com/be/nl/sis-tarif/product/08073 | https://eref.se.com/be/fr/sis-tarif/product/08073
Schneider Electric | Schneider Electric | 01022021 |  | Schneider Electric |  | SED | 08074 |  |  | 686.78 |  | 1 |  | 1 | STAANDE KAST 9 RIJEN+6M PACK250 IP30 | ARMOIRE KIT PACK 250 L600 33M |  | FLOOR-STAND.ENCL. 9ROWS+6M PACK250 IP30 | [18 empty] | 1 | 3303430080749 | 0 |  | 35400 | 188 | 63 | 13 | 153.972 | [23 empty] | 7 | N | [12 empty] | MD1 | MW | 8538100000 | [14 empty] | STAANDEKAST KIT PACK 250 L600 33M | ARMOIRE KIT PACK 250 L600 33M | [17 empty] | https://eref.se.com/be/nl/sis-tarif/product/08074 | https://eref.se.com/be/fr/sis-tarif/product/08074
Schneider Electric | Schneider Electric | 01022021 |  | Schneider Electric |  | SED | 08082 |  |  | 53.87 |  | 1 |  | 1 | BLINDE DEUR PACK B550 2R. | PORTE PLEINE PACK 2R |  | PLAIN DOOR 2R PACK 160 | [18 empty] | 1 | 3303430080824 | 0 |  | 2980 | 60 | 52 | 5 | 15.6 | [15 empty] | 30 | 101320 | 120 | 80 | 100 |  |  |  | 7 | N | [12 empty] | MD1 | MW | 8538909999 | [5 empty] | 220060 | [8 empty] | Volle deur Pack B550 2 rijen | Porte pleine Pack L550 2 rangées | [17 empty] | https://eref.se.com/be/nl/sis-tarif/product/08082 | https://eref.se.com/be/fr/sis-tarif/product/08082
Schneider Electric | Schneider Electric | 01022021 |  | Schneider Electric |  | SED | 08082AZ |  |  | 63.74 |  | 1 |  | 1 | PLAIN DOOR PACK 2R | PORTE PLEINE PACK 2R |  | PLAIN DOOR PACK 2R | [18 empty] | 1 | 3303432495732 | 0 |  | 2980 | 60 | 52 | 5 | 15.6 | [14 empty] | 73303432495731 | 34 | 101320 | 120 | 80 | 100 |  |  |  | 18 | N | [12 empty] | MD1 | MW | 8538909999
Schneider Electric | Schneider Electric | 01022021 |  | Schneider Electric |  | SED | 08083 |  |  | 56.23 |  | 1 |  | 1 | BLINDE DEUR PACK B550 3R. | PORTE PLEINE PACK 3R |  | PLAIN DOOR 3R PACK 160 | [18 empty] | 1 | 3303430080831 | 0 |  | 3800 | 67 | 59 | 5 | 19.765 | [15 empty] | 30 | 129200 | 120 | 80 | 100 |  |  |  | 2 | Y | [12 empty] | MD1 | MW | 8538909999 | [5 empty] | 220060 | [8 empty] | Volle deur Pack B550 3 rijen | Porte pleine Pack L550 3 rangées | [17 empty] | https://eref.se.com/be/nl/sis-tarif/product/08083 | https://eref.se.com/be/fr/sis-tarif/product/08083
Schneider Electric | Schneider Electric | 01022021 |  | Schneider Electric |  | SED | 08083AZ |  |  | 66.54 |  | 1 |  | 1 | PLAIN DOOR PACK 3R | PORTE PLEINE PACK 3R |  | PLAIN DOOR PACK 3R | [18 empty] | 1 | 3303432495770 | 0 |  | 3800 | 67 | 59 | 5 | 19.765 | [14 empty] | 73303432495779 | 34 | 129201 | 120 | 80 | 100 |  |  |  | 18 | N | [12 empty] | MD1 | MW | 8538909999
Schneider Electric | Schneider Electric | 01022021 |  | Schneider Electric |  | SED | 08084 |  |  | 63.28 |  | 1 |  | 1 | BLINDE DEUR PACK B550 4R. | PORTE PLEINE PACK 4R |  | PLAIN DOOR 4R PACK 160 | [18 empty] | 1 | 3303430080848 | 0 |  | 4520 | 82 | 59 | 5 | 24.19 | [14 empty] | 73303430080847 | 30 | 156400 | 120 | 82.5 | 100 |  |  |  | 2 | Y | [12 empty] | MD1 | MW | 8538909999 | [5 empty] | 220060 | [8 empty] | Volle deur Pack B550 4 rijen | Porte pleine Pack L550 4 rangées | [17 empty] | https://eref.se.com/be/nl/sis-tarif/product/08084 | https://eref.se.com/be/fr/sis-tarif/product/08084
Schneider Electric | Schneider Electric | 01022021 |  | Schneider Electric |  | SED | 08084AZ |  |  | 74.87 |  | 1 |  | 1 | PLAIN DOOR PACK 4R | PORTE PLEINE PACK 4R |  | PLAIN DOOR PACK 4R | [18 empty] | 1 | 3303432495954 | 0 |  | 4540 | 82 | 59 | 5 | 24.19 | [14 empty] | 73303432495953 | 34 | 156401 | 120 | 82.5 | 100 |  |  |  | 18 | N | [12 empty] | MD1 | MW | 8538909999
Schneider Electric | Schneider Electric | 01022021 |  | Schneider Electric |  | SED | 08085 |  |  | 67.91 |  | 1 |  | 1 | BLINDE DEUR PACK B550 5R. | PORTE PLEINE PACK 5R |  | PLAIN DOOR 5R PACK 160 | [18 empty] | 1 | 3303430080855 | 0 |  | 5200 | 96 | 58 | 5 | 27.84 | [14 empty] | 73303430080854 | 16 | 84800 | 120 | 80 | 95 |  |  |  | 2 | Y | [12 empty] | MD1 | MW | 8538909999 | [5 empty] | 220060 | [8 empty] | Volle deur Pack B550 5 rijen | Porte pleine Pack L550 5 rangées | [17 empty] | https://eref.se.com/be/nl/sis-tarif/product/08085 | https://eref.se.com/be/fr/sis-tarif/product/08085
Schneider Electric | Schneider Electric | 01022021 |  | Schneider Electric |  | SED | 08085AZ |  |  | 80.39 |  | 1 |  | 1 | PLAIN DOOR PACK 5R | PORTE PLEINE PACK 5R |  | PLAIN DOOR PACK 5R | [18 empty] | 1 | 3303432495992 | 0 |  | 5300 | 96 | 58 | 5 | 27.84 | [14 empty] | 73303432495991 | 16 | 84801 | 120 | 80 | 95 |  |  |  | 18 | N | [12 empty] | MD1 | MW | 8538909999
Schneider Electric | Schneider Electric | 01022021 |  | Schneider Electric |  | SED | 08086 |  |  | 91.35 |  | 1 |  | 1 | BLINDE DEUR PACK B550 6R. | PORTE PLEINE PACK 6R |  | PLAIN DOOR 6R PACK 160 | [18 empty] | 1 | 3303430080862 | 0 |  | 6000 | 112 | 59 | 5 | 33.04 | [15 empty] | 15 | 104040 | 120 | 80 | 100 |  |  |  | 2 | Y | [12 empty] | MD1 | MW | 8538909999 | [5 empty] | 220060 | [8 empty] | Volle deur Pack B550 6 rijen | Porte pleine Pack L550 6 rangées | [17 empty] | https://eref.se.com/be/nl/sis-tarif/product/08086 | https://eref.se.com/be/fr/sis-tarif/product/08086
Schneider Electric | Schneider Electric | 01022021 |  | Schneider Electric |  | SED | 08086AZ |  |  | 108.13 |  | 1 |  | 1 | PLAIN DOOR PACK 6R | PORTE PLEINE PACK 6R |  | PLAIN DOOR PACK 6R | [18 empty] | 1 | 3303432495879 | 0 |  | 6120 | 112 | 59 | 5 | 33.04 | [14 empty] | 73303432495878 | 17 | 104041 | 120 | 80 | 100 |  |  |  | 18 | N | [12 empty] | MD1 | MW | 8538909999
Schneider Electric | Schneider Electric | 01022021 |  | Schneider Electric |  | SED | 08092 |  |  | 89.01 |  | 1 |  | 1 | DOORZ. DEUR PACK B550 2R. | PORTE TRANSPARENTE PACK 2R |  | TRANSPARENT DOOR 2R PACK 160 | [18 empty] | 1 | 3303430080923 | 0 |  | 3300 | 60 | 52 | 5 | 15.6 | [14 empty] | 73303430080922 | 34 | 112200 | 120 | 80 | 96 |  |  |  | 7 | N | [12 empty] | MD1 | MW | 8538909999 | [5 empty] | 220060 | [8 empty] | Doorzichtige deur Pack B550 2 rijen | Porte transparente Pack L550 2 rangées | [17 empty] | https://eref.se.com/be/nl/sis-tarif/product/08092 | https://eref.se.com/be/fr/sis-tarif/product/08092
Schneider Electric | Schneider Electric | 01022021 |  | Schneider Electric |  | SED | 08092AZ |  |  | 105.38 |  | 1 |  | 1 | PACK W550 2R TRANSP.DOOR | PORTE TRANSPARENTE PACK 2R |  | PACK W550 2R TRANSP.DOOR | [18 empty] | 1 | 3303432495916 | 0 |  | 3300 | 60 | 52 | 5 | 15.6 | [14 empty] | 73303432495915 | 34 | 112201 | 120 | 80 | 96 |  |  |  | 18 | N | [12 empty] | MD1 | MW | 8538909999
Schneider Electric | Schneider Electric | 01022021 |  | Schneider Electric |  | SED | 08093 |  |  | 105.43 |  | 1 |  | 1 | DOORZ. DEUR PACK B550 3R. | PORTE TRANSPARENTE PACK 3R |  | TRANSPARENT DOOR 3R PACK 160 | [18 empty] | 1 | 3303430080930 | 0 |  | 4110 | 67 | 59 | 5 | 19.765 | [15 empty] | 30 | 126000 | 120 | 80 | 80 |  |  |  | 7 | N | [12 empty] | MD1 | MW | 8538909999 | [5 empty] | 220060 | [8 empty] | Doorzichtige deur Pack B550 3 rijen | Porte transparente Pack L550 3 rangées | [17 empty] | https://eref.se.com/be/nl/sis-tarif/product/08093 | https://eref.se.com/be/fr/sis-tarif/product/08093
Schneider Electric | Schneider Electric | 01022021 |  | Schneider Electric |  | SED | 08093AZ |  |  | 124.76 |  | 1 |  | 1 | PACK W550 3R TRANSP.DOOR | PORTE TRANSPARENTE PACK 3R |  | PACK W550 3R TRANSP.DOOR | [18 empty] | 1 | 3303432495534 | 0 |  | 4200 | 67 | 59 | 5 | 19.765 | [14 empty] | 73303432495533 | 30 | 126001 | 120 | 80 | 97.5 |  |  |  | 18 | N | [12 empty] | MD1 | MW | 8538909999
Schneider Electric | Schneider Electric | 01022021 |  | Schneider Electric |  | SED | 08094 |  |  | 117.14 |  | 1 |  | 1 | DOORZ. DEUR PACK B550 4R. | PORTE TRANSPARENTE PACK 4R |  | TRANSPARENT DOOR 4R PACK 160 | [18 empty] | 1 | 3303430080947 | 0 |  | 4970 | 82 | 59 | 5 | 24.19 | [15 empty] | 30 | 148800 | 120 | 80 | 80 |  |  |  | 7 | N | [12 empty] | MD1 | MW | 8538909999 | [5 empty] | 220060 | [8 empty] | Doorzichtige deur Pack B550 4 rijen | Porte transparente Pack L550 4 rangées | [17 empty] | https://eref.se.com/be/nl/sis-tarif/product/08094 | https://eref.se.com/be/fr/sis-tarif/product/08094
Schneider Electric | Schneider Electric | 01022021 |  | Schneider Electric |  | SED | 08094AZ |  |  | 138.62 |  | 1 |  | 1 | PACK W550 4R TRANSP.DOOR | PORTE TRANSPARENTE PACK 4R |  | PACK W550 4R TRANSP.DOOR | [18 empty] | 1 | 3303432495572 | 0 |  | 4960 | 82 | 59 | 5 | 24.19 | [14 empty] | 73303432495571 | 30 | 148801 | 120 | 80 | 97.5 |  |  |  | 18 | N | [12 empty] | MD1 | MW | 8538909999
Schneider Electric | Schneider Electric | 01022021 |  | Schneider Electric |  | SED | 08095 |  |  | 128.83 |  | 1 |  | 1 | DOORZ. DEUR PACK B550 5R. | PORTE TRANSPARENTE PACK 5R |  | TRANSPARENT DOOR 5R PACK 160 | [18 empty] | 1 | 3303430080954 | 0 |  | 5610 | 97 | 59 | 5 | 28.615 | [15 empty] | 15 | 85800 | 120 | 80 | 80 |  |  |  | 7 | N | [12 empty] | MD1 | MW | 8538909999 | [5 empty] | 220060 | [8 empty] | Doorzichtige deur Pack B550 5 rijen | Porte transparente Pack L550 5 rangées | [17 empty] | https://eref.se.com/be/nl/sis-tarif/product/08095 | https://eref.se.com/be/fr/sis-tarif/product/08095
Schneider Electric | Schneider Electric | 01022021 |  | Schneider Electric |  | SED | 08095AZ |  |  | 152.48 |  | 1 |  | 1 | PACK W550 5R TRANSP.DOOR | PORTE TRANSPARENTE PACK 5R |  | PACK W550 5R TRANSP.DOOR | [18 empty] | 1 | 3303432495510 | 0 |  | 5720 | 97 | 59 | 5 | 28.615 | [14 empty] | 73303432495519 | 15 | 85801 | 120 | 80 | 97.5 |  |  |  | 18 | N | [12 empty] | MD1 | MW | 8538909999
Schneider Electric | Schneider Electric | 01022021 |  | Schneider Electric |  | SED | 08096 |  |  | 173.35 |  | 1 |  | 1 | DOORZ. DEUR PACK B550 6R. | PORTE TRANSPARENTE PACK 6R |  | TRANSPARENT DOOR 6R PACK 160 | [18 empty] | 1 | 3303430080961 | 0 |  | 6510 | 112 | 59 | 5 | 33.04 | [15 empty] | 15 | 99000 | 120 | 80 | 80 |  |  |  | 7 | N | [12 empty] | MD1 | MW | 8538909999 | [5 empty] | 220060 | [8 empty] | Doorzichtige deur Pack B550 6 rijen | Porte transparente Pack L550 6 rangées | [17 empty] | https://eref.se.com/be/nl/sis-tarif/product/08096 | https://eref.se.com/be/fr/sis-tarif/product/08096
Schneider Electric | Schneider Electric | 01022021 |  | Schneider Electric |  | SED | 08096AZ |  |  | 205.18 |  | 1 |  | 1 | PACK W550 6R TRANSP.DOOR | PORTE TRANSPARENTE PACK 6R |  | PACK W550 6R TRANSP.DOOR | [18 empty] | 1 | 3303432495459 | 0 |  | 6600 | 112 | 59 | 5 | 33.04 | [14 empty] | 73303432495458 | 15 | 99001 | 120 | 80 | 97.5 |  |  |  | 18 | N | [12 empty] | MD1 | MW | 8538100000
Schneider Electric | Schneider Electric | 01022021 |  | Schneider Electric |  | SED | 08102 |  |  | 114.98 |  | 1 |  | 1 | G KAST B600 6 M | COFFRET L600 6M |  | WALL-MOUNTED ENCL.W600 6M PRISMA G IP30 | [18 empty] | 1 | 3303430081029 | 0 |  | 7660 | 66 | 57 | 11 | 41.382 | [14 empty] | 73303430081028 | 16 | 122560 | 120 | 80 | 98 |  |  |  | 7 | N | [12 empty] | MD1 | MW | 8538100000 | [5 empty] | 220060 | [8 empty] | Kast L600 6 modules | Coffret L600 6 modules | [17 empty] | https://eref.se.com/be/nl/sis-tarif/product/08102 | https://eref.se.com/be/fr/sis-tarif/product/08102
Schneider Electric | Schneider Electric | 01022021 |  | Schneider Electric |  | SED | 08102AZ |  |  | 136.05 |  | 1 |  | 1 | WALL MOUNT ENC.W600 6M | COFFRET L600 6M |  | WALL MOUNT ENC.W600 6M | [18 empty] | 1 | 3303432495497 | 0 |  | 7660 | 66 | 57 | 11 | 41.382 | [14 empty] | 73303432495496 | 16 | 122561 | 120 | 80 | 98 |  |  |  | 18 | N | [12 empty] | MD1 | MW | 8538100000
Schneider Electric | Schneider Electric | 01022021 |  | Schneider Electric |  | SED | 08103 |  |  | 133.87 |  | 1 |  | 1 | G KAST B600 9 M | COFFRET L600 9M |  | WALL-MOUNTED ENCL.W600 9M PRISMA G IP30 | [18 empty] | 1 | 3303430081036 | 0 |  | 8057 | 71 | 66 | 11 | 51.546 | [14 empty] | 73303430081035 | 6 | 115200 | 120 | 80 | 85 |  |  |  | 2 | Y | [12 empty] | MD1 | MW | 8538100000 | [5 empty] | 220060 | [8 empty] | Kast L600 9 modules | Coffret L600 9 modules | [17 empty] | https://eref.se.com/be/nl/sis-tarif/product/08103 | https://eref.se.com/be/fr/sis-tarif/product/08103
Schneider Electric | Schneider Electric | 01022021 |  | Schneider Electric |  | SED | 08103AZ |  |  | 158.43 |  | 1 |  | 1 | WALL MOUNT ENC.W600 9M | COFFRET L600 9M |  | WALL MOUNT ENC.W600 9M | [18 empty] | 1 | 3303432495091 | 0 |  | 9600 | 72 | 66 | 11 | 52.272 | [14 empty] | 73303432495090 | 12 | 115201 | 120 | 80 | 88 |  |  |  | 18 | N | [12 empty] | MD1 | MW | 8538100000
Schneider Electric | Schneider Electric | 01022021 |  | Schneider Electric |  | SED | 08104 |  |  | 152.7 |  | 1 |  | 1 | G KAST B600 12 M | COFFRET L600 12M |  | WALL-MOUNTED ENCL.W600 12M PRISMA G IP30 | [18 empty] | 1 | 3303430081043 | 0 |  | 10780 | 68 | 64 | 9 | 39.168 | [14 empty] | 73303430081042 | 10 | 107800 | 120 | 80 | 105 |  |  |  | 2 | Y | [12 empty] | MD1 | MW | 8538100000 | [5 empty] | 220060 | [8 empty] | Kast L600 12 modules | Coffret L600 12 modules | [17 empty] | https://eref.se.com/be/nl/sis-tarif/product/08104 | https://eref.se.com/be/fr/sis-tarif/product/08104
Schneider Electric | Schneider Electric | 01022021 |  | Schneider Electric |  | SED | 08104AZ |  |  | 180.74 |  | 1 |  | 1 | WALL MOUNT ENC.W600 12M | COFFRET L600 12M |  | WALL MOUNT ENC.W600 12M | [18 empty] | 1 | 3303432497231 | 0 |  | 10780 | 68 | 64 | 9 | 39.168 | [14 empty] | 73303432497230 | 10 | 107801 | 120 | 80 | 105 |  |  |  | 18 | N | [12 empty] | MD1 | MW | 8538100000
Schneider Electric | Schneider Electric | 01022021 |  | Schneider Electric |  | SED | 08105 |  |  | 171.59 |  | 1 |  | 1 | G KAST B600 15 M | COFFRET L600 15M |  | WALL-MOUNTED ENCL.W600 15M PRISMA G IP30 | [18 empty] | 1 | 3303430081050 | 0 |  | 12560 | 82 | 63 | 9 | 46.494 | [14 empty] | 73303430081059 | 10 | 130000000 | 80 | 120 | 103 |  |  |  | 2 | Y | [12 empty] | MD1 | MW | 7326909890 | [5 empty] | 220060 | [8 empty] | Kast L600 15 modules | Coffret L600 15 modules | [17 empty] | https://eref.se.com/be/nl/sis-tarif/product/08105 | https://eref.se.com/be/fr/sis-tarif/product/08105
Schneider Electric | Schneider Electric | 01022021 |  | Schneider Electric |  | SED | 08105AZ |  |  | 203.09 |  | 1 |  | 1 | WALL MOUNT ENC.W600 15M | COFFRET L600 15M |  | WALL MOUNT ENC.W600 15M | [18 empty] | 1 | 3303432497293 | 0 |  | 13000 | 83 | 64 | 9 | 47.808 | [14 empty] | 73303432497292 | 10 | 130001 | 120 | 80 | 103 |  |  |  | 18 | N | [12 empty] | MD1 | MW | 8538100000
Schneider Electric | Schneider Electric | 01022021 |  | Schneider Electric |  | SED | 08106 |  |  | 190.46 |  | 1 |  | 1 | G KAST B600 18 M | COFFRET L600 18M |  | WALL-MOUNTED ENCL.W600 18M PRISMA G IP30 | [18 empty] | 1 | 3303430081067 | 0 |  | 14100 | 98 | 64 | 9 | 56.448 | [14 empty] | 73303430081066 | 10 | 142000 | 120 | 80 | 105 |  |  |  | 2 | Y | [12 empty] | MD1 | MW | 7326909890 | [5 empty] | 220060 | [8 empty] | Kast L600 18 modules | Coffret L600 18 modules | [17 empty] | https://eref.se.com/be/nl/sis-tarif/product/08106 | https://eref.se.com/be/fr/sis-tarif/product/08106
Schneider Electric | Schneider Electric | 01022021 |  | Schneider Electric |  | SED | 08106AZ |  |  | 225.39 |  | 1 |  | 1 | WALL MOUNT ENC.W600 18M | COFFRET L600 18M |  | WALL MOUNT ENC.W600 18M | [18 empty] | 1 | 3303432497156 | 0 |  | 14200 | 98 | 64 | 9 | 56.448 | [14 empty] | 73303432497155 | 10 | 142001 | 120 | 80 | 102.5 |  |  |  | 18 | N | [12 empty] | MD1 | MW | 8538100000
Schneider Electric | Schneider Electric | 01022021 |  | Schneider Electric |  | SED | 08107 |  |  | 229.13 |  | 1 |  | 1 | G KAST B600 21 M | COFFRET L600 21M |  | WALL-MOUNTED ENCL.W600 21M PRISMA G IP30 | [18 empty] | 1 | 3303430081074 | 0 |  | 17000 | 113 | 64 | 9 | 65.088 | [14 empty] | 73303430081073 | 10 | 172000 | 80 | 120 | 103.5 |  |  |  | 2 | Y | [12 empty] | MD1 | MW | 8538100000 | [5 empty] | 220060 | [8 empty] | Kast L600 21 modules | Coffret L600 21 modules | [17 empty] | https://eref.se.com/be/nl/sis-tarif/product/08107 | https://eref.se.com/be/fr/sis-tarif/product/08107
Schneider Electric | Schneider Electric | 01022021 |  | Schneider Electric |  | SED | 08107AZ |  |  | 271.22 |  | 1 |  | 1 | WALL MOUNT ENC.W600 21M | COFFRET L600 21M |  | WALL MOUNT ENC.W600 21M | [18 empty] | 1 | 3303432497439 | 0 |  | 17200 | 113 | 64 | 9 | 65.088 | [14 empty] | 73303432497438 | 10 | 172001 | 120 | 80 | 103.5 |  |  |  | 18 | N | [12 empty] | MD1 | MW | 8538100000
Schneider Electric | Schneider Electric | 01022021 |  | Schneider Electric |  | SED | 08108 |  |  | 258.39 |  | 1 |  | 1 | G KAST B600 24 M | COFFRET L600 24M |  | WALL-MOUNTED ENCL.W600 24M PRISMA G IP30 | [18 empty] | 1 | 3303430081081 | 0 |  | 19150 | 128 | 64 | 9 | 73.728 | [23 empty] | 2 | Y | [12 empty] | MD1 | MW | 8538100000 | [5 empty] | 220060 | [8 empty] | Kast L600 24 modules | Coffret L600 24 modules | [17 empty] | https://eref.se.com/be/nl/sis-tarif/product/08108 | https://eref.se.com/be/fr/sis-tarif/product/08108
Schneider Electric | Schneider Electric | 01022021 |  | Schneider Electric |  | SED | 08108AZ |  |  | 305.84 |  | 1 |  | 1 | WALL MOUNT ENC.W600 24M | COFFRET L600 24M |  | WALL MOUNT ENC.W600 24M | [18 empty] | 1 | 3303432497491 | 0 |  | 20000 | 128 | 64 | 9 | 73.728 | [23 empty] | 18 | N | [12 empty] | MD1 | MW | 8538100000
Schneider Electric | Schneider Electric | 01022021 |  | Schneider Electric |  | SED | 08109 |  |  | 289.5 |  | 1 |  | 1 | G KAST B600 27 M | COFFRET L600 27M |  | WALL-MOUNTED ENCL.W600 27M PRISMA G IP30 | [18 empty] | 1 | 3303430081098 | 0 |  | 21150 | 143 | 64 | 9 | 82.368 | [23 empty] | 2 | Y | [12 empty] | MD1 | MW | 8538100000 | [5 empty] | 220060 | [8 empty] | Kast L600 27 modules | Coffret L600 27 modules | [17 empty] | https://eref.se.com/be/nl/sis-tarif/product/08109 | https://eref.se.com/be/fr/sis-tarif/product/08109
Schneider Electric | Schneider Electric | 01022021 |  | Schneider Electric |  | SED | 08109AZ |  |  | 342.69 |  | 1 |  | 1 | WALL MOUNT ENC.W600 27M | COFFRET L600 27M |  | WALL MOUNT ENC.W600 27M | [18 empty] | 1 | 3303432497330 | 0 |  | 21340 | 143 | 64 | 9 | 82.368 | [23 empty] | 18 | N | [12 empty] | MD1 | MW | 8538100000
Schneider Electric | Schneider Electric | 01022021 |  | Schneider Electric |  | SED | 08113 |  |  | 121.81 |  | 1 |  | 1 | EXTENSION ENCLOS. W600 9M PRISMA G IP30 | COFFRET EXTENSION L600 9M PRISMA G IP30 |  | EXTENSION ENCLOS. W600 9M PRISMA G IP30 | [18 empty] | 1 | 3606480908354 | 0 |  | 10000 | 71 | 66 | 10 | 46.86 | [15 empty] | 6 | 60000 | 120 | 80 | 120 |  |  |  | 7 | N | [12 empty] | MD1 | MW | 8538909999 | [33 empty] | https://eref.se.com/be/nl/sis-tarif/product/08113 | https://eref.se.com/be/fr/sis-tarif/product/08113
Schneider Electric | Schneider Electric | 01022021 |  | Schneider Electric |  | SED | 08114 |  |  | 138.96 |  | 1 |  | 1 | EXTENSION ENCLOS. W600 12M PRISMA G IP30 | COFFRET EXTENSION L600 12M PRISMA G IP30 |  | EXTENSION ENCLOS. W600 12M PRISMA G IP30 | [18 empty] | 1 | 3606480908361 | 0 |  | 11000 | 67 | 65 | 10 | 43.55 | [15 empty] | 10 | 110000 | 120 | 80 | 120 |  |  |  | 7 | N | [12 empty] | MD1 | MW | 8538909999 | [33 empty] | https://eref.se.com/be/nl/sis-tarif/product/08114 | https://eref.se.com/be/fr/sis-tarif/product/08114
Schneider Electric | Schneider Electric | 01022021 |  | Schneider Electric |  | SED | 08115 |  |  | 154.42 |  | 1 |  | 1 | EXTENSION ENCLOS. W600 15M PRISMA G IP30 | COFFRET EXTENSION L600 15M PRISMA G IP30 |  | EXTENSION ENCLOS. W600 15M PRISMA G IP30 | [18 empty] | 1 | 3606480908378 | 0 |  | 14300 | 83 | 64 | 9 | 47.808 | [15 empty] | 10 | 155000 | 120 | 80 | 80 |  |  |  | 7 | N | [12 empty] | MD1 | MW | 8538909999 | [33 empty] | https://eref.se.com/be/nl/sis-tarif/product/08115 | https://eref.se.com/be/fr/sis-tarif/product/08115
Schneider Electric | Schneider Electric | 01022021 |  | Schneider Electric |  | SED | 08116 |  |  | 171.4 |  | 1 |  | 1 | EXTENSION ENCLOS. W600 18M PRISMA G IP30 | COFFRET EXTENSION L600 18M PRISMA G IP30 |  | EXTENSION ENCLOS. W600 18M PRISMA G IP30 | [18 empty] | 1 | 3606480908385 | 0 |  | 13200 | 98 | 64 | 9 | 56.448 | [15 empty] | 10 | 145000 | 120 | 80 | 120 |  |  |  | 7 | N | [12 empty] | MD1 | MW | 8538909999 | [33 empty] | https://eref.se.com/be/nl/sis-tarif/product/08116 | https://eref.se.com/be/fr/sis-tarif/product/08116
Schneider Electric | Schneider Electric | 01022021 |  | Schneider Electric |  | SED | 08117 |  |  | 206.22 |  | 1 |  | 1 | EXTENSION ENCLOS. W600 21M PRISMA G IP30 | COFFRET EXTENSION L600 21M PRISMA G IP30 |  | EXTENSION ENCLOS. W600 21M PRISMA G IP30 | [18 empty] | 1 | 3606480908392 | 0 |  | 16100 | 113 | 64 | 9 | 65.088 | [15 empty] | 10 | 175000 | 120 | 80 | 120 |  |  |  | 7 | N | [12 empty] | MD1 | MW | 8538909999 | [33 empty] | https://eref.se.com/be/nl/sis-tarif/product/08117 | https://eref.se.com/be/fr/sis-tarif/product/08117
Schneider Electric | Schneider Electric | 01022021 |  | Schneider Electric |  | SED | 08118 |  |  | 223.78 |  | 1 |  | 1 | EXTENSION ENCLOS. W600 24M PRISMA G IP30 | COFFRET EXTENSION L600 24M PRISMA G IP30 |  | EXTENSION ENCLOS. W600 24M PRISMA G IP30 | [18 empty] | 1 | 3606480908408 | 0 |  | 20000 | 128 | 64 | 10 | 81.92 | [23 empty] | 7 | N | [12 empty] | MD1 | MW | 8538909999 | [33 empty] | https://eref.se.com/be/nl/sis-tarif/product/08118 | https://eref.se.com/be/fr/sis-tarif/product/08118
Schneider Electric | Schneider Electric | 01022021 |  | Schneider Electric |  | SED | 08119 |  |  | 222.77 |  | 1 |  | 1 | EXTENSION ENCLOS. W600 27M PRISMA G IP30 | COFFRET EXTENSION L600 27M PRISMA G IP30 |  | EXTENSION ENCLOS. W600 27M PRISMA G IP30 | [18 empty] | 1 | 3606480732072 | 0 |  | 18100 | 143 | 64 | 9 | 82.368 | [23 empty] | 7 | N | [12 empty] | MD1 | MW | 8538100000 | [33 empty] | https://eref.se.com/be/nl/sis-tarif/product/08119 | https://eref.se.com/be/fr/sis-tarif/product/08119
Schneider Electric | Schneider Electric | 01022021 |  | Schneider Electric |  | SED | 08122 |  |  | 40.23 |  | 1 |  | 1 | BLINDE DEUR 6 M G KAST | PORTE PLEINE 6M COF. |  | PLAIN DOOR W600 6M PRISMA G IP30 | [18 empty] | 1 | 3303430081227 | 0 |  | 3110 | 64 | 37 | 6 | 14.208 | [15 empty] | 45 | 117000 | 120 | 80 | 80 |  |  |  | 7 | N | [12 empty] | MD1 | MW | 8538909999 | [5 empty] | 220060 | [8 empty] | Volle deur 6 modules kast | Porte pleine 6 modules coffret | [17 empty] | https://eref.se.com/be/nl/sis-tarif/product/08122 | https://eref.se.com/be/fr/sis-tarif/product/08122
Schneider Electric | Schneider Electric | 01022021 |  | Schneider Electric |  | SED | 08122AZ |  |  | 47.65 |  | 1 |  | 1 | PLAIN DOOR WALL MOUNT ENC.6M | PORTE PLEINE 6M COF. |  | PLAIN DOOR WALL MOUNT ENC.6M | [18 empty] | 1 | 3303432497071 | 0 |  | 2600 | 64 | 37 | 6 | 14.208 | [14 empty] | 73303432497070 | 45 | 117001 | 120 | 80 | 97.5 |  |  |  | 18 | N | [12 empty] | MD1 | MW | 8538909999
Schneider Electric | Schneider Electric | 01022021 |  | Schneider Electric |  | SED | 08123 |  |  | 46.82 |  | 1 |  | 1 | BLINDE DEUR 9 M G KAST | PORTE PLEINE 9M COF. |  | PLAIN DOOR W600 9M PRISMA G IP30 | [18 empty] | 1 | 3303430081234 | 0 |  | 4060 | 64 | 52 | 6 | 19.968 | [15 empty] | 30 | 133800 | 120 | 80 | 80 |  |  |  | 7 | N | [12 empty] | MD1 | MW | 8538909999 | [5 empty] | 220060 | [8 empty] | Volle deur 9 modules kast | Porte pleine 9 modules coffret | [17 empty] | https://eref.se.com/be/nl/sis-tarif/product/08123 | https://eref.se.com/be/fr/sis-tarif/product/08123
Schneider Electric | Schneider Electric | 01022021 |  | Schneider Electric |  | SED | 08123AZ |  |  | 55.44 |  | 1 |  | 1 | PLAIN DOOR WALL MOUNT ENC.9M | PORTE PLEINE 9M COF. |  | PLAIN DOOR WALL MOUNT ENC.9M | [18 empty] | 1 | 3303432497378 | 0 |  | 3380 | 64 | 52 | 6 | 19.968 | [14 empty] | 73303432497377 | 30 | 101401 | 120 | 80 | 97.5 |  |  |  | 18 | N | [12 empty] | MD1 | MW | 8538909999
Schneider Electric | Schneider Electric | 01022021 |  | Schneider Electric |  | SED | 08124 |  |  | 53.46 |  | 1 |  | 1 | BLINDE DEUR 12 M G KAST | PORTE PLEINE 12M COF. |  | PLAIN DOOR W600 12M PRISMA G IP30 | [18 empty] | 1 | 3303430081241 | 0 |  | 5110 | 67 | 63 | 6 | 25.326 | [15 empty] | 16 | 68160 | 120 | 80 | 80 |  |  |  | 2 | Y | [12 empty] | MD1 | MW | 8538909999 | [5 empty] | 220060 | [8 empty] | Volle deur 12 modules kast | Porte pleine 12 modules coffret | [17 empty] | https://eref.se.com/be/nl/sis-tarif/product/08124 | https://eref.se.com/be/fr/sis-tarif/product/08124
Schneider Electric | Schneider Electric | 01022021 |  | Schneider Electric |  | SED | 08124AZ |  |  | 63.26 |  | 1 |  | 1 | PLAIN DOOR WALL MOUNT ENC.12M | PORTE PLEINE 12M COF. |  | PLAIN DOOR WALL MOUNT ENC.12M | [18 empty] | 1 | 3303432490454 | 0 |  | 4260 | 67 | 63 | 6 | 25.326 | [14 empty] | 73303432490453 | 16 | 68161 | 120 | 80 | 103 |  |  |  | 18 | N | [12 empty] | MD1 | MW | 8538909999
Schneider Electric | Schneider Electric | 01022021 |  | Schneider Electric |  | SED | 08125 |  |  | 60.04 |  | 1 |  | 1 | BLINDE DEUR 15 M G KAST | PORTE PLEINE 15M COF. |  | PLAIN DOOR W600 15M PRISMA G IP30 | [18 empty] | 1 | 3303430081258 | 0 |  | 6300 | 82 | 63 | 6 | 30.996 | [15 empty] | 12 | 81280 | 120 | 80 | 95 |  |  |  | 2 | Y | [12 empty] | MD1 | MW | 8538909999 | [5 empty] | 220060 | [8 empty] | Volle deur 15 modules kast | Porte pleine 15 modules coffret | [17 empty] | https://eref.se.com/be/nl/sis-tarif/product/08125 | https://eref.se.com/be/fr/sis-tarif/product/08125
Schneider Electric | Schneider Electric | 01022021 |  | Schneider Electric |  | SED | 08125AZ |  |  | 71.05 |  | 1 |  | 1 | PLAIN DOOR WALL MOUNT ENC.15M | PORTE PLEINE 15M COF. |  | PLAIN DOOR WALL MOUNT ENC.15M | [18 empty] | 1 | 3303432490393 | 0 |  | 5080 | 82 | 63 | 6 | 30.996 | [14 empty] | 73303432490392 | 16 | 81281 | 120 | 80 | 103 |  |  |  | 18 | N | [12 empty] | MD1 | MW | 8538909999
Schneider Electric | Schneider Electric | 01022021 |  | Schneider Electric |  | SED | 08126 |  |  | 66.63 |  | 1 |  | 1 | BLINDE DEUR 18 M G KAST | PORTE PLEINE 18M COF. |  | PLAIN DOOR W600 18M PRISMA G IP30 | [18 empty] | 1 | 3303430081265 | 0 |  | 7300 | 97 | 64 | 6 | 37.248 | [15 empty] | 12 | 97920 | 120 | 80 | 80 |  |  |  | 2 | Y | [12 empty] | MD1 | MW | 85389099 | [5 empty] | 220060 | [8 empty] | Volle deur 18 modules kast | Porte pleine 18 modules coffret | [17 empty] | https://eref.se.com/be/nl/sis-tarif/product/08126 | https://eref.se.com/be/fr/sis-tarif/product/08126
Schneider Electric | Schneider Electric | 01022021 |  | Schneider Electric |  | SED | 08126AZ |  |  | 78.89 |  | 1 |  | 1 | PLAIN DOOR WALL MOUNT ENC.18M | PORTE PLEINE 18M COF. |  | PLAIN DOOR WALL MOUNT ENC.18M | [18 empty] | 1 | 3303432490430 | 0 |  | 6120 | 97 | 64 | 6 | 37.248 | [14 empty] | 73303432490439 | 16 | 97921 | 120 | 80 | 103 |  |  |  | 18 | N | [12 empty] | MD1 | MW | 8538909999
Schneider Electric | Schneider Electric | 01022021 |  | Schneider Electric |  | SED | 08127 |  |  | 80.16 |  | 1 |  | 1 | BLINDE DEUR 21 M G KAST | PORTE PLEINE 21M COF. |  | PLAIN DOOR W600 21M PRISMA G IP30 | [18 empty] | 1 | 3303430081272 | 0 |  | 8396 | 111 | 62 | 7 | 48.174 | [14 empty] | 73303430081271 | 12 | 1165000 | 120 | 80 | 95.6 |  |  |  | 2 | Y | [12 empty] | MD1 | MW | 85389099 | [5 empty] | 220060 | [8 empty] | Volle deur 21 modules kast | Porte pleine 21 modules coffret | [17 empty] | https://eref.se.com/be/nl/sis-tarif/product/08127 | https://eref.se.com/be/fr/sis-tarif/product/08127
Schneider Electric | Schneider Electric | 01022021 |  | Schneider Electric |  | SED | 08127AZ |  |  | 94.9 |  | 1 |  | 1 | PLAIN DOOR WALL MOUNT ENC.21M | PORTE PLEINE 21M COF. |  | PLAIN DOOR WALL MOUNT ENC.21M | [18 empty] | 1 | 3303432489236 | 0 |  | 6920 | 112 | 63 | 6 | 42.336 | [14 empty] | 73303432489235 | 16 | 110721 | 120 | 80 | 103 |  |  |  | 18 | N | [12 empty] | MD1 | MW | 8538909999
Schneider Electric | Schneider Electric | 01022021 |  | Schneider Electric |  | SED | 08128 |  |  | 90.44 |  | 1 |  | 1 | BLINDE DEUR 24 M G KAST | PORTE PLEINE 24M COF. |  | PLAIN DOOR W600 24M PRISMA G IP30 | [18 empty] | 1 | 3303430081289 | 0 |  | 9400 | 127 | 63 | 6 | 48.006 | [15 empty] | 12 | 116100 | 120 | 80 | 80 |  |  |  | 2 | Y | [12 empty] | MD1 | MW | 8538909999 | [5 empty] | 220060 | [8 empty] | Volle deur 24 modules kast | Porte pleine 24 modules coffret | [17 empty] | https://eref.se.com/be/nl/sis-tarif/product/08128 | https://eref.se.com/be/fr/sis-tarif/product/08128
Schneider Electric | Schneider Electric | 01022021 |  | Schneider Electric |  | SED | 08128AZ |  |  | 107.05 |  | 1 |  | 1 | PLAIN DOOR WALL MOUNT ENC.24M | PORTE PLEINE 24M COF. |  | PLAIN DOOR WALL MOUNT ENC.24M | [18 empty] | 1 | 3303432489274 | 0 |  | 7740 | 127 | 63 | 6 | 48.006 | [14 empty] | 73303432489273 | 15 | 126421 | 120 | 80 | 97.5 |  |  |  | 18 | N | [12 empty] | MD1 | MW | 8538100000
Schneider Electric | Schneider Electric | 01022021 |  | Schneider Electric |  | SED | 08132 |  |  | 66.63 |  | 1 |  | 1 | DOORZ. DEUR 6 M G KAST | PORTE TRANSP.6M COF. |  | TRANSPARENT DOOR W600 6M PRISMA G IP30 | [18 empty] | 1 | 3303430081326 | 0 |  | 2820 | 64 | 37 | 6 | 14.208 | [14 empty] | 73303430081325 | 60 | 169200 | 128 | 97.5 | 80 |  |  |  | 7 | N | [12 empty] | MD1 | MW | 8538909999 | [5 empty] | 220060 | [8 empty] | Doorzichtige deur 6 modules kast | Porte transparente 6 modules coffret | [17 empty] | https://eref.se.com/be/nl/sis-tarif/product/08132 | https://eref.se.com/be/fr/sis-tarif/product/08132
Schneider Electric | Schneider Electric | 01022021 |  | Schneider Electric |  | SED | 08132AZ |  |  | 78.89 |  | 1 |  | 1 | TRANSP.DOOR WALL MOUNT ENC.6M | PORTE TRANSP.6M COF. |  | TRANSP.DOOR WALL MOUNT ENC.6M | [18 empty] | 1 | 3303432489151 | 0 |  | 2820 | 64 | 37 | 6 | 14.208 | [14 empty] | 73303432489150 | 60 | 169200 | 128 | 80 | 97.5 |  |  |  | 18 | N | [12 empty] | MD1 | MW | 8538909999
Schneider Electric | Schneider Electric | 01022021 |  | Schneider Electric |  | SED | 08133 |  |  | 66.63 |  | 1 |  | 1 | DOORZ. DEUR 9 M G KAST | PORTE TRANSP.9M COF. |  | TRANSPARENT DOOR W600 9M PRISMA G IP30 | [18 empty] | 1 | 3303430081333 | 0 |  | 4100 | 64 | 52 | 6 | 19.968 | [15 empty] | 30 | 110400 | 120 | 80 | 80 |  |  |  | 7 | N | [12 empty] | MD1 | MW | 8538909999 | [5 empty] | 220060 | [8 empty] | Doorzichtige deur 9 modules kast | Porte transparente 9 modules coffret | [17 empty] | https://eref.se.com/be/nl/sis-tarif/product/08133 | https://eref.se.com/be/fr/sis-tarif/product/08133
Schneider Electric | Schneider Electric | 01022021 |  | Schneider Electric |  | SED | 08133AZ |  |  | 78.89 |  | 1 |  | 1 | TRANSP.DOOR WALL MOUNT ENC.9M | PORTE TRANSP.9M COF. |  | TRANSP.DOOR WALL MOUNT ENC.9M | [18 empty] | 1 | 3303432489199 | 0 |  | 3680 | 64 | 52 | 6 | 19.968 | [14 empty] | 73303432489198 | 30 | 110401 | 120 | 80 | 104 |  |  |  | 18 | N | [12 empty] | MD1 | MW | 8538909999
Schneider Electric | Schneider Electric | 01022021 |  | Schneider Electric |  | SED | 08134 |  |  | 66.63 |  | 1 |  | 1 | DOORZ. DEUR 12 M G KAST | PORTE TRANSP.12M COF. |  | TRANSPARENT DOOR W600 12M PRISMA G IP30 | [18 empty] | 1 | 3303430081340 | 0 |  | 5200 | 68 | 63 | 6 | 25.704 | [15 empty] | 15 | 67500 | 120 | 80 | 80 |  |  |  | 7 | N | [12 empty] | MD1 | MW | 8538909999 | [5 empty] | 220060 | [8 empty] | Doorzichtige deur 12 modules kast | Porte transparente 12 modules coffret | [17 empty] | https://eref.se.com/be/nl/sis-tarif/product/08134 | https://eref.se.com/be/fr/sis-tarif/product/08134
Schneider Electric | Schneider Electric | 01022021 |  | Schneider Electric |  | SED | 08134AZ |  |  | 78.89 |  | 1 |  | 1 | TRANSP.DOOR WALL M.ENC.12M | PORTE TRANSP.12M COF. |  | TRANSP.DOOR WALL M.ENC.12M | [18 empty] | 1 | 3303432489410 | 0 |  | 4500 | 68 | 63 | 6 | 25.704 | [14 empty] | 73303432489419 | 15 | 67501 | 120 | 80 | 105 |  |  |  | 18 | N | [12 empty] | MD1 | MW | 8538909999
Schneider Electric | Schneider Electric | 01022021 |  | Schneider Electric |  | SED | 08135 |  |  | 66.63 |  | 1 |  | 1 | DOORZ. DEUR 15 M G KAST | PORTE TRANSP.15M COF. |  | TRANSPARENT DOOR W600 15M PRISMA G IP30 | [18 empty] | 1 | 3303430081357 | 0 |  | 6200 | 82 | 63 | 6 | 30.996 | [14 empty] | 73303430081356 | 15 | 105000 | 120 | 80 | 99 |  |  |  | 7 | N | [12 empty] | MD1 | MW | 8538909999 | [5 empty] | 220060 | [8 empty] | Doorzichtige deur 15 modules kast | Porte transparente 15 modules coffret | [17 empty] | https://eref.se.com/be/nl/sis-tarif/product/08135 | https://eref.se.com/be/fr/sis-tarif/product/08135
Schneider Electric | Schneider Electric | 01022021 |  | Schneider Electric |  | SED | 08135AZ |  |  | 78.89 |  | 1 |  | 1 | TRANSP.DOOR WALL M.ENC.15M | PORTE TRANSP.15M COF. |  | TRANSP.DOOR WALL M.ENC.15M | [18 empty] | 1 | 3303432489458 | 0 |  | 5520 | 82 | 63 | 6 | 30.996 | [14 empty] | 73303432489457 | 15 | 82801 | 120 | 80 | 99 |  |  |  | 18 | N | [12 empty] | MD1 | MW | 8538909999
Schneider Electric | Schneider Electric | 01022021 |  | Schneider Electric |  | SED | 08136 |  |  | 66.63 |  | 1 |  | 1 | DOORZ. DEUR 18 M G KAST | PORTE TRANSP.18M COF. |  | TRANSPARENT DOOR W600 18M PRISMA G IP30 | [18 empty] | 1 | 3303430081364 | 0 |  | 7310 | 97 | 63 | 6 | 36.666 | [15 empty] | 15 | 119760 | 120 | 80 | 97.5 |  |  |  | 7 | N | [12 empty] | MD1 | MW | 8538909999 | [5 empty] | 220060 | [8 empty] | Doorzichtige deur 18 modules kast | Porte transparente 18 modules coffret | [17 empty] | https://eref.se.com/be/nl/sis-tarif/product/08136 | https://eref.se.com/be/fr/sis-tarif/product/08136
Schneider Electric | Schneider Electric | 01022021 |  | Schneider Electric |  | SED | 08136AZ |  |  | 78.89 |  | 1 |  | 1 | TRANSP.DOOR WALL M.ENC.18M | PORTE TRANSP.18M COF. |  | TRANSP.DOOR WALL M.ENC.18M | [18 empty] | 1 | 3303432489298 | 0 |  | 6360 | 97 | 63 | 6 | 36.666 | [14 empty] | 73303432489297 | 15 | 95401 | 120 | 80 | 97.5 |  |  |  | 18 | N | [12 empty] | MD1 | MW | 8538909999
Schneider Electric | Schneider Electric | 01022021 |  | Schneider Electric |  | SED | 08137 |  |  | 80.16 |  | 1 |  | 1 | DOORZ. DEUR 21 M G KAST | PORTE TRANSP.21M COF. |  | TRANSPARENT DOOR W600 21M PRISMA G IP30 | [18 empty] | 1 | 3303430081371 | 0 |  | 8250 | 112 | 63 | 6 | 42.336 | [15 empty] | 15 | 135600 | 120 | 80 | 97.5 |  |  |  | 2 | Y | [12 empty] | MD1 | MW | 8538909999 | [5 empty] | 220060 | [8 empty] | Doorzichtige deur 21 modules kast | Porte transparente 21 modules coffret | [17 empty] | https://eref.se.com/be/nl/sis-tarif/product/08137 | https://eref.se.com/be/fr/sis-tarif/product/08137
Schneider Electric | Schneider Electric | 01022021 |  | Schneider Electric |  | SED | 08137AZ |  |  | 94.9 |  | 1 |  | 1 | TRANSP.DOOR WALL M.ENC.21M | PORTE TRANSP.21M COF. |  | TRANSP.DOOR WALL M.ENC.21M | [18 empty] | 1 | 3303432489113 | 0 |  | 7240 | 112 | 63 | 6 | 42.336 | [14 empty] | 73303432489112 | 15 | 118921 | 120 | 80 | 97.5 |  |  |  | 18 | N | [12 empty] | MD1 | MW | 8538909999
Schneider Electric | Schneider Electric | 01022021 |  | Schneider Electric |  | SED | 08138 |  |  | 90.44 |  | 1 |  | 1 | DOORZ. DEUR 24 M G KAST | PORTE TRANSP.24M COF. |  | TRANSPARENT DOOR W600 24M PRISMA G IP30 | [18 empty] | 1 | 3303430081388 | 0 |  | 9050 | 127 | 63 | 6 | 48.006 | [14 empty] | 73303430081387 | 12 | 123000 | 127 | 80 | 99 |  |  |  | 7 | N | [12 empty] | MD1 | MW | 8538909999 | [5 empty] | 220060 | [8 empty] | Doorzichtige deur 24 modules kast | Porte transparente 24 modules coffret | [17 empty] | https://eref.se.com/be/nl/sis-tarif/product/08138 | https://eref.se.com/be/fr/sis-tarif/product/08138
Schneider Electric | Schneider Electric | 01022021 |  | Schneider Electric |  | SED | 08138AZ |  |  | 107.05 |  | 1 |  | 1 | TRANSP.DOOR WALL MOUNT ENC.24M | PORTE TRANSP.24M COF. |  | TRANSP.DOOR WALL MOUNT ENC.24M | [18 empty] | 1 | 3303432489335 | 0 |  | 8200 | 127 | 63 | 6 | 48.006 | [14 empty] | 73303432489334 | 15 | 123001 | 127 | 80 | 99 |  |  |  | 18 | N | [12 empty] | MD1 | MW | 8538909999
Schneider Electric | Schneider Electric | 01022021 |  | Schneider Electric |  | SED | 08172 |  |  | 74.73 |  | 1 |  | 1 | KOKER L300 G KAST 6 M | GAINE L300 COF.6M |  | WALL-MOUNTED DUCT W300 6M PRISMA G IP30 | [18 empty] | 1 | 3303430081722 | 0 |  | 5500 | 51 | 44 | 11 | 24.684 | [14 empty] | 73303430081721 | 16 | 77760000 | 120 | 87 | 99 |  |  |  | 7 | N | [12 empty] | MD1 | MW | 8538909999 | [5 empty] | 220060 | [8 empty] | Koker L300 kast 6 modules | Gaine L300 coffret 6 modules | [17 empty] | https://eref.se.com/be/nl/sis-tarif/product/08172 | https://eref.se.com/be/fr/sis-tarif/product/08172
Schneider Electric | Schneider Electric | 01022021 |  | Schneider Electric |  | SED | 08172AZ |  |  | 88.44 |  | 1 |  | 1 | DUCT WALL MOUNT ENC.W300 6M | GAINE |  | DUCT WALL MOUNT ENC.W300 6M | [18 empty] | 1 | 3303432487492 | 0 |  | 4860 | 51 | 44 | 11 | 24.684 | [14 empty] | 73303432487491 | 16 | 77761 | 120 | 87 | 99 |  |  |  | 18 | N | [12 empty] | MD1 | MW | 8538909999
Schneider Electric | Schneider Electric | 01022021 |  | Schneider Electric |  | SED | 08173 |  |  | 86.97 |  | 1 |  | 1 | KOKER L300 G KAST 9 M | GAINE L300 COF.9M |  | WALL-MOUNTED DUCT W300 9M PRISMA G IP30 | [18 empty] | 1 | 3303430081739 | 0 |  | 6235 | 63 | 45 | 11 | 31.185 | [14 empty] | 73303430081738 | 16 | 81280 | 120 | 80 | 91 |  |  |  | 7 | N | [12 empty] | MD1 | MW | 8538909999 | [5 empty] | 220060 | [8 empty] | Koker L300 kast 9 modules | Gaine L300 coffret 9 modules | [17 empty] | https://eref.se.com/be/nl/sis-tarif/product/08173 | https://eref.se.com/be/fr/sis-tarif/product/08173
Schneider Electric | Schneider Electric | 01022021 |  | Schneider Electric |  | SED | 08173AZ |  |  | 102.93 |  | 1 |  | 1 | DUCT WALL MOUNT ENC.W300 9M | GAINE |  | DUCT WALL MOUNT ENC.W300 9M | [18 empty] | 1 | 3303432487553 | 0 |  | 5080 | 64 | 44 | 10 | 28.16 | [14 empty] | 73303432487552 | 16 | 81281 | 120 | 80 | 91 |  |  |  | 18 | N | [12 empty] | MD1 | MW | 8538909999
Schneider Electric | Schneider Electric | 01022021 |  | Schneider Electric |  | SED | 08174 |  |  | 99.22 |  | 1 |  | 1 | KOKER L300 G KAST 12 M | GAINE L300 COF.12M |  | WALL-MOUNTED DUCT W300 12M PRISMA G IP30 | [18 empty] | 1 | 3303430081746 | 0 |  | 7090 | 67 | 36 | 11 | 26.532 | [14 empty] | 73303430081745 | 24 | 168480 | 120 | 80 | 99.5 |  |  |  | 7 | N | [12 empty] | MD1 | MW | 8538909999 | [5 empty] | 220060 | [8 empty] | Koker L300 kast 12 modules | Gaine L300 coffret 12 modules | [17 empty] | https://eref.se.com/be/nl/sis-tarif/product/08174 | https://eref.se.com/be/fr/sis-tarif/product/08174
Schneider Electric | Schneider Electric | 01022021 |  | Schneider Electric |  | SED | 08174AZ |  |  | 117.46 |  | 1 |  | 1 | DUCT WALL MOUNT ENC.W300 12M | GAINE |  | DUCT WALL MOUNT ENC.W300 12M | [18 empty] | 1 | 3303432487775 | 0 |  | 7020 | 68 | 36 | 11 | 26.928 | [14 empty] | 73303432487774 | 24 | 168481 | 120 | 80 | 99.5 |  |  |  | 18 | N | [12 empty] | MD1 | MW | 8538909999
Schneider Electric | Schneider Electric | 01022021 |  | Schneider Electric |  | SED | 08175 |  |  | 111.52 |  | 1 |  | 1 | KOKER L300 G KAST 15 M | GAINE L300 COF.15M |  | WALL-MOUNTED DUCT W300 15M PRISMA G IP30 | [18 empty] | 1 | 3303430081753 | 0 |  | 7800 | 83 | 36 | 11 | 32.868 | [14 empty] | 73303430081752 | 24 | 187200 | 120 | 80 | 99 |  |  |  | 2 | Y | [12 empty] | MD1 | MW | 8538909999 | [5 empty] | 220060 | [8 empty] | Koker L300 kast 15 modules | Gaine L300 coffret 15 modules | [17 empty] | https://eref.se.com/be/nl/sis-tarif/product/08175 | https://eref.se.com/be/fr/sis-tarif/product/08175
Schneider Electric | Schneider Electric | 01022021 |  | Schneider Electric |  | SED | 08175AZ |  |  | 131.98 |  | 1 |  | 1 | DUCT WALL MOUNT ENC.W300 15M | GAINE |  | DUCT WALL MOUNT ENC.W300 15M | [18 empty] | 1 | 3303432487614 | 0 |  | 7800 | 83 | 36 | 11 | 32.868 | [14 empty] | 73303432487613 | 24 | 187200 | 120 | 80 | 99 |  |  |  | 18 | N | [12 empty] | MD1 | MW | 8538909999
Schneider Electric | Schneider Electric | 01022021 |  | Schneider Electric |  | SED | 08176 |  |  | 123.83 |  | 1 |  | 1 | KOKER L300 G KAST 18 M | GAINE L300 COF.18M |  | WALL-MOUNTED DUCT W300 18M PRISMA G IP30 | [18 empty] | 1 | 3303430081760 | 0 |  | 8802 | 98 | 36 | 11 | 38.808 | [15 empty] | 12 | 138880 | 120 | 80 | 99 |  |  |  | 2 | Y | [12 empty] | MD1 | MW | 7326909890 | [5 empty] | 220060 | [8 empty] | Koker L300 kast 18 modules | Gaine L300 coffret 18 modules | [17 empty] | https://eref.se.com/be/nl/sis-tarif/product/08176 | https://eref.se.com/be/fr/sis-tarif/product/08176
Schneider Electric | Schneider Electric | 01022021 |  | Schneider Electric |  | SED | 08176AZ |  |  | 146.52 |  | 1 |  | 1 | DUCT WALL MOUNT ENC.W300 18M | GAINE |  | DUCT WALL MOUNT ENC.W300 18M | [18 empty] | 1 | 3303432487676 | 0 |  | 8680 | 98 | 36 | 11 | 38.808 | [14 empty] | 73303432487675 | 16 | 138881 | 120 | 80 | 99 |  |  |  | 18 | N | [12 empty] | MD1 | MW | 8538909999
Schneider Electric | Schneider Electric | 01022021 |  | Schneider Electric |  | SED | 08177 |  |  | 148.93 |  | 1 |  | 1 | KOKER L300 G KAST 21 M | GAINE L300 COF.21M |  | WALL-MOUNTED DUCT W300 21M PRISMA G IP30 | [18 empty] | 1 | 3303430081777 | 0 |  | 9580 | 113 | 36 | 11 | 44.748 | [15 empty] | 12 | 153280 | 120 | 80 | 105 |  |  |  | 2 | Y | [12 empty] | MD1 | MW | 7326909890 | [5 empty] | 220060 | [8 empty] | Koker L300 kast 21 modules | Gaine L300 coffret 21 modules | [17 empty] | https://eref.se.com/be/nl/sis-tarif/product/08177 | https://eref.se.com/be/fr/sis-tarif/product/08177
Schneider Electric | Schneider Electric | 01022021 |  | Schneider Electric |  | SED | 08177AZ |  |  | 176.27 |  | 1 |  | 1 | DUCT WALL MOUNT ENC.W300 21M | GAINE |  | DUCT WALL MOUNT ENC.W300 21M | [18 empty] | 1 | 3303432487430 | 0 |  | 9580 | 113 | 36 | 11 | 44.748 | [14 empty] | 73303432487439 | 16 | 153281 | 120 | 80 | 105 |  |  |  | 18 | N | [12 empty] | MD1 | MW | 8538909999
Schneider Electric | Schneider Electric | 01022021 |  | Schneider Electric |  | SED | 08178 |  |  | 167.95 |  | 1 |  | 1 | KOKER L300 G KAST 24 M | GAINE L300 COF.24M |  | WALL-MOUNTED DUCT W300 24M PRISMA G IP30 | [18 empty] | 1 | 3303430081784 | 0 |  | 10500 | 128 | 36 | 11 | 50.688 | [23 empty] | 2 | Y | [12 empty] | MD1 | MW | 7326909890 | [5 empty] | 220060 | [8 empty] | Koker L300 kast 24 modules | Gaine L300 coffret 24 modules | [17 empty] | https://eref.se.com/be/nl/sis-tarif/product/08178 | https://eref.se.com/be/fr/sis-tarif/product/08178
Schneider Electric | Schneider Electric | 01022021 |  | Schneider Electric |  | SED | 08178AZ |  |  | 198.81 |  | 1 |  | 1 | DUCT WALL MOUNT ENC.W300 24M | GAINE |  | DUCT WALL MOUNT ENC.W300 24M | [18 empty] | 1 | 3303432489977 | 0 |  | 10500 | 128 | 36 | 11 | 50.688 | [23 empty] | 18 | N | [12 empty] | MD1 | MW | 8538909999
Schneider Electric | Schneider Electric | 01022021 |  | Schneider Electric |  | SED | 08179 |  |  | 188.19 |  | 1 |  | 1 | KOKER L300 G KAST 27 M | GAINE L300 COF. 27M |  | WALL-MOUNTED DUCT W300 27M PRISMA G IP30 | [18 empty] | 1 | 3303430081791 | 0 |  | 11400 | 143 | 36 | 11 | 56.628 | [23 empty] | 2 | Y | [12 empty] | MD1 | MW | 85389099 | [5 empty] | 220060 | [8 empty] | Koker L300 kast 27 modules | Gaine L300 coffret 27 modules | [17 empty] | https://eref.se.com/be/nl/sis-tarif/product/08179 | https://eref.se.com/be/fr/sis-tarif/product/08179
Schneider Electric | Schneider Electric | 01022021 |  | Schneider Electric |  | SED | 08179AZ |  |  | 222.72 |  | 1 |  | 1 | DUCT WALL MOUNT ENC.W300 27M | GAINE |  | DUCT WALL MOUNT ENC.W300 27M | [18 empty] | 1 | 3303432490034 | 0 |  | 11440 | 143 | 36 | 11 | 56.628 | [23 empty] | 18 | N | [12 empty] | MD1 | MW | 8538909999
Schneider Electric | Schneider Electric | 01022021 |  | Schneider Electric |  | SED | 08182 |  |  | 28.41 |  | 1 |  | 1 | DEUR KO 6 M G KAST | PORTE GAINE 6M COF. |  | PLAIN DUCT DOOR W300 6M PRISMA G IP30 | [18 empty] | 1 | 3303430081821 | 0 |  | 1600 | 38 | 34 | 6 | 7.752 | [14 empty] | 73303430081820 | 60 | 96000 | 120 | 80 | 98 |  |  |  | 7 | N | [12 empty] | MD1 | MW | 8538909999 | [5 empty] | 220060 | [8 empty] | Deur koker 6 modules kast | Porte de gaine 6 modules coffret | [17 empty] | https://eref.se.com/be/nl/sis-tarif/product/08182 | https://eref.se.com/be/fr/sis-tarif/product/08182
Schneider Electric | Schneider Electric | 01022021 |  | Schneider Electric |  | SED | 08182AZ |  |  | 33.6 |  | 1 |  | 1 | DOOR WALL MOUNT ENC.DUCT 6M | PORTE GAINE 6M COF. |  | DOOR WALL MOUNT ENC.DUCT 6M | [18 empty] | 1 | 3303432489878 | 0 |  | 1600 | 38 | 34 | 6 | 7.752 | [14 empty] | 73303432489877 | 90 | 144001 | 120 | 80 | 97.5 |  |  |  | 18 | N | [12 empty] | MD1 | MW | 8538909999
Schneider Electric | Schneider Electric | 01022021 |  | Schneider Electric |  | SED | 08183 |  |  | 33.04 |  | 1 |  | 1 | DEUR KO 9 M G KAST | PORTE GAINE 9 M COF. |  | PLAIN DUCT DOOR W300 9M PRISMA G IP30 | [18 empty] | 1 | 3303430081838 | 0 |  | 2510 | 53 | 34 | 5 | 9.01 | [15 empty] | 60 | 162120 | 120 | 80 | 92 |  |  |  | 7 | N | [12 empty] | MD1 | MW | 8538909999 | [5 empty] | 220060 | [8 empty] | Deur koker 9 modules kast | Porte de gaine 9 modules coffret | [17 empty] | https://eref.se.com/be/nl/sis-tarif/product/08183 | https://eref.se.com/be/fr/sis-tarif/product/08183
Schneider Electric | Schneider Electric | 01022021 |  | Schneider Electric |  | SED | 08183AZ |  |  | 39.12 |  | 1 |  | 1 | DOOR WALL MOUNT ENC.DUCT 9M | PORTE GAINE 9 M COF. |  | DOOR WALL MOUNT ENC.DUCT 9M | [18 empty] | 1 | 3303432489915 | 0 |  | 2080 | 52 | 34 | 6 | 10.608 | [14 empty] | 73303432489914 | 60 | 135121 | 120 | 80 | 97.5 |  |  |  | 18 | N | [12 empty] | MD1 | MW | 8538909999
Schneider Electric | Schneider Electric | 01022021 |  | Schneider Electric |  | SED | 08184 |  |  | 37.7 |  | 1 |  | 1 | DEUR KO 12 M G KAST | PORTE GAINE 12M COF. |  | PLAIN DUCT DOOR W300 12M PRISMA G IP30 | [18 empty] | 1 | 3303430081845 | 0 |  | 3100 | 67 | 34 | 6 | 13.668 | [14 empty] | 73303430081844 | 45 | 114300 | 120 | 80 | 97.5 |  |  |  | 7 | N | [12 empty] | MD1 | MW | 8538909999 | [5 empty] | 220060 | [8 empty] | Deur koker 12 modules kast | Porte de gaine 12 modules coffret | [17 empty] | https://eref.se.com/be/nl/sis-tarif/product/08184 | https://eref.se.com/be/fr/sis-tarif/product/08184
Schneider Electric | Schneider Electric | 01022021 |  | Schneider Electric |  | SED | 08184AZ |  |  | 44.64 |  | 1 |  | 1 | DOOR WALL MOUNT ENC.DUCT 12M | PORTE GAINE 12M COF. |  | DOOR WALL MOUNT ENC.DUCT 12M | [18 empty] | 1 | 3303432490171 | 0 |  | 2540 | 67 | 34 | 6 | 13.668 | [14 empty] | 73303432490170 | 45 | 114301 | 120 | 80 | 97.5 |  |  |  | 18 | N | [12 empty] | MD1 | MW | 8538909999
Schneider Electric | Schneider Electric | 01022021 |  | Schneider Electric |  | SED | 08185 |  |  | 42.36 |  | 1 |  | 1 | DEUR KO 15 M G KAST | PORTE GAINE 15M COF. |  | PLAIN DUCT DOOR W300 15M PRISMA G IP30 | [18 empty] | 1 | 3303430081852 | 0 |  | 4000 | 82 | 34 | 6 | 16.728 | [15 empty] | 30 | 135000 | 120 | 80 | 97.5 |  |  |  | 2 | Y | [12 empty] | MD1 | MW | 8538909999 | [5 empty] | 220060 | [8 empty] | Deur koker 15 modules kast | Porte de gaine 15 modules coffret | [17 empty] | https://eref.se.com/be/nl/sis-tarif/product/08185 | https://eref.se.com/be/fr/sis-tarif/product/08185
Schneider Electric | Schneider Electric | 01022021 |  | Schneider Electric |  | SED | 08185AZ |  |  | 50.13 |  | 1 |  | 1 | DOOR WALL MOUNT ENC.DUCT 15M | PORTE GAINE 15M COF. |  | DOOR WALL MOUNT ENC.DUCT 15M | [18 empty] | 1 | 3303432490218 | 0 |  | 3000 | 82 | 34 | 6 | 16.728 | [14 empty] | 73303432490217 | 45 | 135001 | 120 | 80 | 97.5 |  |  |  | 18 | N | [12 empty] | MD1 | MW | 8538909999
Schneider Electric | Schneider Electric | 01022021 |  | Schneider Electric |  | SED | 08186 |  |  | 47.02 |  | 1 |  | 1 | DEUR KO 18 M G KAST | PORTE GAINE 18M COF. |  | PLAIN DUCT DOOR W300 18M PRISMA G IP30 | [18 empty] | 1 | 3303430081869 | 0 |  | 4610 | 97 | 34 | 6 | 19.788 | [15 empty] | 30 | 147000 | 120 | 80 | 80 |  |  |  | 2 | Y | [12 empty] | MD1 | MW | 8538909999 | [5 empty] | 220060 | [8 empty] | Deur koker 18 modules kast | Porte de gaine 18 modules coffret | [17 empty] | https://eref.se.com/be/nl/sis-tarif/product/08186 | https://eref.se.com/be/fr/sis-tarif/product/08186
Schneider Electric | Schneider Electric | 01022021 |  | Schneider Electric |  | SED | 08186AZ |  |  | 55.65 |  | 1 |  | 1 | DOOR WALL MOUNT ENC.DUCT 18M | PORTE GAINE 18M COF. |  | DOOR WALL MOUNT ENC.DUCT 18M | [18 empty] | 1 | 3303432490072 | 0 |  | 3480 | 97 | 34 | 6 | 19.788 | [14 empty] | 73303432490071 | 30 | 104401 | 120 | 80 | 97.5 |  |  |  | 18 | N | [12 empty] | MD1 | MW | 8538909999
Schneider Electric | Schneider Electric | 01022021 |  | Schneider Electric |  | SED | 08187 |  |  | 56.62 |  | 1 |  | 1 | DEUR KO 21 M G KAST | PORTE GAINE 21M COF. |  | PLAIN DUCT DOOR W300 21M PRISMA G IP30 | [18 empty] | 1 | 3303430081876 | 0 |  | 5200 | 112 | 34 | 6 | 22.848 | [14 empty] | 73303430081875 | 30 | 118800 | 120 | 80 | 97.5 |  |  |  | 2 | Y | [12 empty] | MD1 | MW | 8538909999 | [5 empty] | 220060 | [8 empty] | Deur koker 21 modules kast | Porte de gaine 21 modules coffret | [17 empty] | https://eref.se.com/be/nl/sis-tarif/product/08187 | https://eref.se.com/be/fr/sis-tarif/product/08187
Schneider Electric | Schneider Electric | 01022021 |  | Schneider Electric |  | SED | 08187AZ |  |  | 66.98 |  | 1 |  | 1 | DOOR WALL MOUNT ENC.DUCT 21M | PORTE GAINE 21M COF. |  | DOOR WALL MOUNT ENC.DUCT 21M | [18 empty] | 1 | 3303432490133 | 0 |  | 3960 | 112 | 34 | 6 | 22.848 | [14 empty] | 73303432490132 | 30 | 118801 | 120 | 80 | 97.5 |  |  |  | 18 | N | [12 empty] | MD1 | MW | 8538909999
Schneider Electric | Schneider Electric | 01022021 |  | Schneider Electric |  | SED | 08188 |  |  | 63.8 |  | 1 |  | 1 | DEUR KO 24 M G KAST | PORTE GAINE 24M COF. |  | PLAIN DUCT DOOR W300 24M PRISMA G IP30 | [18 empty] | 1 | 3303430081883 | 0 |  | 5700 | 127 | 34 | 6 | 25.908 | [14 empty] | 73303430081882 | 30 | 183000 | 127 | 80 | 97.5 |  |  |  | 2 | Y | [12 empty] | MD1 | MW | 8538909999 | [5 empty] | 220060 | [8 empty] | Deur koker 24 modules kast | Porte de gaine 24 modules coffret | [17 empty] | https://eref.se.com/be/nl/sis-tarif/product/08188 | https://eref.se.com/be/fr/sis-tarif/product/08188
Schneider Electric | Schneider Electric | 01022021 |  | Schneider Electric |  | SED | 08188AZ |  |  | 75.55 |  | 1 |  | 1 | DOOR WALL MOUNT ENC.DUCT 24M | PORTE GAINE 24M COF. |  | DOOR WALL MOUNT ENC.DUCT 24M | [18 empty] | 1 | 3303432490676 | 0 |  | 4400 | 127 | 34 | 6 | 25.908 | [14 empty] | 73303432490675 | 30 | 132001 | 127 | 80 | 97.5 |  |  |  | 18 | N | [12 empty] | MD1 | MW | 8538909999
Schneider Electric | Schneider Electric | 01022021 |  | Schneider Electric |  | SED | 08197 |  |  | 77.41 |  | 1 |  | 1 | DOORZ. DEUR KO 21 M G KAST | PORTE TRANSP.GAINE 21M COF |  | TRANSP.DUCT DOOR W300 21M PRISMA G IP30 | [18 empty] | 1 | 3303430081975 | 0 |  | 4300 | 112 | 34 | 6 | 22.848 | [14 empty] | 73303430081974 | 14 | 60200 | 120 | 80 | 53.5 |  |  |  | 7 | N | [12 empty] | MD1 | MW | 8538909999 | [5 empty] | 220060 | [8 empty] | Doorzichtige deur koker 21 modules kast | Porte transparente de gaine 21 modules coffret | [17 empty] | https://eref.se.com/be/nl/sis-tarif/product/08197 | https://eref.se.com/be/fr/sis-tarif/product/08197
Schneider Electric | Schneider Electric | 01022021 |  | Schneider Electric |  | SED | 08197AZ |  |  | 91.68 |  | 1 |  | 1 | TRANSP.DOOR WALL M.ENC.DUCT21M | PORTE TRANSP.GAINE 21M COF |  | TRANSP.DOOR WALL M.ENC.DUCT21M | [18 empty] | 1 | 3303432490713 | 0 |  | 4300 | 112 | 34 | 6 | 22.848 | [14 empty] | 73303432490712 | 14 | 60201 | 120 | 80 | 53.5 |  |  |  | 18 | N | [12 empty] | MD1 | MW | 8538909999
Schneider Electric | Schneider Electric | 01022021 |  | Schneider Electric |  | SED | 08198 |  |  | 87.35 |  | 1 |  | 1 | DOORZ. DEUR KO 24 M G KAST | PORTE TRANSP.GAINE 24M COF |  | TRANSP.DUCT DOOR W300 24M PRISMA G IP30 | [18 empty] | 1 | 3303430081982 | 0 |  | 4780 | 127 | 34 | 6 | 25.908 | [23 empty] | 7 | N | [12 empty] | MD1 | MW | 8538909999 | [5 empty] | 220060 | [8 empty] | Doorzichtige deur koker 24 modules kast | Porte transparente de gaine 24 modules coffret | [17 empty] | https://eref.se.com/be/nl/sis-tarif/product/08198 | https://eref.se.com/be/fr/sis-tarif/product/08198
Schneider Electric | Schneider Electric | 01022021 |  | Schneider Electric |  | SED | 08198AZ |  |  | 103.37 |  | 1 |  | 1 | TRANSP.DOOR WALL M.ENC.DUCT24M | PORTE TRANSP.GAINE 24M COF |  | TRANSP.DOOR WALL M.ENC.DUCT24M | [18 empty] | 1 | 3303432488291 | 0 |  | 4780 | 127 | 34 | 6 | 25.908 | [23 empty] | 18 | N | [12 empty] | MD1 | MW | 8538909999
Schneider Electric | Schneider Electric | 01022021 |  | Schneider Electric |  | SED | 08202 |  |  | 356.13 |  | 1 |  | 1 | G KAST B600 27 M | ARMOIRE L600 27M |  | FLOOR-STAND.ENCL.W600 27M PRISMA G IP30 | [18 empty] | 1 | 3303430082026 | 0 |  | 23000 | 158 | 64 | 9 | 91.008 | [23 empty] | 2 | Y | [12 empty] | MD1 | MW | 8538100000 | [5 empty] | 220060 | [8 empty] | Kast B600 27 modules | Armoire L600 27 modules | [17 empty] | https://eref.se.com/be/nl/sis-tarif/product/08202 | https://eref.se.com/be/fr/sis-tarif/product/08202
Schneider Electric | Schneider Electric | 01022021 |  | Schneider Electric |  | SED | 08202AZ |  |  | 421.53 |  | 1 |  | 1 | FLOOR STANDING ENC.W600 27M | ARMOIRE L600 27M |  | FLOOR STANDING ENC.W600 27M | [18 empty] | 1 | 3303432488116 | 0 |  | 23300 | 158 | 64 | 9 | 91.008 | [23 empty] | 18 | N | [12 empty] | MD1 | MW | 8538100000
Schneider Electric | Schneider Electric | 01022021 |  | Schneider Electric |  | SED | 08203 |  |  | 402.57 |  | 1 |  | 1 | G KAST B600 30 M | ARMOIRE L600 30M |  | FLOOR-STAND.ENCL.W600 30M PRISMA G IP30 | [18 empty] | 1 | 3303430082033 | 0 |  | 25000 | 172 | 65 | 9 | 100.62 | [23 empty] | 2 | Y | [12 empty] | MD1 | MW | 8538100000 | [5 empty] | 220060 | [8 empty] | Kast B600 30 modules | Armoire L600 30 modules | [17 empty] | https://eref.se.com/be/nl/sis-tarif/product/08203 | https://eref.se.com/be/fr/sis-tarif/product/08203
Schneider Electric | Schneider Electric | 01022021 |  | Schneider Electric |  | SED | 08203AZ |  |  | 476.47 |  | 1 |  | 1 | FLOOR STANDING ENC.W600 30M | ARMOIRE L600 30M |  | FLOOR STANDING ENC.W600 30M | [18 empty] | 1 | 3303432488178 | 0 |  | 25100 | 173 | 64 | 9 | 99.648 | [23 empty] | 18 | N | [12 empty] | MD1 | MW | 8538100000
Schneider Electric | Schneider Electric | 01022021 |  | Schneider Electric |  | SED | 08204 |  |  | 452.46 |  | 1 |  | 1 | G KAST B600 33 M | ARMOIRE L600 33M |  | FLOOR-STAND.ENCL.W600 33M PRISMA G IP30 | [18 empty] | 1 | 3303430082040 | 0 |  | 26000 | 187 | 64 | 9 | 107.712 | [14 empty] | 73303430082049 | 20 | 546500 | 200 | 120 | 101 |  |  |  | 2 | Y | [12 empty] | MD1 | MW | 8538100000 | [5 empty] | 220060 | [8 empty] | Kast B600 33 modules | Armoire L600 33 modules | [17 empty] | https://eref.se.com/be/nl/sis-tarif/product/08204 | https://eref.se.com/be/fr/sis-tarif/product/08204
Schneider Electric | Schneider Electric | 01022021 |  | Schneider Electric |  | SED | 08204AZ |  |  | 535.53 |  | 1 |  | 1 | FLOOR STANDING ENC.W600 33M | ARMOIRE L600 33M |  | FLOOR STANDING ENC.W600 33M | [18 empty] | 1 | 3303432488451 | 0 |  | 27320 | 188 | 64 | 9 | 108.288 | [23 empty] | 18 | N | [12 empty] | MD1 | MW | 8538100000
Schneider Electric | Schneider Electric | 01022021 |  | Schneider Electric |  | SED | 08205 |  |  | 502.73 |  | 1 |  | 1 | FLOOR-STAND.ENCL.W600 36M PRISMA G IP30 | ARMOIRE L600 36M PRISMA G IP30 |  | FLOOR-STAND.ENCL.W600 36M PRISMA G IP30 | [18 empty] | 1 | 3606480908507 | 0 |  | 30000 | 188 | 64 | 9 | 108.288 | [23 empty] | 2 | Y | [12 empty] | MD1 | MW | 8538100000 | [33 empty] | https://eref.se.com/be/nl/sis-tarif/product/08205 | https://eref.se.com/be/fr/sis-tarif/product/08205
Schneider Electric | Schneider Electric | 01022021 |  | Schneider Electric |  | SED | 08212 |  |  | 284.91 |  | 1 |  | 1 | UITBR.G KAST B600 27 M | ARM.EXTENSION L600 27M |  | EXTENSION FLOOR-ST.ENC.W600 27M G IP30 | [18 empty] | 1 | 3303430082125 | 0 |  | 22000 | 157 | 65 | 9 | 91.845 | [23 empty] | 7 | N | [12 empty] | MD1 | MW | 8538100000 | [5 empty] | 220060 | [8 empty] | Uitbreidingskast B600 27 modules | Armoire d'extension L600 27 modules | [17 empty] | https://eref.se.com/be/nl/sis-tarif/product/08212 | https://eref.se.com/be/fr/sis-tarif/product/08212
Schneider Electric | Schneider Electric | 01022021 |  | Schneider Electric |  | SED | 08212AZ |  |  | 337.19 |  | 1 |  | 1 | FLOOR ST.ENC.EXTENS.W600 27M | ARM.EXTENSION L600 27M |  | FLOOR ST.ENC.EXTENS.W600 27M | [18 empty] | 1 | 3303432488314 | 0 |  | 21700 | 158 | 64 | 9 | 91.008 | [23 empty] | 18 | N | [12 empty] | MD1 | MW | 8538100000
Schneider Electric | Schneider Electric | 01022021 |  | Schneider Electric |  | SED | 08213 |  |  | 322.04 |  | 1 |  | 1 | UITBR.G KAST B600 30 M | ARM.EXTENSION L600 30M |  | EXTENSION FLOOR-ST.ENC.W600 30M G IP30 | [18 empty] | 1 | 3303430082132 | 0 |  | 22000 | 173 | 64 | 9 | 99.648 | [23 empty] | 7 | N | [12 empty] | MD1 | MW | 8538100000 | [5 empty] | 220060 | [8 empty] | Uitbreidingskast B600 30 modules | Armoire d'extension L600 30 modules | [17 empty] | https://eref.se.com/be/nl/sis-tarif/product/08213 | https://eref.se.com/be/fr/sis-tarif/product/08213
Schneider Electric | Schneider Electric | 01022021 |  | Schneider Electric |  | SED | 08213AZ |  |  | 381.17 |  | 1 |  | 1 | FLOOR ST.ENC.EXTENS.W600 30M | ARM.EXTENSION L600 30M |  | FLOOR ST.ENC.EXTENS.W600 30M | [18 empty] | 1 | 3303432488376 | 0 |  | 22800 | 173 | 64 | 9 | 99.648 | [23 empty] | 18 | N | [12 empty] | MD1 | MW | 8538100000
Schneider Electric | Schneider Electric | 01022021 |  | Schneider Electric |  | SED | 08214 |  |  | 361.98 |  | 1 |  | 1 | UITBR.G KAST B600 33 M | ARM.EXTENSION L600 33M |  | EXTENSION FLOOR-ST.ENC.W600 33M G IP30 | [18 empty] | 1 | 3303430082149 | 0 |  | 23550 | 188 | 65 | 9 | 109.98 | [14 empty] | 73303430082148 | 20 | 480000 | 126 | 200 | 110 |  |  |  | 2 | Y | [12 empty] | MD1 | MW | 8538100000 | [5 empty] | 220060 | [8 empty] | Uitbreidingskast B600 33 modules | Armoire d'extension L600 33 modules | [17 empty] | https://eref.se.com/be/nl/sis-tarif/product/08214 | https://eref.se.com/be/fr/sis-tarif/product/08214
Schneider Electric | Schneider Electric | 01022021 |  | Schneider Electric |  | SED | 08214AZ |  |  | 428.44 |  | 1 |  | 1 | FLOOR ST.ENC.EXTENS.W600 33M | ARM.EXTENSION L600 33M |  | FLOOR ST.ENC.EXTENS.W600 33M | [18 empty] | 1 | 3303432487911 | 0 |  | 24000 | 188 | 65 | 9 | 109.98 | [23 empty] | 18 | N | [12 empty] | MD1 | MW | 8538100000
Schneider Electric | Schneider Electric | 01022021 |  | Schneider Electric |  | SED | 08215 |  |  | 430.27 |  | 1 |  | 1 | EXTENSION FLOOR-ST.ENC.W600 36M G IP30 | ARMOIRE EXTENSION L600 36M PRISMA G IP30 |  | EXTENSION FLOOR-ST.ENC.W600 36M G IP30 | [18 empty] | 1 | 3606480908514 | 0 |  | 26960 | 187 | 64 | 9 | 107.712 | [23 empty] | 2 | Y | [12 empty] | MD1 | MW | 8538100000 | [33 empty] | https://eref.se.com/be/nl/sis-tarif/product/08215 | https://eref.se.com/be/fr/sis-tarif/product/08215
Schneider Electric | Schneider Electric | 01022021 |  | Schneider Electric |  | SED | 08222 |  |  | 124.66 |  | 1 |  | 1 | BLINDE DEUR 27 M G KAST | PORTE PLEINE 27M COF-ARM. |  | PLAIN DOOR W600 27M PRISMA G IP30 | [18 empty] | 1 | 3303430082224 | 0 |  | 11550 | 142 | 64 | 7 | 63.616 | [23 empty] | 2 | Y | [12 empty] | MD1 | MW | 8538100000 | [5 empty] | 220060 | [8 empty] | Volle deur 27 modules kast | Porte pleine 27 modules coffret et armoire | [17 empty] | https://eref.se.com/be/nl/sis-tarif/product/08222 | https://eref.se.com/be/fr/sis-tarif/product/08222
Schneider Electric | Schneider Electric | 01022021 |  | Schneider Electric |  | SED | 08222AZ |  |  | 147.54 |  | 1 |  | 1 | PLAIN DOOR ENCLOSURES 27M | PORTE PLEINE 27M COF ARM. |  | PLAIN DOOR ENCLOSURES 27M | [18 empty] | 1 | 3303432487973 | 0 |  | 10060 | 142 | 64 | 7 | 63.616 | [23 empty] | 18 | N | [12 empty] | MD1 | MW | 8538909999
Schneider Electric | Schneider Electric | 01022021 |  | Schneider Electric |  | SED | 08223 |  |  | 140.89 |  | 1 |  | 1 | BLINDE DEUR 30 M G KAST | PORTE PLEINE 30M ARM. |  | PLAIN DOOR W600 30M PRISMA G IP30 | [18 empty] | 1 | 3303430082231 | 0 |  | 12750 | 157 | 63 | 7 | 69.237 | [23 empty] | 2 | Y | [12 empty] | MD1 | MW | 85389099 | [5 empty] | 220060 | [8 empty] | Volle deur 30 modules kast | Porte pleine 30 modules armoire | [17 empty] | https://eref.se.com/be/nl/sis-tarif/product/08223 | https://eref.se.com/be/fr/sis-tarif/product/08223
Schneider Electric | Schneider Electric | 01022021 |  | Schneider Electric |  | SED | 08223AZ |  |  | 166.77 |  | 1 |  | 1 | PLAIN DOOR FLOOR ST.ENC. | PORTE PLEINE 30M ARM. |  | PLAIN DOOR FLOOR ST.ENC. | [18 empty] | 1 | 3303432487836 | 0 |  | 11140 | 157 | 63 | 7 | 69.237 | [23 empty] | 18 | N | [12 empty] | MD1 | MW | 8538909999
Schneider Electric | Schneider Electric | 01022021 |  | Schneider Electric |  | SED | 08224 |  |  | 158.35 |  | 1 |  | 1 | BLINDE DEUR 33 M G KAST | PORTE PLEINE 33M ARM. |  | PLAIN DOOR W600 33M PRISMA G IP30 | [18 empty] | 1 | 3303430082248 | 0 |  | 13800 | 172 | 63 | 7 | 75.852 | [23 empty] | 2 | Y | [12 empty] | MD1 | MW | 8538100000 | [5 empty] | 220060 | [8 empty] | Volle deur 33 modules kast | Porte pleine 33 modules armoire | [17 empty] | https://eref.se.com/be/nl/sis-tarif/product/08224 | https://eref.se.com/be/fr/sis-tarif/product/08224
Schneider Electric | Schneider Electric | 01022021 |  | Schneider Electric |  | SED | 08224AZ |  |  | 187.43 |  | 1 |  | 1 | PLAIN DOOR FLOOR ST.ENC.33M | PORTE PLEINE 33M ARM. |  | PLAIN DOOR FLOOR ST.ENC.33M | [18 empty] | 1 | 3303432487874 | 0 |  | 11960 | 172 | 63 | 7 | 75.852 | [23 empty] | 18 | N | [12 empty] | MD1 | MW | 8538909999
Schneider Electric | Schneider Electric | 01022021 |  | Schneider Electric |  | SED | 08225 |  |  | 189.4 |  | 1 |  | 1 | PLAIN DOOR W600 36M PRISMA G IP30 | PORTE PLEINE L600 36M PRISMA G IP30 |  | PLAIN DOOR W600 36M PRISMA G IP30 | [18 empty] | 1 | 3606480908569 | 0 |  | 15200 | 189 | 7 | 64 | 84.672 | [23 empty] | 2 | Y | [12 empty] | MD1 | MW | 85389099 | [33 empty] | https://eref.se.com/be/nl/sis-tarif/product/08225 | https://eref.se.com/be/fr/sis-tarif/product/08225
Schneider Electric | Schneider Electric | 01022021 |  | Schneider Electric |  | SED | 08232 |  |  | 124.66 |  | 1 |  | 1 | DOORZ. DEUR 27 M G KAST | PORTE TRANSP.27M COF-ARM. |  | TRANSPARENT DOOR W600 27M PRISMA G IP30 | [18 empty] | 1 | 3303430082323 | 0 |  | 10050 | 142 | 64 | 7 | 63.616 | [14 empty] | 73303430082322 | 12 | 128180 | 127 | 200 | 99.5 |  |  |  | 7 | N | [12 empty] | MD1 | MW | 8538909999 | [5 empty] | 220060 | [8 empty] | Doorzichtige deur 27 modules kast | Porte transparente 27 modules coffret et armoire | [17 empty] | https://eref.se.com/be/nl/sis-tarif/product/08232 | https://eref.se.com/be/fr/sis-tarif/product/08232
Schneider Electric | Schneider Electric | 01022021 |  | Schneider Electric |  | SED | 08232AZ |  |  | 147.54 |  | 1 |  | 1 | TRANSP.DOOR FLOOR ST.ENC.27M | PORTE TRANSP.27M COF ARM. |  | TRANSP.DOOR FLOOR ST.ENC.27M | [18 empty] | 1 | 3303432488055 | 0 |  | 9860 | 142 | 64 | 7 | 63.616 | [23 empty] | 18 | N | [12 empty] | MD1 | MW | 8538909999
Schneider Electric | Schneider Electric | 01022021 |  | Schneider Electric |  | SED | 08233 |  |  | 140.89 |  | 1 |  | 1 | DOORZ. DEUR 30 M G KAST | PORTE TRANSP.30M ARM. |  | TRANSPARENT DOOR W600 30M PRISMA G IP30 | [18 empty] | 1 | 3303430082330 | 0 |  | 10840 | 157 | 64 | 7 | 70.336 | [23 empty] | 7 | N | [12 empty] | MD1 | MW | 8538909999 | [5 empty] | 220060 | [8 empty] | Doorzichtige deur 30 modules kast | Porte transparente 30 modules armoire | [17 empty] | https://eref.se.com/be/nl/sis-tarif/product/08233 | https://eref.se.com/be/fr/sis-tarif/product/08233
Schneider Electric | Schneider Electric | 01022021 |  | Schneider Electric |  | SED | 08233AZ |  |  | 166.77 |  | 1 |  | 1 | TRANSP.DOOR FLOOR ST.ENC.30M | PORTE TRANSP.30M ARM. |  | TRANSP.DOOR FLOOR ST.ENC.30M | [18 empty] | 1 | 3303432497910 | 0 |  | 10840 | 157 | 64 | 7 | 70.336 | [23 empty] | 18 | N | [12 empty] | MD1 | MW | 8538909999
Schneider Electric | Schneider Electric | 01022021 |  | Schneider Electric |  | SED | 08234 |  |  | 158.35 |  | 1 |  | 1 | DOORZ. DEUR 33 M G KAST | PORTE TRANSP.33M ARM. |  | TRANSPARENT DOOR W600 33M PRISMA G IP30 | [18 empty] | 1 | 3303430082347 | 0 |  | 11540 | 172 | 64 | 7 | 77.056 | [23 empty] | 2 | Y | [12 empty] | MD1 | MW | 85389099 | [5 empty] | 220060 | [8 empty] | Doorzichtige deur 33 modules kast | Porte transparente 33 modules armoire | [17 empty] | https://eref.se.com/be/nl/sis-tarif/product/08234 | https://eref.se.com/be/fr/sis-tarif/product/08234
Schneider Electric | Schneider Electric | 01022021 |  | Schneider Electric |  | SED | 08234AZ |  |  | 187.43 |  | 1 |  | 1 | TRANSP.DOOR FLOOR ST.ENC.33M | PORTE TRANSP.33M ARM. |  | TRANSP.DOOR FLOOR ST.ENC.33M | [18 empty] | 1 | 3303432497835 | 0 |  | 11540 | 172 | 64 | 7 | 77.056 | [23 empty] | 18 | N | [12 empty] | MD1 | MW | 8538909999
Schneider Electric | Schneider Electric | 01022021 |  | Schneider Electric |  | SED | 08235 |  |  | 210.33 |  | 1 |  | 1 | TRANSPARENT DOOR W600 36M PRISMA G IP30 | PORTE VITREE L600 36M PRISMA G IP30 |  | TRANSPARENT DOOR W600 36M PRISMA G IP30 | [18 empty] | 1 | 3606480908576 | 0 |  | 13412 | 188 | 63 | 7 | 82.908 | [23 empty] | 2 | Y | [12 empty] | MD1 | MW | 85389099 | [33 empty] | https://eref.se.com/be/nl/sis-tarif/product/08235 | https://eref.se.com/be/fr/sis-tarif/product/08235
Schneider Electric | Schneider Electric | 01022021 |  | Schneider Electric |  | SED | 08242 |  |  | 525.3 |  | 1 |  | 1 | Prisma G Kast L850 27M IP30 | Prisma G Armoire L850 27M IP30 |  | FLOOR-STAND.ENCL.W850 27M PRISMA G IP30 | [18 empty] | 1 | 3606481166906 | 0 |  | 31000 | 160 | 92 | 9 | 132.48 | [23 empty] | 7 | N | [12 empty] | MD1 | MW | 8538909999 | [33 empty] | https://eref.se.com/be/nl/sis-tarif/product/08242 | https://eref.se.com/be/fr/sis-tarif/product/08242
Schneider Electric | Schneider Electric | 01022021 |  | Schneider Electric |  | SED | 08243 |  |  | 541.78 |  | 1 |  | 1 | Prisma G Kast W850 30M IP30 | Prisma G Armoire W850 30M IP30 |  | FLOOR-STAND.ENCL.W850 30M PRISMA G IP30 | [18 empty] | 1 | 3606481166913 | 0 |  | 33000 | 175 | 92 | 9 | 144.9 | [23 empty] | 7 | N | [12 empty] | MD1 | MW | 8538909999 | [33 empty] | https://eref.se.com/be/nl/sis-tarif/product/08243 | https://eref.se.com/be/fr/sis-tarif/product/08243
Schneider Electric | Schneider Electric | 01022021 |  | Schneider Electric |  | SED | 08244 |  |  | 533.17 |  | 1 |  | 1 | FLOOR STANDING ENC.W850 33M | ARMOIRE L850 33M |  | FLOOR-STAND.ENCL.W850 33M PRISMA G IP30 | [18 empty] | 1 | 3303430082446 | 0 |  | 31130 | 190 | 90 | 8 | 136.8 | [23 empty] | 2 | Y | [12 empty] | MD1 | MW | 8538100000 | [14 empty] | Prisma Plus - G Systeem - vloerkast - B = 850 mm - 33 modules | Prisma G - Armoire, L = 850 mm, 33 modules | [17 empty] | https://eref.se.com/be/nl/sis-tarif/product/08244 | https://eref.se.com/be/fr/sis-tarif/product/08244
Schneider Electric | Schneider Electric | 01022021 |  | Schneider Electric |  | SED | 08245 |  |  | 613.16 |  | 1 |  | 1 | FLOOR-STAND.ENCL.W850 36M PRISMA G IP30 | ARMOIRE L850 36M PRISMA G IP30 |  | FLOOR-STAND.ENCL.W850 36M PRISMA G IP30 | [18 empty] | 1 | 3606480908521 | 0 |  | 38900 | 190 | 92 | 9 | 157.32 | [23 empty] | 2 | Y | [12 empty] | MD1 | MW | 8538100000 | [33 empty] | https://eref.se.com/be/nl/sis-tarif/product/08245 | https://eref.se.com/be/fr/sis-tarif/product/08245
Schneider Electric | Schneider Electric | 01022021 |  | Schneider Electric |  | SED | 08252 |  |  | 211.15 |  | 1 |  | 1 | Prisma G Volle deur W850 27M IP30 | Prisma G Porte pleine W850 27M IP30 |  | PLAIN DOOR W850 27M PRISMA G IP30/4X | [18 empty] | 1 | 3606481166920 | 0 |  | 15382 | 143 | 88 | 7 | 88.088 | [23 empty] | 13 | N | [12 empty] | MD1 | MW | 8538909999 | [33 empty] | https://eref.se.com/be/nl/sis-tarif/product/08252 | https://eref.se.com/be/fr/sis-tarif/product/08252
Schneider Electric | Schneider Electric | 01022021 |  | Schneider Electric |  | SED | 08253 |  |  | 221.45 |  | 1 |  | 1 | Prisma G Volle deur W850 30M IP30 | Prisma G Porte pleine W850 30M IP30 |  | PLAIN DOOR W850 30M PRISMA G IP30/4X | [18 empty] | 1 | 3606481166937 | 0 |  | 16850 | 157 | 87 | 7 | 95.613 | [23 empty] | 13 | N | [12 empty] | MD1 | MW | 8538909999 | [33 empty] | https://eref.se.com/be/nl/sis-tarif/product/08253 | https://eref.se.com/be/fr/sis-tarif/product/08253
Schneider Electric | Schneider Electric | 01022021 |  | Schneider Electric |  | SED | 08254 |  |  | 246.75 |  | 1 |  | 1 | VOLLE DEUR IP30 VR KAST 33M BR850 | PORTE PLEINE ARMOIRE IP30 33M L850 |  | PLAIN DOOR W850 33M PRISMA G IP30 | [18 empty] | 1 | 3303430082545 | 0 |  | 18550 | 172 | 87 | 7 | 104.748 | [23 empty] | 2 | Y | [12 empty] | MD1 | MW | 8538909999 | [14 empty] | Prisma Plus - G System - vloerstaande behuizing - volle deur - 33 modules | Porte pleine d'armoire, L = 850 mm, 33 modules | [17 empty] | https://eref.se.com/be/nl/sis-tarif/product/08254 | https://eref.se.com/be/fr/sis-tarif/product/08254
Schneider Electric | Schneider Electric | 01022021 |  | Schneider Electric |  | SED | 08255 |  |  | 238.46 |  | 1 |  | 1 | PLAIN DOOR W850 36M PRISMA G IP30 | PORTE PLEINE L850 36M PRISMA G IP30 |  | PLAIN DOOR W850 36M PRISMA G IP30 | [18 empty] | 1 | 3606480908583 | 0 |  | 19000 | 186 | 88 | 7 | 114.576 | [23 empty] | 2 | Y | [12 empty] | MD1 | MW | 8538909999 | [33 empty] | https://eref.se.com/be/nl/sis-tarif/product/08255 | https://eref.se.com/be/fr/sis-tarif/product/08255
Schneider Electric | Schneider Electric | 01022021 |  | Schneider Electric |  | SED | 08262 |  |  | 319.3 |  | 1 |  | 1 | Prisma G Doorsch. deur W850 27M IP30 | Prisma G Porte transp. W850 27M IP30 |  | TRANSP. DOOR W850 27M PRISMA G IP30/4X | [18 empty] | 1 | 3606481166944 | 0 |  | 13000 | 142 | 86 | 7 | 85.484 | [23 empty] | 7 | N | [12 empty] | MD1 | MW | 8538909999 | [33 empty] | https://eref.se.com/be/nl/sis-tarif/product/08262 | https://eref.se.com/be/fr/sis-tarif/product/08262
Schneider Electric | Schneider Electric | 01022021 |  | Schneider Electric |  | SED | 08263 |  |  | 329.6 |  | 1 |  | 1 | Prisma G Doorsch. deur W850 30M IP30 | Prisma G Porte transp. W850 30M IP30 |  | TRANSP. DOOR W850 30M PRISMA G IP30/4X | [18 empty] | 1 | 3606481166951 | 0 |  | 15128 | 157 | 88 | 7 | 96.712 | [23 empty] | 7 | N | [12 empty] | MD1 | MW | 8538909999 | [33 empty] | https://eref.se.com/be/nl/sis-tarif/product/08263 | https://eref.se.com/be/fr/sis-tarif/product/08263
Schneider Electric | Schneider Electric | 01022021 |  | Schneider Electric |  | SED | 08264 |  |  | 279 |  | 1 |  | 1 | TRANSP.DOOR W850 33M FLOOR ENC | PORTE TRANSP.L850 33M ARM. |  | TRANSPARENT DOOR W850 33M PRISMA G IP30 | [18 empty] | 1 | 3303430082644 | 0 |  | 15400 | 173 | 88 | 7 | 106.568 | [23 empty] | 7 | N | [12 empty] | MD1 | MW | 8538909999 | [14 empty] | Prisma Plus - G System - vloerstaande behuizing - doorz. deur - 33 modules | Porte transparente d'armoire, L = 850 mm, 33 modules | [17 empty] | https://eref.se.com/be/nl/sis-tarif/product/08264 | https://eref.se.com/be/fr/sis-tarif/product/08264
Schneider Electric | Schneider Electric | 01022021 |  | Schneider Electric |  | SED | 08265 |  |  | 255.65 |  | 1 |  | 1 | TRANSPARENT DOOR W850 36M PRISMA G IP30 | PORTE VITREE L850 36M PRISMA G IP30 |  | TRANSPARENT DOOR W850 36M PRISMA G IP30 | [18 empty] | 1 | 3606480908590 | 0 |  | 17650 | 187 | 88 | 7 | 115.192 | [23 empty] | 7 | N | [12 empty] | MD1 | MW | 8538909999 | [33 empty] | https://eref.se.com/be/nl/sis-tarif/product/08265 | https://eref.se.com/be/fr/sis-tarif/product/08265
Schneider Electric | Schneider Electric | 01022021 |  | Schneider Electric |  | SED | 08272 |  |  | 192.11 |  | 1 |  | 1 | KOKER L300 G KAST 27 M | GAINE L300 ARM.27M |  | FLOOR-STAND.DUCT W300 27M PRISMA G IP30 | [18 empty] | 1 | 3303430082729 | 0 |  | 12595 | 157 | 35 | 11 | 60.445 | [23 empty] | 2 | Y | [12 empty] | MD1 | MW | 8538909999 | [5 empty] | 220060 | [8 empty] | Koker L300 kast 27 modules | Gaine L300 armoire 27 modules | [17 empty] | https://eref.se.com/be/nl/sis-tarif/product/08272 | https://eref.se.com/be/fr/sis-tarif/product/08272
Schneider Electric | Schneider Electric | 01022021 |  | Schneider Electric |  | SED | 08272AZ |  |  | 227.42 |  | 1 |  | 1 | DUCT FLOOR ST.ENC.W300 27M | GAINE L300 ARM.27M |  | DUCT FLOOR ST.ENC.W300 27M | [18 empty] | 1 | 3303432497934 | 0 |  | 12720 | 158 | 36 | 11 | 62.568 | [23 empty] | 18 | N | [12 empty] | MD1 | MW | 8538909999
Schneider Electric | Schneider Electric | 01022021 |  | Schneider Electric |  | SED | 08273 |  |  | 217.18 |  | 1 |  | 1 | KOKER L300 G KAST 30 M | GAINE L300 ARM.30M |  | FLOOR-STAND.DUCT W300 30M PRISMA G IP30 | [18 empty] | 1 | 3303430082736 | 0 |  | 14000 | 172 | 36 | 11 | 68.112 | [23 empty] | 2 | Y | [12 empty] | MD1 | MW | 8538909999 | [5 empty] | 220060 | [8 empty] | Koker L300 kast 30 modules | Gaine L300 armoire 30 modules | [17 empty] | https://eref.se.com/be/nl/sis-tarif/product/08273 | https://eref.se.com/be/fr/sis-tarif/product/08273
Schneider Electric | Schneider Electric | 01022021 |  | Schneider Electric |  | SED | 08273AZ |  |  | 257.04 |  | 1 |  | 1 | DUCT FLOOR ST.ENC.W300 30M | GAINE L300 ARM.30M |  | DUCT FLOOR ST.ENC.W300 30M | [18 empty] | 1 | 3303432497996 | 0 |  | 13420 | 172 | 36 | 10 | 61.92 | [23 empty] | 18 | N | [12 empty] | MD1 | MW | 8538909999
Schneider Electric | Schneider Electric | 01022021 |  | Schneider Electric |  | SED | 08274 |  |  | 244.12 |  | 1 |  | 1 | KOKER L300 G KAST 33 M | GAINE L300 ARM.33M |  | FLOOR-STAND.DUCT W300 33M PRISMA G IP30 | [18 empty] | 1 | 3303430082743 | 0 |  | 14100 | 189 | 36 | 11 | 74.844 | [23 empty] | 2 | Y | [12 empty] | MD1 | MW | 8538100000 | [5 empty] | 220060 | [8 empty] | Koker L300 kast 33 modules | Gaine L300 armoire 33 modules | [17 empty] | https://eref.se.com/be/nl/sis-tarif/product/08274 | https://eref.se.com/be/fr/sis-tarif/product/08274
Schneider Electric | Schneider Electric | 01022021 |  | Schneider Electric |  | SED | 08274AZ |  |  | 288.93 |  | 1 |  | 1 | DUCT FLOOR ST.ENC.W300 33M | GAINE L300 ARM.33M |  | DUCT FLOOR ST.ENC.W300 33M | [18 empty] | 1 | 3303432497675 | 0 |  | 14320 | 189 | 36 | 11 | 74.844 | [23 empty] | 18 | N | [12 empty] | MD1 | MW | 8538909999
Schneider Electric | Schneider Electric | 01022021 |  | Schneider Electric |  | SED | 08275 |  |  | 289.84 |  | 1 |  | 1 | FLOOR-STAND.DUCT W300 36M PRISMA G IP30 | ARMOIRE GAINE L300 36M PRISMA G IP30 |  | FLOOR-STAND.DUCT W300 36M PRISMA G IP30 | [18 empty] | 1 | 3606480908606 | 0 |  | 15500 | 187 | 36 | 11 | 74.052 | [23 empty] | 2 | Y | [12 empty] | MD1 | MW | 85389099 | [33 empty] | https://eref.se.com/be/nl/sis-tarif/product/08275 | https://eref.se.com/be/fr/sis-tarif/product/08275
Schneider Electric | Schneider Electric | 01022021 |  | Schneider Electric |  | SED | 08282 |  |  | 73 |  | 1 |  | 1 | DEUR KO 27 M G KAST | PORTE GAINE 27M COF-ARM. |  | PLAIN DUCT DOOR W300 27M PRISMA G IP30 | [18 empty] | 1 | 3303430082828 | 0 |  | 6400 | 142 | 34 | 7 | 33.796 | [23 empty] | 2 | Y | [12 empty] | MD1 | MW | 85389099 | [5 empty] | 220060 | [8 empty] | Deur koker 27 modules kast | Porte de gaine 27 modules coffret et armoire | [17 empty] | https://eref.se.com/be/nl/sis-tarif/product/08282 | https://eref.se.com/be/fr/sis-tarif/product/08282
Schneider Electric | Schneider Electric | 01022021 |  | Schneider Electric |  | SED | 08282AZ |  |  | 86.42 |  | 1 |  | 1 | DOOR ENCLOSURES DUCT 27M | PORTE GAINE 27M COF ARM. |  | DOOR ENCLOSURES DUCT 27M | [18 empty] | 1 | 3303432497637 | 0 |  | 5480 | 142 | 34 | 7 | 33.796 | [23 empty] | 18 | N | [12 empty] | MD1 | MW | 8538909999
Schneider Electric | Schneider Electric | 01022021 |  | Schneider Electric |  | SED | 08283 |  |  | 82.53 |  | 1 |  | 1 | DEUR KO 30 M G KAST | PORTE GAINE 30M ARM. |  | PLAIN DUCT DOOR W300 30M PRISMA G IP30 | [18 empty] | 1 | 3303430082835 | 0 |  | 7143 | 157 | 33 | 7 | 36.267 | [23 empty] | 2 | Y | [12 empty] | MD1 | MW | 8538909999 | [5 empty] | 220060 | [8 empty] | Deur koker 30 modules kast | Porte de gaine 30 modules armoire | [17 empty] | https://eref.se.com/be/nl/sis-tarif/product/08283 | https://eref.se.com/be/fr/sis-tarif/product/08283
Schneider Electric | Schneider Electric | 01022021 |  | Schneider Electric |  | SED | 08283AZ |  |  | 97.7 |  | 1 |  | 1 | DOOR FLOOR ST.ENC.DUCT 30M | PORTE GAINE 30M ARM. |  | DOOR FLOOR ST.ENC.DUCT 30M | [18 empty] | 1 | 3303432497613 | 0 |  | 5880 | 157 | 33 | 7 | 36.267 | [23 empty] | 18 | N | [12 empty] | MD1 | MW | 8538909999
Schneider Electric | Schneider Electric | 01022021 |  | Schneider Electric |  | SED | 08284 |  |  | 92.73 |  | 1 |  | 1 | DEUR KO 33 M G KAST | PORTE GAINE 33M ARM. |  | PLAIN DUCT DOOR W300 33M PRISMA G IP30 | [18 empty] | 1 | 3303430082842 | 0 |  | 7650 | 172 | 35 | 7 | 42.14 | [23 empty] | 2 | Y | [12 empty] | MD1 | MW | 85389099 | [5 empty] | 220060 | [8 empty] | Deur koker 33 modules kast | Porte de gaine 33 modules armoire | [17 empty] | https://eref.se.com/be/nl/sis-tarif/product/08284 | https://eref.se.com/be/fr/sis-tarif/product/08284
Schneider Electric | Schneider Electric | 01022021 |  | Schneider Electric |  | SED | 08284AZ |  |  | 109.75 |  | 1 |  | 1 | DOOR FLOOR ST.ENC.DUCT 33M | PORTE GAINE 33M ARM. |  | DOOR FLOOR ST.ENC.DUCT 33M | [18 empty] | 1 | 3303432498597 | 0 |  | 6480 | 172 | 35 | 7 | 42.14 | [23 empty] | 18 | N | [12 empty] | MD1 | MW | 8538909999
Schneider Electric | Schneider Electric | 01022021 |  | Schneider Electric |  | SED | 08285 |  |  | 116.88 |  | 1 |  | 1 | PLAIN DUCT DOOR W300 36M PRISMA G IP30 | PORTE PLEINE L300 36M PRISMA G IP30 |  | PLAIN DUCT DOOR W300 36M PRISMA G IP30 | [18 empty] | 1 | 3606480908613 | 0 |  | 8300 | 187 | 34 | 7 | 44.506 | [23 empty] | 2 | Y | [12 empty] | MD1 | MW | 85389099 | [33 empty] | https://eref.se.com/be/nl/sis-tarif/product/08285 | https://eref.se.com/be/fr/sis-tarif/product/08285
Schneider Electric | Schneider Electric | 01022021 |  | Schneider Electric |  | SED | 08292 |  |  | 99.91 |  | 1 |  | 1 | DOORZ. DEUR KO 27 M G KAST | PORTE TRANSP.GAINE 27M COF-ARM |  | TRANSP. DUCT DOOR W300 27M PRISMA G IP30 | [18 empty] | 1 | 3303430082927 | 0 |  | 5980 | 142 | 34 | 7 | 33.796 | [23 empty] | 7 | N | [12 empty] | MD1 | MW | 8538909999 | [5 empty] | 220060 | [8 empty] | Doorzichtige deur koker 27 modules kast | Porte transparente de gaine 27 modules coffret et armoire | [17 empty] | https://eref.se.com/be/nl/sis-tarif/product/08292 | https://eref.se.com/be/fr/sis-tarif/product/08292
Schneider Electric | Schneider Electric | 01022021 |  | Schneider Electric |  | SED | 08292AZ |  |  | 118.25 |  | 1 |  | 1 | TRANSP.DOOR ENC.DUCT 27M | PORTE TRANSP.GAINE 27M COF ARM |  | TRANSP.DOOR ENC.DUCT 27M | [18 empty] | 1 | 3303432498535 | 0 |  | 5980 | 142 | 34 | 7 | 33.796 | [23 empty] | 18 | N | [12 empty] | MD1 | MW | 8538909999
Schneider Electric | Schneider Electric | 01022021 |  | Schneider Electric |  | SED | 08293 |  |  | 112.93 |  | 1 |  | 1 | DOORZ. DEUR KO 30 M G KAST | PORTE TRANSP.GAINE 30M ARM. |  | TRANSP. DUCT DOOR W300 30M PRISMA G IP30 | [18 empty] | 1 | 3303430082934 | 0 |  | 6480 | 157 | 34 | 7 | 37.366 | [23 empty] | 7 | N | [12 empty] | MD1 | MW | 8538909999 | [5 empty] | 220060 | [8 empty] | Doorzichtige deur koker 30 modules kast | Porte transparente de gaine 30 modules armoire | [17 empty] | https://eref.se.com/be/nl/sis-tarif/product/08293 | https://eref.se.com/be/fr/sis-tarif/product/08293
Schneider Electric | Schneider Electric | 01022021 |  | Schneider Electric |  | SED | 08293AZ |  |  | 133.63 |  | 1 |  | 1 | TRANSP.DOOR FL ST.ENC.DUCT 30M | PORTE TRANSP.GAINE 30M ARM. |  | TRANSP.DOOR FL ST.ENC.DUCT 30M | [18 empty] | 1 | 3303432498573 | 0 |  | 6480 | 157 | 34 | 7 | 37.366 | [23 empty] | 18 | N | [12 empty] | MD1 | MW | 8538909999
Schneider Electric | Schneider Electric | 01022021 |  | Schneider Electric |  | SED | 08294 |  |  | 126.94 |  | 1 |  | 1 | DOORZ. DEUR KO 33 M G KAST | PORTE TRANSP.GAINE 33M ARM. |  | TRANSP. DUCT DOOR W300 33M PRISMA G IP30 | [18 empty] | 1 | 3303430082941 | 0 |  | 7120 | 172 | 33 | 7 | 39.732 | [23 empty] | 7 | N | [12 empty] | MD1 | MW | 8538909999 | [5 empty] | 220060 | [8 empty] | Doorzichtige deur koker 33 modules kast | Porte transparente de gaine 33 modules armoire | [17 empty] | https://eref.se.com/be/nl/sis-tarif/product/08294 | https://eref.se.com/be/fr/sis-tarif/product/08294
Schneider Electric | Schneider Electric | 01022021 |  | Schneider Electric |  | SED | 08294AZ |  |  | 150.22 |  | 1 |  | 1 | TRANSP.DOOR FL ST.ENC.DUCT 33M | PORTE TRANSP.GAINE 33M ARM. |  | TRANSP.DOOR FL ST.ENC.DUCT 33M | [18 empty] | 1 | 3303432498252 | 0 |  | 7120 | 172 | 33 | 7 | 39.732 | [23 empty] | 18 | N | [12 empty] | MD1 | MW | 8538909999
Schneider Electric | Schneider Electric | 01022021 |  | Schneider Electric |  | SED | 08295 |  |  | 153.27 |  | 1 |  | 1 | TRANSP. DUCT DOOR W300 36M PRISMA G IP30 | PORTE VITREE L300 36M PRISMA G IP30 |  | TRANSP. DUCT DOOR W300 36M PRISMA G IP30 | [18 empty] | 1 | 3606480908620 | 0 |  | 8335 | 187 | 34 | 6 | 38.148 | [23 empty] | 7 | N | [12 empty] | MD1 | MW | 8538909999 | [33 empty] | https://eref.se.com/be/nl/sis-tarif/product/08295 | https://eref.se.com/be/fr/sis-tarif/product/08295
Schneider Electric | Schneider Electric | 01022021 |  | Schneider Electric |  | SED | 08302 |  |  | 174.36 |  | 1 |  | 1 | G KAST IP55 7 M | COFFRET IP55 7M |  | WALL-MOUNTED ENCL.W600 7M PRISMA G IP55 | [18 empty] | 1 | 3303430083023 | 0 |  | 13041 | 65 | 63 | 12 | 49.14 | [14 empty] | 73303430083022 | 14 | 182560 | 120 | 80 | 97 |  |  |  | 7 | N | [12 empty] | MD1 | MW | 8538100000 | [5 empty] | 220060 | [8 empty] | Kast IP55 7 modules | Coffret IP55 7 modules | [17 empty] | https://eref.se.com/be/nl/sis-tarif/product/08302 | https://eref.se.com/be/fr/sis-tarif/product/08302
Schneider Electric | Schneider Electric | 01022021 |  | Schneider Electric |  | SED | 08303 |  |  | 196.42 |  | 1 |  | 1 | G KAST IP55 11 M | COFFRET IP55 11M |  | WALL-MOUNTED ENCL.W600 11M PRISMA G IP55 | [18 empty] | 1 | 3303430083030 | 0 |  | 15050 | 68 | 65 | 12 | 53.04 | [14 empty] | 73303430083039 | 10 | 152400 | 120 | 80 | 84 |  |  |  | 2 | Y | [12 empty] | MD1 | MW | 8538100000 | [5 empty] | 220060 | [8 empty] | Kast IP55 11 modules | Coffret IP55 11 modules | [17 empty] | https://eref.se.com/be/nl/sis-tarif/product/08303 | https://eref.se.com/be/fr/sis-tarif/product/08303
Schneider Electric | Schneider Electric | 01022021 |  | Schneider Electric |  | SED | 08304 |  |  | 223.06 |  | 1 |  | 1 | G KAST IP55 15 M | COFFRET IP55 15M |  | WALL-MOUNTED ENCL.W600 15M PRISMA G IP55 | [18 empty] | 1 | 3303430083047 | 0 |  | 17934 | 85 | 65 | 12 | 66.3 | [14 empty] | 73303430083046 | 7 | 137538 | 120 | 80 | 92.5 |  |  |  | 2 | Y | [12 empty] | MD1 | MW | 8538100000 | [5 empty] | 220060 | [8 empty] | Kast IP55 15 modules | Coffret IP55 15 modules | [17 empty] | https://eref.se.com/be/nl/sis-tarif/product/08304 | https://eref.se.com/be/fr/sis-tarif/product/08304
Schneider Electric | Schneider Electric | 01022021 |  | Schneider Electric |  | SED | 08305 |  |  | 261.32 |  | 1 |  | 1 | G KAST IP55 19 M | COFFRET IP55 19M |  | WALL-MOUNTED ENCL.W600 19M PRISMA G IP55 | [18 empty] | 1 | 3303430083054 | 0 |  | 20800 | 106 | 65 | 11 | 75.79 | [14 empty] | 73303430083053 | 7 | 149800000 | 120 | 80 | 85 |  |  |  | 2 | Y | [12 empty] | MD1 | MW | 8538100000 | [5 empty] | 220060 | [8 empty] | Kast IP55 19 modules | Coffret IP55 19 modules | [17 empty] | https://eref.se.com/be/nl/sis-tarif/product/08305 | https://eref.se.com/be/fr/sis-tarif/product/08305
Schneider Electric | Schneider Electric | 01022021 |  | Schneider Electric |  | SED | 08306 |  |  | 311.4 |  | 1 |  | 1 | G KAST IP55 23 M | COFFRET IP55 23M |  | WALL-MOUNTED ENCL.W600 23M PRISMA G IP55 | [18 empty] | 1 | 3303430083061 | 0 |  | 25000 | 128 | 65 | 11 | 91.52 | [14 empty] | 73303430083060 | 7 | 175000 | 200 | 120 | 100 |  |  |  | 2 | Y | [12 empty] | MD1 | MW | 8538100000 | [5 empty] | 220060 | [8 empty] | Kast IP55 23 modules | Coffret IP55 23 modules | [17 empty] | https://eref.se.com/be/nl/sis-tarif/product/08306 | https://eref.se.com/be/fr/sis-tarif/product/08306
Schneider Electric | Schneider Electric | 01022021 |  | Schneider Electric |  | SED | 08307 |  |  | 370.4 |  | 1 |  | 1 | G KAST IP55 27 M | ARMOIRE IP55 27M |  | WALL-MOUNTED ENCL.W600 27M PRISMA G IP55 | [18 empty] | 1 | 3303430083078 | 0 |  | 25001 | 147 | 65 | 12 | 114.66 | [14 empty] | 73303430083077 | 10 | 250010 | 200 | 120 | 95 |  |  |  | 2 | Y | [12 empty] | MD1 | MW | 8538100000 | [5 empty] | 220060 | [8 empty] | Kast IP55 27 modules | Armoire IP55 27 modules | [17 empty] | https://eref.se.com/be/nl/sis-tarif/product/08307 | https://eref.se.com/be/fr/sis-tarif/product/08307
Schneider Electric | Schneider Electric | 01022021 |  | Schneider Electric |  | SED | 08309 |  |  | 409.96 |  | 1 |  | 1 | G KAST IP55 33 M | ARMOIRE IP55 33M |  | WALL-MOUNTED ENCL.W600 33M PRISMA G IP55 | [18 empty] | 1 | 3303430083092 | 0 |  | 30100 | 178 | 65 | 11 | 127.27 | [14 empty] | 73303430083091 | 10 | 312010 | 120 | 200 | 97 |  |  |  | 2 | Y | [12 empty] | MD1 | MW | 8538100000 | [5 empty] | 220060 | [8 empty] | Kast IP55 33 modules | Armoire IP55 33 modules | [17 empty] | https://eref.se.com/be/nl/sis-tarif/product/08309 | https://eref.se.com/be/fr/sis-tarif/product/08309
Schneider Electric | Schneider Electric | 01022021 |  | Schneider Electric |  | SED | 08311 |  |  | 747.05 |  | 1 |  | 1 | ENCLOSURE W850 33M IP55 | ARMOIRE IP55 33M L850 |  | WALL-MOUNTED ENCL.W850 33M PRISMA G IP55 | [18 empty] | 1 | 3303430083115 | 0 |  | 38000 | 179 | 90 | 9 | 144.99 | [14 empty] | 73303430083114 | 10 | 400000 | 105 | 120 | 200 |  |  |  | 7 | N | [12 empty] | MD1 | MW | 8538100000 | [14 empty] | Prisma Plus - G Systeem - wandkast - 33 modules - B = 850 mm - IP55 | Prisma G - Armoire, IP55, 33 modules, L = 850 mm | [17 empty] | https://eref.se.com/be/nl/sis-tarif/product/08311 | https://eref.se.com/be/fr/sis-tarif/product/08311
Schneider Electric | Schneider Electric | 01022021 |  | Schneider Electric |  | SED | 08312 |  |  | 139.47 |  | 1 |  | 1 | UITBR.G KAST IP55 7 M | COFFRET EXTENSION IP55 7M |  | EXTENSION ENCL. W600 7M PRISMA G IP55 | [18 empty] | 1 | 3303430083122 | 0 |  | 4221 | 59 | 44 | 4 | 10.384 | [14 empty] | 73303430083121 | 12 | 62652 | 120 | 80 | 38 |  |  |  | 7 | N | [12 empty] | MD1 | MW | 8504409090 | [5 empty] | 220060 | [8 empty] | Uitbreidingskast IP55 7 modules | Coffret d'extension IP55 7 modules | [17 empty] | https://eref.se.com/be/nl/sis-tarif/product/08312 | https://eref.se.com/be/fr/sis-tarif/product/08312
Schneider Electric | Schneider Electric | 01022021 |  | Schneider Electric |  | SED | 08313 |  |  | 157.13 |  | 1 |  | 1 | UITBR.G KAST IP55 11 M | COFFRET EXTENSION IP55 11M |  | EXTENSION ENCL. W600 11M PRISMA G IP55 | [18 empty] | 1 | 3303430083139 | 0 |  | 5923 | 64 | 60 | 5 | 19.2 | [23 empty] | 7 | N | [12 empty] | MD1 | MW | 8538100000 | [5 empty] | 220060 | [8 empty] | Uitbreidingskast IP55 11 modules | Coffret d'extension IP55 11 modules | [17 empty] | https://eref.se.com/be/nl/sis-tarif/product/08313 | https://eref.se.com/be/fr/sis-tarif/product/08313
Schneider Electric | Schneider Electric | 01022021 |  | Schneider Electric |  | SED | 08314 |  |  | 178.45 |  | 1 |  | 1 | UITBR.G KAST IP55 15 M | COFFRET EXTENSION IP55 15M |  | EXTENSION ENCL. W600 15M PRISMA G IP55 | [18 empty] | 1 | 3303430083146 | 0 |  | 7560 | 84 | 60 | 4 | 20.16 | [23 empty] | 7 | N | [12 empty] | MD1 | MW | 8538100000 | [5 empty] | 220060 | [8 empty] | Uitbreidingskast IP55 15 modules | Coffret d'extension IP55 15 modules | [17 empty] | https://eref.se.com/be/nl/sis-tarif/product/08314 | https://eref.se.com/be/fr/sis-tarif/product/08314
Schneider Electric | Schneider Electric | 01022021 |  | Schneider Electric |  | SED | 08315 |  |  | 209.07 |  | 1 |  | 1 | UITBR.G KAST IP55 19 M | COFFRET EXTENSION IP55 19M |  | EXTENSION ENCL. W600 19M PRISMA G IP55 | [18 empty] | 1 | 3303430083153 | 0 |  | 9367 | 104 | 60 | 5 | 31.2 | [23 empty] | 7 | N | [12 empty] | MD1 | MW | 8538100000 | [5 empty] | 220060 | [8 empty] | Uitbreidingskast IP55 19 modules | Coffret d'extension IP55 19 modules | [17 empty] | https://eref.se.com/be/nl/sis-tarif/product/08315 | https://eref.se.com/be/fr/sis-tarif/product/08315
Schneider Electric | Schneider Electric | 01022021 |  | Schneider Electric |  | SED | 08316 |  |  | 249.13 |  | 1 |  | 1 | UITBR.G KAST IP55 23 M | COFFRET EXTENSION IP55 23M |  | EXTENSION ENCL. W600 23M PRISMA G IP55 | [18 empty] | 1 | 3303430083160 | 0 |  | 10930 | 124 | 61 | 4 | 30.256 | [23 empty] | 7 | N | [12 empty] | MD1 | MW | 8538100000 | [5 empty] | 220060 | [8 empty] | Uitbreidingskast IP55 23 modules | Coffret d'extension IP55 23 modules | [17 empty] | https://eref.se.com/be/nl/sis-tarif/product/08316 | https://eref.se.com/be/fr/sis-tarif/product/08316
Schneider Electric | Schneider Electric | 01022021 |  | Schneider Electric |  | SED | 08317 |  |  | 296.3 |  | 1 |  | 1 | UITBR.G KAST IP55 27 M | ARMOIRE EXTENSION IP55 27M |  | EXTENSION ENCL. W600 27M PRISMA G IP55 | [18 empty] | 1 | 3303430083177 | 0 |  | 7666 | 143 | 60 | 5 | 42.9 | [23 empty] | 7 | N | [12 empty] | MD1 | MW | 8538100000 | [5 empty] | 220060 | [8 empty] | Uitbreidingskast IP55 27 modules | Armoire d'extension IP55 27 modules | [17 empty] | https://eref.se.com/be/nl/sis-tarif/product/08317 | https://eref.se.com/be/fr/sis-tarif/product/08317
Schneider Electric | Schneider Electric | 01022021 |  | Schneider Electric |  | SED | 08319 |  |  | 327.97 |  | 1 |  | 1 | UITBR.G KAST IP55 33 M | ARMOIRE EXTENSION IP55 33M |  | EXTENSION ENCL. W600 33M PRISMA G IP55 | [18 empty] | 1 | 3303430083191 | 0 |  | 14181 | 173 | 59 | 4 | 40.828 | [23 empty] | 2 | Y | [12 empty] | MD1 | MW | 8538100000 | [5 empty] | 220060 | [8 empty] | Uitbreidingskast IP55 33 modules | Armoire d'extension IP55 33 modules | [17 empty] | https://eref.se.com/be/nl/sis-tarif/product/08319 | https://eref.se.com/be/fr/sis-tarif/product/08319
Schneider Electric | Schneider Electric | 01022021 |  | Schneider Electric |  | SED | 08322 |  |  | 61.01 |  | 1 |  | 1 | VOLLE DEUR IP55 7 M | PORTE PLEINE IP55 7M |  | PLAIN DOOR+FRAME W600 7M PRISMA G IP55 | [18 empty] | 1 | 3303430083221 | 0 |  | 8180 | 60 | 45 | 8 | 21.6 | [14 empty] | 73303430083220 | 16 | 130881 | 120 | 80 | 75 |  |  |  | 7 | N | [12 empty] | MD1 | MW | 3926909790 | [5 empty] | 220060 | [8 empty] | Volle deur IP55 7 modules | Porte pleine IP55 7 modules | [17 empty] | https://eref.se.com/be/nl/sis-tarif/product/08322 | https://eref.se.com/be/fr/sis-tarif/product/08322
Schneider Electric | Schneider Electric | 01022021 |  | Schneider Electric |  | SED | 08323 |  |  | 68.73 |  | 1 |  | 1 | VOLLE DEUR IP55 11 M | PORTE PLEINE IP55 11M |  | PLAIN DOOR+FRAME W600 11M PRISMA G IP55 | [18 empty] | 1 | 3303430083238 | 0 |  | 10940 | 64 | 61 | 8 | 31.232 | [14 empty] | 73303430083237 | 20 | 218801 | 120 | 80 | 85 |  |  |  | 2 | Y | [12 empty] | MD1 | MW | 3926909790 | [5 empty] | 220060 | [8 empty] | Volle deur IP55 11 modules | Porte pleine IP55 11 modules | [17 empty] | https://eref.se.com/be/nl/sis-tarif/product/08323 | https://eref.se.com/be/fr/sis-tarif/product/08323
Schneider Electric | Schneider Electric | 01022021 |  | Schneider Electric |  | SED | 08324 |  |  | 78.07 |  | 1 |  | 1 | VOLLE DEUR IP55 15 M | PORTE PLEINE IP55 15M |  | PLAIN DOOR+FRAME W600 15M PRISMA G IP55 | [18 empty] | 1 | 3303430083245 | 0 |  | 13300 | 85 | 61 | 8 | 41.48 | [14 empty] | 73303430083244 | 20 | 270800 | 120 | 80 | 87 |  |  |  | 2 | Y | [12 empty] | MD1 | MW | 3926909790 | [5 empty] | 220060 | [8 empty] | Volle deur IP55 15 modules | Porte pleine IP55 15 modules | [17 empty] | https://eref.se.com/be/nl/sis-tarif/product/08324 | https://eref.se.com/be/fr/sis-tarif/product/08324
Schneider Electric | Schneider Electric | 01022021 |  | Schneider Electric |  | SED | 08325 |  |  | 91.45 |  | 1 |  | 1 | VOLLE DEUR IP55 19 M | PORTE PLEINE IP55 19M |  | PLAIN DOOR+FRAME W600 19M PRISMA G IP55 | [18 empty] | 1 | 3303430083252 | 0 |  | 15950 | 104 | 61 | 8 | 50.752 | [14 empty] | 73303430083251 | 10 | 162000 | 120 | 80 | 89 |  |  |  | 2 | Y | [12 empty] | MD1 | MW | 3926909790 | [5 empty] | 220060 | [8 empty] | Volle deur IP55 19 modules | Porte pleine IP55 19 modules | [17 empty] | https://eref.se.com/be/nl/sis-tarif/product/08325 | https://eref.se.com/be/fr/sis-tarif/product/08325
Schneider Electric | Schneider Electric | 01022021 |  | Schneider Electric |  | SED | 08326 |  |  | 108.98 |  | 1 |  | 1 | VOLLE DEUR IP55 23 M | PORTE PLEINE IP55 23M |  | PLAIN DOOR+FRAME W600 23M PRISMA G IP55 | [18 empty] | 1 | 3303430083269 | 0 |  | 18500 | 125 | 61 | 8 | 61 | [14 empty] | 73303430083268 | 12 | 226080 | 105 | 120 | 200 |  |  |  | 2 | Y | [12 empty] | MD1 | MW | 3926909790 | [5 empty] | 220060 | [8 empty] | Volle deur IP55 23 modules | Porte pleine IP55 23 modules | [17 empty] | https://eref.se.com/be/nl/sis-tarif/product/08326 | https://eref.se.com/be/fr/sis-tarif/product/08326
Schneider Electric | Schneider Electric | 01022021 |  | Schneider Electric |  | SED | 08327 |  |  | 129.66 |  | 1 |  | 1 | VOLLE DEUR IP55 27 M | PORTE PLEINE IP55 27M |  | PLAIN DOOR+FRAME W600 27M PRISMA G IP55 | [18 empty] | 1 | 3303430083276 | 0 |  | 22701 | 145 | 60 | 8 | 69.6 | [23 empty] | 2 | Y | [12 empty] | MD1 | MW | 7326909890 | [5 empty] | 220060 | [8 empty] | Volle deur IP55 27 modules | Porte pleine IP55 27 modules | [17 empty] | https://eref.se.com/be/nl/sis-tarif/product/08327 | https://eref.se.com/be/fr/sis-tarif/product/08327
Schneider Electric | Schneider Electric | 01022021 |  | Schneider Electric |  | SED | 08329 |  |  | 143.5 |  | 1 |  | 1 | VOLLE DEUR IP55 33 M | PORTE PLEINE IP55 33M |  | PLAIN DOOR+FRAME W600 33M PRISMA G IP55 | [18 empty] | 1 | 3303430083290 | 0 |  | 26761 | 174 | 60 | 8 | 83.52 | [23 empty] | 2 | Y | [12 empty] | MD1 | MW | 7326909890 | [5 empty] | 220060 | [8 empty] | Volle deur IP55 33 modules | Porte pleine IP55 33 modules | [17 empty] | https://eref.se.com/be/nl/sis-tarif/product/08329 | https://eref.se.com/be/fr/sis-tarif/product/08329
Schneider Electric | Schneider Electric | 01022021 |  | Schneider Electric |  | SED | 08330 |  |  | 157.08 |  | 1 |  | 1 | Vol deur B 850 33Mod G IP55 | Porte pleine L 850 33Mod G IP55 |  | PLAIN DOOR+FRAME W850 33M PRISMA G IP55 | [18 empty] | 1 | 3606481166128 | 0 |  | 33000 | 87 | 8 | 179 | 124.584 | [23 empty] | 7 | N | [12 empty] | MF4 | MD | 8538909999
Schneider Electric | Schneider Electric | 01022021 |  | Schneider Electric |  | SED | 08332 |  |  | 91.45 |  | 1 |  | 1 | DOORZ. DEUR IP55 7 M | PORTE TRANSP.IP55 7M |  | TRANSPARENT DOOR+FRAME W600 7M G IP55 | [18 empty] | 1 | 3303430083320 | 0 |  | 8060 | 60 | 45 | 8 | 21.6 | [15 empty] | 16 | 128961 | 120 | 80 | 45 |  |  |  | 7 | N | [12 empty] | MD1 | MW | 3926909790 | [5 empty] | 220060 | [8 empty] | Doorzichtige deur IP55 7 modules | Porte transparente IP55 7 modules | [17 empty] | https://eref.se.com/be/nl/sis-tarif/product/08332 | https://eref.se.com/be/fr/sis-tarif/product/08332
Schneider Electric | Schneider Electric | 01022021 |  | Schneider Electric |  | SED | 08333 |  |  | 91.45 |  | 1 |  | 1 | DOORZ. DEUR IP55 11 M | PORTE TRANSP.IP55 11M |  | TRANSPARENT DOOR+FRAME W600 11M G IP55 | [18 empty] | 1 | 3303430083337 | 0 |  | 10680 | 64 | 60 | 8 | 30.72 | [14 empty] | 73303430083336 | 20 | 213600 | 120 | 80 | 90 |  |  |  | 7 | N | [12 empty] | MD1 | MW | 3926909790 | [5 empty] | 220060 | [8 empty] | Doorzichtige deur IP55 11 modules | Porte transparente IP55 11 modules | [17 empty] | https://eref.se.com/be/nl/sis-tarif/product/08333 | https://eref.se.com/be/fr/sis-tarif/product/08333
Schneider Electric | Schneider Electric | 01022021 |  | Schneider Electric |  | SED | 08334 |  |  | 91.45 |  | 1 |  | 1 | DOORZ. DEUR IP55 15 M | PORTE TRANSP.IP55 15M |  | TRANSPARENT DOOR+FRAME W600 15M G IP55 | [18 empty] | 1 | 3303430083344 | 0 |  | 13100 | 84 | 60 | 8 | 40.32 | [14 empty] | 73303430083343 | 20 | 264800 | 120 | 80 | 90 |  |  |  | 7 | N | [12 empty] | MD1 | MW | 3926909790 | [5 empty] | 220060 | [8 empty] | Doorzichtige deur IP55 15 modules | Porte transparente IP55 15 modules | [17 empty] | https://eref.se.com/be/nl/sis-tarif/product/08334 | https://eref.se.com/be/fr/sis-tarif/product/08334
Schneider Electric | Schneider Electric | 01022021 |  | Schneider Electric |  | SED | 08335 |  |  | 91.45 |  | 1 |  | 1 | DOORZ. DEUR IP55 19 M | PORTE TRANSP.IP55 19M |  | TRANSPARENT DOOR+FRAME W600 19M G IP55 | [18 empty] | 1 | 3303430083351 | 0 |  | 15600 | 104 | 60 | 8 | 49.92 | [14 empty] | 73303430083350 | 10 | 157600 | 120 | 80 | 95 |  |  |  | 7 | N | [12 empty] | MD1 | MW | 3926909790 | [5 empty] | 220060 | [8 empty] | Doorzichtige deur IP55 19 modules | Porte transparente IP55 19 modules | [17 empty] | https://eref.se.com/be/nl/sis-tarif/product/08335 | https://eref.se.com/be/fr/sis-tarif/product/08335
Schneider Electric | Schneider Electric | 01022021 |  | Schneider Electric |  | SED | 08336 |  |  | 108.98 |  | 1 |  | 1 | DOORZ. DEUR IP55 23 M | PORTE TRANSP.IP55 23M |  | TRANSPARENT DOOR+FRAME W600 23M G IP55 | [18 empty] | 1 | 3303430083368 | 0 |  | 18260 | 125 | 60 | 8 | 60 | [14 empty] | 73303430083367 | 10 | 182600 | 120 | 80 | 90 |  |  |  | 7 | N | [12 empty] | MD1 | MW | 3926909790 | [5 empty] | 220060 | [8 empty] | Doorzichtige deur IP55 23 modules | Porte transparente IP55 23 modules | [17 empty] | https://eref.se.com/be/nl/sis-tarif/product/08336 | https://eref.se.com/be/fr/sis-tarif/product/08336
Schneider Electric | Schneider Electric | 01022021 |  | Schneider Electric |  | SED | 08337 |  |  | 129.66 |  | 1 |  | 1 | DOORZ. DEUR IP55 27 M | PORTE TRANSP.IP55 27M |  | TRANSPARENT DOOR+FRAME W600 27M G IP55 | [18 empty] | 1 | 3303430083375 | 0 |  | 19540 | 145 | 60 | 8 | 69.6 | [23 empty] | 7 | N | [12 empty] | MD1 | MW | 3926909790 | [5 empty] | 220060 | [8 empty] | Doorzichtige deur IP55 27 modules | Porte transparente IP55 27 modules | [17 empty] | https://eref.se.com/be/nl/sis-tarif/product/08337 | https://eref.se.com/be/fr/sis-tarif/product/08337
Schneider Electric | Schneider Electric | 01022021 |  | Schneider Electric |  | SED | 08339 |  |  | 143.53 |  | 1 |  | 1 | DOORZ. DEUR IP55 33 M | PORTE TRANSP.IP55 33M |  | TRANSPARENT DOOR+FRAME W600 33M G IP55 | [18 empty] | 1 | 3303430083399 | 0 |  | 24420 | 175 | 60 | 8 | 84 | [23 empty] | 7 | N | [12 empty] | MD1 | MW | 3926909790 | [5 empty] | 220060 | [8 empty] | Doorzichtige deur IP55 33 modules | Porte transparente IP55 33 modules | [17 empty] | https://eref.se.com/be/nl/sis-tarif/product/08339 | https://eref.se.com/be/fr/sis-tarif/product/08339
Schneider Electric | Schneider Electric | 01022021 |  | Schneider Electric |  | SED | 08340 |  |  | 878.5 |  | 1 |  | 1 | TRANSPARENT DOOR W850 33M IP55 | PORTE TRANSP. IP55 L850 33M |  | TRANSPARENT DOOR+FRAME W850 33M G IP55 | [18 empty] | 1 | 3303430083405 | 0 |  | 31601 | 180 | 88 | 8 | 126.72 | [23 empty] | 7 | N | [12 empty] | MD1 | MW | 7326909890 | [14 empty] | Prisma Plus - G System - doorzichtige deur - 33 modules - B = 850 mm - IP55 | Porte transparente, IP55, 33 modules, L = 850 mm | [17 empty] | https://eref.se.com/be/nl/sis-tarif/product/08340 | https://eref.se.com/be/fr/sis-tarif/product/08340
Schneider Electric | Schneider Electric | 01022021 |  | Schneider Electric |  | SED | 08342 |  |  | 113.34 |  | 1 |  | 1 | KOKER IP55 L300 7 M | GAINE IP55 L300 7M |  | DUCT (REAR ENCL+DOOR) W300 7M G IP55 | [18 empty] | 1 | 3303430083429 | 0 |  | 8820 | 44 | 37 | 11 | 17.908 | [14 empty] | 73303430083428 | 5 | 44100 | 120 | 80 | 26 |  |  |  | 7 | N | [12 empty] | MD1 | MW | 7326909890 | [5 empty] | 220060 | [8 empty] | Koker IP55 L300 7 modules | Gaine IP55 L300 7 modules | [17 empty] | https://eref.se.com/be/nl/sis-tarif/product/08342 | https://eref.se.com/be/fr/sis-tarif/product/08342
Schneider Electric | Schneider Electric | 01022021 |  | Schneider Electric |  | SED | 08343 |  |  | 123.95 |  | 1 |  | 1 | KOKER IP55 L300 11 M | GAINE IP55 L300 11M |  | DUCT (REAR ENCL+DOOR) W300 11M G IP55 | [18 empty] | 1 | 3303430083436 | 0 |  | 11840 | 11 | 64 | 37 | 26.048 | [14 empty] | 73303430083435 | 6 | 71040 | 120 | 80 | 37 |  |  |  | 7 | N | [12 empty] | MD1 | MW | 7326909890 | [5 empty] | 220060 | [8 empty] | Koker IP55 L300 11 modules | Gaine IP55 L300 11 modules | [17 empty] | https://eref.se.com/be/nl/sis-tarif/product/08343 | https://eref.se.com/be/fr/sis-tarif/product/08343
Schneider Electric | Schneider Electric | 01022021 |  | Schneider Electric |  | SED | 08344 |  |  | 144.98 |  | 1 |  | 1 | KOKER IP55 L300 15 M | GAINE IP55 L300 15M |  | DUCT (REAR ENCL+DOOR) W300 15M G IP55 | [18 empty] | 1 | 3303430083443 | 0 |  | 15040 | 84 | 37 | 11 | 34.188 | [14 empty] | 73303430083442 | 4 | 60160 | 120 | 80 | 37 |  |  |  | 7 | N | [12 empty] | MD1 | MW | 7326909890 | [5 empty] | 220060 | [8 empty] | Koker IP55 L300 15 modules | Gaine IP55 L300 15 modules | [17 empty] | https://eref.se.com/be/nl/sis-tarif/product/08344 | https://eref.se.com/be/fr/sis-tarif/product/08344
Schneider Electric | Schneider Electric | 01022021 |  | Schneider Electric |  | SED | 08345 |  |  | 169.88 |  | 1 |  | 1 | KOKER IP55 L300 19 M | GAINE IP55 L300 19M |  | DUCT (REAR ENCL+DOOR) W300 19M G IP55 | [18 empty] | 1 | 3303430083450 | 0 |  | 17700 | 104 | 37 | 11 | 42.328 | [14 empty] | 73303430083459 | 8 | 142720 | 120 | 80 | 58 |  |  |  | 2 | Y | [12 empty] | MD1 | MW | 7326909890 | [5 empty] | 220060 | [8 empty] | Koker IP55 L300 19 modules | Gaine IP55 L300 19 modules | [17 empty] | https://eref.se.com/be/nl/sis-tarif/product/08345 | https://eref.se.com/be/fr/sis-tarif/product/08345
Schneider Electric | Schneider Electric | 01022021 |  | Schneider Electric |  | SED | 08346 |  |  | 202.42 |  | 1 |  | 1 | KOKER IP55 L300 23 M | GAINE IP55 L300 23M |  | DUCT (REAR ENCL+DOOR) W300 23M G IP55 | [18 empty] | 1 | 3303430083467 | 0 |  | 20600 | 124 | 37 | 11 | 50.468 | [14 empty] | 73303430083466 | 14 | 300160 | 120 | 80 | 92 |  |  |  | 2 | Y | [12 empty] | MD1 | MW | 7326909890 | [5 empty] | 220060 | [8 empty] | Koker IP55 L300 23 modules | Gaine IP55 L300 23 modules | [17 empty] | https://eref.se.com/be/nl/sis-tarif/product/08346 | https://eref.se.com/be/fr/sis-tarif/product/08346
Schneider Electric | Schneider Electric | 01022021 |  | Schneider Electric |  | SED | 08347 |  |  | 240.75 |  | 1 |  | 1 | KOKER IP55 L300 27 M | GAINE IP55 L300 27M |  | DUCT (REAR ENCL+DOOR) W300 27M G IP55 | [18 empty] | 1 | 3303430083474 | 0 |  | 26000 | 144 | 35 | 11 | 55.44 | [23 empty] | 2 | Y | [12 empty] | MD1 | MW | 7326909890 | [5 empty] | 220060 | [8 empty] | Koker IP55 L300 27 modules | Gaine IP55 L300 27 modules | [17 empty] | https://eref.se.com/be/nl/sis-tarif/product/08347 | https://eref.se.com/be/fr/sis-tarif/product/08347
Schneider Electric | Schneider Electric | 01022021 |  | Schneider Electric |  | SED | 08349 |  |  | 266.48 |  | 1 |  | 1 | KOKER IP55 L300 33 M | GAINE IP55 L300 33M |  | DUCT (REAR ENCL+DOOR) W300 33M G IP55 | [18 empty] | 1 | 3303430083498 | 0 |  | 29150 | 174 | 37 | 11 | 70.818 | [23 empty] | 2 | Y | [12 empty] | MD1 | MW | 7326909890 | [5 empty] | 220060 | [8 empty] | Koker IP55 L300 33 modules | Gaine IP55 L300 33 modules | [17 empty] | https://eref.se.com/be/nl/sis-tarif/product/08349 | https://eref.se.com/be/fr/sis-tarif/product/08349
Schneider Electric | Schneider Electric | 01022021 |  | Schneider Electric |  | SED | 08352 |  |  | 43.59 |  | 1 |  | 1 | ZIJPANELEN IP55 7 M | PANNEAUX LAT.IP55 7M |  | 2 SIDE PANELS 7M PRISMA G IP55 | [18 empty] | 1 | 3303430083528 | 0 |  | 2500 | 40 | 27 | 7 | 7.56 | [23 empty] | 7 | N | [12 empty] | MD1 | MW | 7326909890 | [5 empty] | 220060 | [8 empty] | Zijpanelen IP55 7 modules | Panneaux latéraux IP55 7 modules | [17 empty] | https://eref.se.com/be/nl/sis-tarif/product/08352 | https://eref.se.com/be/fr/sis-tarif/product/08352
Schneider Electric | Schneider Electric | 01022021 |  | Schneider Electric |  | SED | 08353 |  |  | 49.1 |  | 1 |  | 1 | ZIJPANELEN IP55 11 M | PANNEAUX LAT.IP55 11M |  | 2 SIDE PANELS 11M PRISMA G IP55 | [18 empty] | 1 | 3303430083535 | 0 |  | 4240 | 60 | 27 | 7 | 11.34 | [23 empty] | 7 | N | [12 empty] | MD1 | MW | 7326909890 | [5 empty] | 220060 | [8 empty] | Zijpanelen IP55 11 modules | Panneaux latéraux IP55 11 modules | [17 empty] | https://eref.se.com/be/nl/sis-tarif/product/08353 | https://eref.se.com/be/fr/sis-tarif/product/08353
Schneider Electric | Schneider Electric | 01022021 |  | Schneider Electric |  | SED | 08354 |  |  | 55.73 |  | 1 |  | 1 | ZIJPANELEN IP55 15 M | PANNEAUX LAT.IP55 15M |  | 2 SIDE PANELS 15M PRISMA G IP55 | [18 empty] | 1 | 3303430083542 | 0 |  | 5693 | 81 | 23 | 7 | 13.041 | [14 empty] | 73303430083541 | 4 | 21841 | 120 | 80 | 22.5 |  |  |  | 7 | N | [12 empty] | MD1 | MW | 7326909890 | [5 empty] | 220060 | [8 empty] | Zijpanelen IP55 15 modules | Panneaux latéraux IP55 15 modules | [17 empty] | https://eref.se.com/be/nl/sis-tarif/product/08354 | https://eref.se.com/be/fr/sis-tarif/product/08354
Schneider Electric | Schneider Electric | 01022021 |  | Schneider Electric |  | SED | 08355 |  |  | 65.35 |  | 1 |  | 1 | ZIJPANELEN IP55 19 M | PANNEAUX LAT.IP55 19M |  | 2 SIDE PANELS 19M PRISMA G IP55 | [18 empty] | 1 | 3303430083559 | 0 |  | 6915 | 110 | 24 | 7 | 18.48 | [23 empty] | 7 | N | [12 empty] | MD1 | MW | 7326909890 | [5 empty] | 220060 | [8 empty] | Zijpanelen IP55 19 modules | Panneaux latéraux IP55 19 modules | [17 empty] | https://eref.se.com/be/nl/sis-tarif/product/08355 | https://eref.se.com/be/fr/sis-tarif/product/08355
Schneider Electric | Schneider Electric | 01022021 |  | Schneider Electric |  | SED | 08356 |  |  | 77.85 |  | 1 |  | 1 | ZIJPANELEN IP55 23 M | PANNEAUX LAT.IP55 23M |  | 2 SIDE PANELS 23M PRISMA G IP55 | [18 empty] | 1 | 3303430083566 | 0 |  | 7901 | 120 | 27 | 7 | 22.68 | [14 empty] | 73303430083565 | 6 | 59406 | 120 | 80 | 34 |  |  |  | 7 | N | [12 empty] | MD1 | MW | 7326909890 | [5 empty] | 220060 | [8 empty] | Zijpanelen IP55 23 modules | Panneaux latéraux IP55 23 modules | [17 empty] | https://eref.se.com/be/nl/sis-tarif/product/08356 | https://eref.se.com/be/fr/sis-tarif/product/08356
Schneider Electric | Schneider Electric | 01022021 |  | Schneider Electric |  | SED | 08357 |  |  | 92.6 |  | 1 |  | 1 | ZIJPANELEN IP55 27 M | PANNEAUX LAT.IP55 27M |  | 2 SIDE PANELS 27M PRISMA G IP55 | [18 empty] | 1 | 3303430083573 | 0 |  | 9020 | 141 | 27 | 7 | 26.649 | [23 empty] | 7 | N | [12 empty] | MD1 | MW | 7326909890 | [5 empty] | 220060 | [8 empty] | Zijpanelen IP55 27 modules | Panneaux latéraux IP55 27 modules | [17 empty] | https://eref.se.com/be/nl/sis-tarif/product/08357 | https://eref.se.com/be/fr/sis-tarif/product/08357
Schneider Electric | Schneider Electric | 01022021 |  | Schneider Electric |  | SED | 08359 |  |  | 102.5 |  | 1 |  | 1 | ZIJPANELEN IP55 33 M | PANNEAUX LAT.IP55 33M |  | 2 SIDE PANELS 33M PRISMA G IP55 | [18 empty] | 1 | 3303430083597 | 0 |  | 10861 | 172 | 24 | 8 | 33.024 | [14 empty] | 73303430083596 | 4 | 43444 | 120 | 200 | 22 |  |  |  | 7 | N | [12 empty] | MD1 | MW | 7326909890 | [5 empty] | 220060 | [8 empty] | Zijpanelen IP55 33 modules | Panneaux latéraux IP55 33 modules | [17 empty] | https://eref.se.com/be/nl/sis-tarif/product/08359 | https://eref.se.com/be/fr/sis-tarif/product/08359
Schneider Electric | Schneider Electric | 01022021 |  | Schneider Electric |  | SED | 08369 |  |  | 114.79 |  | 1 |  | 1 | UITGESN ZIJPNL IP55 33 M | PANNEAUX LAT.DECOUPES IP55 33M |  | 2 SIDE PANELS 33M 2CUT-OUT PRISMA G IP55 | [18 empty] | 1 | 3303430083696 | 0 |  | 5120 | 169 | 24 | 6 | 24.336 | [23 empty] | 7 | N | [12 empty] | MD1 | MW | 8538909999 | [5 empty] | 220060 | [8 empty] | Uitgesneden zijpanelen IP55 33 modules | Panneaux latéraux découpés IP55 33 modules | [17 empty] | https://eref.se.com/be/nl/sis-tarif/product/08369 | https://eref.se.com/be/fr/sis-tarif/product/08369
Schneider Electric | Schneider Electric | 01022021 |  | Schneider Electric |  | SED | 08371 |  |  | 89.18 |  | 1 |  | 1 | BOVEN-/ONDERPLATEN L600 | PLAQUES HAUTES-BASSES L600 |  | 2 PLAIN UP/LOW PLATE W600 PRISMA G IP55 | [18 empty] | 1 | 3303430083719 | 0 |  | 3601 | 55 | 27 | 7 | 10.395 | [14 empty] | 73303430083718 | 24 | 86424 | 120 | 80 | 45 |  |  |  | 2 | Y | [12 empty] | MD1 | MW | 7326909890 | [5 empty] | 220060 | [8 empty] | Boven- en onderplaten L600 | Plaques hautes et basses L600 | [17 empty] | https://eref.se.com/be/nl/sis-tarif/product/08371 | https://eref.se.com/be/fr/sis-tarif/product/08371
Schneider Electric | Schneider Electric | 01022021 |  | Schneider Electric |  | SED | 08372 |  |  | 58 |  | 1 |  | 1 | BOVEN-/ONDERPLATEN L300 | PLAQUES HAUTES-BASSES L300 |  | 2 PLAIN UP/LOW PLATE W300 PRISMA G IP55 | [18 empty] | 1 | 3303430083726 | 0 |  | 2089 | 27 | 23 | 7 | 4.347 | [14 empty] | 73303430083725 | 48 | 99984 | 120 | 80 | 57 |  |  |  | 2 | Y | [12 empty] | MD1 | MW | 7326909890 | [5 empty] | 220060 | [8 empty] | Boven- en onderplaten L300 | Plaques hautes et basses L300 | [17 empty] | https://eref.se.com/be/nl/sis-tarif/product/08372 | https://eref.se.com/be/fr/sis-tarif/product/08372
Schneider Electric | Schneider Electric | 01022021 |  | Schneider Electric |  | SED | 08374 |  |  | 54.91 |  | 1 |  | 1 | VOLLE GED DEUR 4 M IP55 11-27M | PTE PART.PLEINE 4M IP55 11A27 |  | PARTIAL PLAIN DOOR 4M G IP55/11-27M | [18 empty] | 1 | 3303430083740 | 0 |  | 5480 | 60 | 25 | 9 | 13.5 | [14 empty] | 73303430083749 | 6 | 32880 | 120 | 80 | 24 |  |  |  | 7 | N | [12 empty] | MD1 | MW | 8538909999 | [5 empty] | 220060 | [8 empty] | Volle gedeeltelijke deur 4 modules IP55 11 tot 27 modules | Porte partielle pleine 4 modules IP55 11 à 27 modules | [17 empty] | https://eref.se.com/be/nl/sis-tarif/product/08374 | https://eref.se.com/be/fr/sis-tarif/product/08374
Schneider Electric | Schneider Electric | 01022021 |  | Schneider Electric |  | SED | 08376 |  |  | 65.88 |  | 1 |  | 1 | DOORB GED DEUR 4 M IP55 11-27M | PTE PART.PERCEE 4M IP55 11A27 |  | PARTIAL PLAIN DOOR 4M G IP55/11-27M | [18 empty] | 1 | 3303430083764 | 0 |  | 5190 | 60 | 25 | 9 | 13.5 | [15 empty] | 6 | 31080 | 120 | 80 | 80 |  |  |  | 7 | N | [12 empty] | MD1 | MW | 8538909999 | [5 empty] | 220060 | [8 empty] | Doorboorde gedeeltelijke deur 4 modules IP55 11 tot 27 modules | Porte partielle percée 4 modules IP55 11 à 27 modules | [17 empty] | https://eref.se.com/be/nl/sis-tarif/product/08376 | https://eref.se.com/be/fr/sis-tarif/product/08376
Schneider Electric | Schneider Electric | 01022021 |  | Schneider Electric |  | SED | 08377 |  |  | 76.88 |  | 1 |  | 1 | DOORB GED DEUR 6 M IP55 33M | PTE PART.PERCEE 6M IP55 33 |  | PARTIAL PLAIN DOOR 6M G IP55/33M | [18 empty] | 1 | 3303430083771 | 0 |  | 6240 | 60 | 34 | 8 | 16.32 | [14 empty] | 73303430083770 | 4 | 24960 | 120 | 80 | 24 |  |  |  | 7 | N | [12 empty] | MD1 | MW | 8538909999 | [5 empty] | 220060 | [8 empty] | Doorboorde gedeeltelijke deur 6 modules IP55 33 modules | Porte partielle percée 6 modules IP55 33 modules | [17 empty] | https://eref.se.com/be/nl/sis-tarif/product/08377 | https://eref.se.com/be/fr/sis-tarif/product/08377
Schneider Electric | Schneider Electric | 01022021 |  | Schneider Electric |  | SED | 08381 |  |  | 50.35 |  | 1 |  | 1 | SET SAMENB HZ /V IP55 | KIT ASSOCIATION HZ/V.IP55 |  | HZ/V. COMBINATION KIT PRISMA G IP55 | [18 empty] | 1 | 3303430083818 | 0 |  | 2442 | 25 | 12 | 12 | 3.6 | [15 empty] | 144 | 363000 | 120 | 80 | 80 |  |  |  | 2 | Y | [12 empty] | MD1 | MW | 8538909999 | [5 empty] | 220060 | [8 empty] | Set samenbouw horizontaal/verticaal IP55 | Kit d'association horizontal/vertical IP55 | [17 empty] | https://eref.se.com/be/nl/sis-tarif/product/08381 | https://eref.se.com/be/fr/sis-tarif/product/08381
Schneider Electric | Schneider Electric | 01022021 |  | Schneider Electric |  | SED | 08382 |  |  | 55.97 |  | 1 |  | 1 | SET SAMENB IN L-VORM IP55 | KIT ASSOCIATION EN L IP55 |  | L COMBINATION KIT PRISMA G IP55 | [18 empty] | 1 | 3303430083825 | 0 |  | 2192 | 23 | 16 | 11 | 4.048 | [14 empty] | 73303430083824 | 25 | 65320 | 2.6 | 12 | 8 |  |  |  | 7 | N | [12 empty] | MD1 | MW | 8538909999 | [5 empty] | 220060 | [8 empty] | Set samenbouw in L-vorm IP55 | Kit d'association en L IP55 | [17 empty] | https://eref.se.com/be/nl/sis-tarif/product/08382 | https://eref.se.com/be/fr/sis-tarif/product/08382
Schneider Electric | Schneider Electric | 01022021 |  | Schneider Electric |  | SED | 08383 |  |  | 61.57 |  | 1 |  | 1 | SET SAMENB VIERKV. IP55 | KIT ASSOCIATION EN CARRE IP55 |  | SQUARE COMBINATION KIT PRISMA G IP55 | [18 empty] | 1 | 3303430083832 | 0 |  | 1870 | 51 | 12 | 12 | 7.344 | [7 empty] | 43303430083830 | 5 | 10086 | 60 | 40 | 30 | [10 empty] | 7 | N | [12 empty] | MD1 | MW | 8538909999 | [5 empty] | 220060 | [8 empty] | Set samenbouw in vorm vierkant IP55 | Kit d'association en carré IP55 | [17 empty] | https://eref.se.com/be/nl/sis-tarif/product/08383 | https://eref.se.com/be/fr/sis-tarif/product/08383
Schneider Electric | Schneider Electric | 01022021 |  | Schneider Electric |  | SED | 08384 |  |  | 32.25 |  | 1 |  | 20 | AFSCHERMING VERTIKAAL IP55 KAST | CLOISON VERTICALE IP55 |  | VERTICAL PARTITION PRISMA G IP55 | [18 empty] | 1 | 3303430083849 | 0 |  | 1165 | 56 | 26 | 0 | 0 | 13303430083846 | 20 | 24103 | 60 | 40 | 30 | [8 empty] | 73303430083848 | 80 | 105200 | 120 | 80 | 44.5 |  |  |  | 7 | N | [12 empty] | MD1 | MW | 7326909890 | [5 empty] | 220060 | [8 empty] | CLOISON VERTICALE IP55 | CLOISON VERTICALE IP55 | [17 empty] | https://eref.se.com/be/nl/sis-tarif/product/08384 | https://eref.se.com/be/fr/sis-tarif/product/08384
Schneider Electric | Schneider Electric | 01022021 |  | Schneider Electric |  | SED | 08386 |  |  | 68.43 |  | 1 |  | 1 | REGENDAK KAST IP55 B600 | AUVENT COF-ARM.IP55 L600 |  | CANOPY W600 PRISMA G IP55 | [18 empty] | 1 | 3303430083863 | 0 |  | 2620 | 58 | 30 | 5 | 8.7 | [14 empty] | 73303430083862 | 48 | 125760 | 120 | 80 | 73 |  |  |  | 7 | N | [12 empty] | MD1 | MW | 8538909999 | [5 empty] | 220060 | [8 empty] | Regendak kast IP55 B600 | Auvent coffret et armoire IP55 L600 | [17 empty] | https://eref.se.com/be/nl/sis-tarif/product/08386 | https://eref.se.com/be/fr/sis-tarif/product/08386
Schneider Electric | Schneider Electric | 01022021 |  | Schneider Electric |  | SED | 08387 |  |  | 57.82 |  | 1 |  | 1 | REGENDAK KO IP55 L300 | AUVENT GAINE IP55 L300 |  | CANOPY W300 PRISMA G IP55 | [18 empty] | 1 | 3303430083870 | 0 |  | 1900 | 33 | 30 | 5 | 4.95 | [15 empty] | 40 | 76000 | 120 | 80 | 80 |  |  |  | 7 | N | [12 empty] | MD1 | MW | 8538909999 | [5 empty] | 220060 | [8 empty] | Regendak koker IP55 L300 | Auvent gaine IP55 L300 | [17 empty] | https://eref.se.com/be/nl/sis-tarif/product/08387 | https://eref.se.com/be/fr/sis-tarif/product/08387
Schneider Electric | Schneider Electric | 01022021 |  | Schneider Electric |  | SED | 08391 |  |  | 69.8 |  | 1 |  | 1 | STIJL BEV. IP55 | MONTANT FIXATION IP55 |  | 1 MOUNTING UPRIGHT L1950 PRISMA G IP55 | [18 empty] | 1 | 3303430083917 | 0 |  | 4680 | 197 | 9 | 7 | 12.411 | [23 empty] | 7 | N | [12 empty] | MD1 | MW | 8538909999 | [5 empty] | 220060 | [8 empty] | Stijl bevestiging IP55 | Montant fixation IP55 | [17 empty] | https://eref.se.com/be/nl/sis-tarif/product/08391 | https://eref.se.com/be/fr/sis-tarif/product/08391
Schneider Electric | Schneider Electric | 01022021 |  | Schneider Electric |  | SED | 08392 |  |  | 49.58 |  | 1 |  | 1 | KOPPELSTUK/SOKKEL IP55 | GOUSSET SOCLE IP55 |  | 1 LATERAL PLINTH SUPPORT H150 G IP55 | [18 empty] | 1 | 3303430083924 | 0 |  | 1250 | 23 | 15 | 3 | 1.035 | [14 empty] | 73303430083923 | 350 | 444000 | 120 | 80 | 55 |  |  |  | 2 | Y | [12 empty] | MD1 | MW | 8538909999 | [5 empty] | 220060 | [8 empty] | Koppelstuk voor sokkel IP55 | Gousset de socle IP55 | [17 empty] | https://eref.se.com/be/nl/sis-tarif/product/08392 | https://eref.se.com/be/fr/sis-tarif/product/08392
Schneider Electric | Schneider Electric | 01022021 |  | Schneider Electric |  | SED | 08393 |  |  | 64.85 |  | 1 |  | 1 | BEKLED./SOKKEL IP55 B600 | HABILLAGE SOCLE IP55 L600 |  | 1 PLINTH COVER PANEL W600 PRISMA G IP55 | [18 empty] | 1 | 3303430083931 | 0 |  | 4850 | 58 | 24 | 4 | 5.568 | [14 empty] | 73303430083930 | 120 | 594000 | 120 | 80 | 87 |  |  |  | 2 | Y | [12 empty] | MD1 | MW | 8538909999 | [5 empty] | 220060 | [8 empty] | Bekleding voor sokkel IP55 B600 | Habillage de socle IP55 L600 | [17 empty] | https://eref.se.com/be/nl/sis-tarif/product/08393 | https://eref.se.com/be/fr/sis-tarif/product/08393
Schneider Electric | Schneider Electric | 01022021 |  | Schneider Electric |  | SED | 08394 |  |  | 54.79 |  | 1 |  | 1 | BEKLED./SOKKEL IP55 B300 | HABILLAGE SOCLE IP55 L300 |  | 1 PLINTH COVER PANEL W300 PRISMA G IP55 | [18 empty] | 1 | 3303430083948 | 0 |  | 2730 | 33 | 24 | 4 | 3.168 | [14 empty] | 73303430083947 | 180 | 503400 | 120 | 80 | 50 |  |  |  | 2 | Y | [12 empty] | MD1 | MW | 8538909999 | [5 empty] | 220060 | [8 empty] | Bekleding voor sokkel IP55 B300 | Habillage de socle IP55 L300 | [17 empty] | https://eref.se.com/be/nl/sis-tarif/product/08394 | https://eref.se.com/be/fr/sis-tarif/product/08394
Schneider Electric | Schneider Electric | 01022021 |  | Schneider Electric |  | SED | 08396 |  |  | 44.06 |  | 1 |  | 1 | HIJSRINGEN IP55 (1 ST=2) | 2 ANNEAUX LEVAGE IP55 |  | 2 LIFTING RINGS PRISMA G IP55 | [18 empty] | 1 | 3303430083962 | 0 |  | 258 | 11 | 6 | 1 | 0.066 | [8 empty] | 38 | 10640 | 4 | 3 | 3 |  |  | 76 | 40400 | 120 | 80 | 80 |  |  |  | 7 | N | [12 empty] | MD1 | MW | 7326909890 | [5 empty] | 220060 | [8 empty] | 2 hijsringen IP55 | 2 anneaux de levage IP55 | [17 empty] | https://eref.se.com/be/nl/sis-tarif/product/08396 | https://eref.se.com/be/fr/sis-tarif/product/08396
Schneider Electric | Schneider Electric | 01022021 |  | Schneider Electric |  | SED | 08403 |  |  | 174.26 |  | 1 |  | 1 | FRAME B300 D400 | OSSATURE L300 P400 |  | PRISMA P FRAMEWORK W300 D400 | [18 empty] | 1 | 3303430084037 | 0 |  | 15680 | 202 | 41 | 8 | 66.256 | [14 empty] | 73303430084036 | 30 | 470400 | 120 | 201 | 98 |  |  |  | 2 | Y | [12 empty] | MD1 | MW | 8538100000 | [5 empty] | 220060 | [8 empty] | Frame B300 D400 | Ossature L300 P400 | [17 empty] | https://eref.se.com/be/nl/sis-tarif/product/08403 | https://eref.se.com/be/fr/sis-tarif/product/08403
Schneider Electric | Schneider Electric | 01022021 |  | Schneider Electric |  | SED | 08404 |  |  | 232.38 |  | 1 |  | 1 | FRAME B400 D400 | OSSATURE L400 P400 |  | PRISMA P FRAMEWORK W400 D400 | [18 empty] | 1 | 3303430084044 | 0 |  | 16400 | 202 | 41 | 9 | 74.538 | [14 empty] | 73303430084043 | 30 | 489000 | 120 | 201 | 98 |  |  |  | 2 | Y | [12 empty] | MD1 | MW | 8538100000 | [5 empty] | 220060 | [8 empty] | Frame B400 D400 | Ossature L400 P400 | [17 empty] | https://eref.se.com/be/nl/sis-tarif/product/08404 | https://eref.se.com/be/fr/sis-tarif/product/08404
Schneider Electric | Schneider Electric | 01022021 |  | Schneider Electric |  | SED | 08406 |  |  | 370.16 |  | 1 |  | 1 | FRAME B650 D400 | OSSATURE L650 P400 |  | PRISMA P FRAMEWORK W650 D400 | [18 empty] | 1 | 3303430084068 | 0 |  | 17900 | 202 | 41 | 8 | 66.256 | [14 empty] | 73303430084067 | 30 | 558100 | 120 | 210 | 100 |  |  |  | 2 | Y | [12 empty] | MD1 | MW | 8538100000 | [5 empty] | 220060 | [8 empty] | Frame B650 D400 | Ossature L650 P400 | [17 empty] | https://eref.se.com/be/nl/sis-tarif/product/08406 | https://eref.se.com/be/fr/sis-tarif/product/08406
Schneider Electric | Schneider Electric | 01022021 |  | Schneider Electric |  | SED | 08407 |  |  | 481.22 |  | 1 |  | 1 | FRAME B650+150 D400 | OSSATURE L650+150 P400 |  | PRISMA P FRAMEWORK W650+150 D400 | [18 empty] | 1 | 3303430084075 | 0 |  | 24200 | 202 | 41 | 12 | 99.384 | [23 empty] | 2 | Y | [12 empty] | MD1 | MW | 8538100000 | [5 empty] | 220060 | [8 empty] | Frame B650+150 D400 | Ossature L650+150 P400 | [17 empty] | https://eref.se.com/be/nl/sis-tarif/product/08407 | https://eref.se.com/be/fr/sis-tarif/product/08407
Schneider Electric | Schneider Electric | 01022021 |  | Schneider Electric |  | SED | 08408 |  |  | 455.57 |  | 1 |  | 1 | FRAME B800 D400 | OSSATURE L800 P400 |  | PRISMA P FRAMEWORK W800 D400 | [18 empty] | 1 | 3303430084082 | 0 |  | 18650 | 202 | 41 | 8 | 66.256 | [14 empty] | 73303430084081 | 30 | 568200 | 120 | 201 | 98 |  |  |  | 2 | Y | [12 empty] | MD1 | MW | 8538100000 | [5 empty] | 220060 | [8 empty] | Frame B800 D400 | Ossature L800 P400 | [17 empty] | https://eref.se.com/be/nl/sis-tarif/product/08408 | https://eref.se.com/be/fr/sis-tarif/product/08408
Schneider Electric | Schneider Electric | 01022021 |  | Schneider Electric |  | SED | 08433 |  |  | 14.86 |  | 1 |  | 1 | VOL DAK IP30 B300 D400 | TOIT PLEIN IP30 L300 P400 |  | IP30 PLAIN ROOF W300 D400 | [18 empty] | 1 | 3303430084334 | 0 |  | 1300 | 41 | 33 | 4 | 5.412 | [15 empty] | 120 | 173520 | 120 | 80 | 80 |  |  |  | 2 | Y | [12 empty] | MD1 | MW | 8538909999 | [5 empty] | 220060 | [8 empty] | Vol dak IP30 B300 D400 | Toit plein IP30 L300 P400 | [17 empty] | https://eref.se.com/be/nl/sis-tarif/product/08433 | https://eref.se.com/be/fr/sis-tarif/product/08433
Schneider Electric | Schneider Electric | 01022021 |  | Schneider Electric |  | SED | 08434 |  |  | 19.81 |  | 1 |  | 1 | VOL DAK IP30 B400 D400 | TOIT PLEIN IP30 L400 P400 |  | IP30 PLAIN ROOF W400 D400 | [18 empty] | 1 | 3303430084341 | 0 |  | 1677 | 42 | 41 | 4 | 6.888 | [15 empty] | 40 | 70400 | 120 | 80 | 80 |  |  |  | 2 | Y | [12 empty] | MD1 | MW | 8538100000 | [5 empty] | 220060 | [8 empty] | Vol dak IP30 B400 D400 | Toit plein IP30 L400 P400 | [17 empty] | https://eref.se.com/be/nl/sis-tarif/product/08434 | https://eref.se.com/be/fr/sis-tarif/product/08434
Schneider Electric | Schneider Electric | 01022021 |  | Schneider Electric |  | SED | 08436 |  |  | 32.17 |  | 1 |  | 1 | VOL DAK IP30 B650 D400 | TOIT PLEIN IP30 L650 P400 |  | IP30 PLAIN ROOF W650 D400 | [18 empty] | 1 | 3303430084365 | 0 |  | 2800 | 67 | 41 | 4 | 10.988 | [15 empty] | 60 | 174000 | 120 | 80 | 80 |  |  |  | 2 | Y | [12 empty] | MD1 | MW | 8538909999 | [5 empty] | 220060 | [8 empty] | Vol dak IP30 B650 D400 | Toit plein IP30 L650 P400 | [17 empty] | https://eref.se.com/be/nl/sis-tarif/product/08436 | https://eref.se.com/be/fr/sis-tarif/product/08436
Schneider Electric | Schneider Electric | 01022021 |  | Schneider Electric |  | SED | 08438 |  |  | 39.6 |  | 1 |  | 1 | VOL DAK IP30 B800 D400 | TOIT PLEIN IP30 L800 P400 |  | IP30 PLAIN ROOF W800 D400 | [18 empty] | 1 | 3303430084389 | 0 |  | 3400 | 82 | 41 | 4 | 13.448 | [15 empty] | 60 | 212400 | 120 | 80 | 80 |  |  |  | 2 | Y | [12 empty] | MD1 | MW | 8538909999 | [5 empty] | 220060 | [8 empty] | Vol dak IP30 B800 D400 | Toit plein IP30 L800 P400 | [17 empty] | https://eref.se.com/be/nl/sis-tarif/product/08438 | https://eref.se.com/be/fr/sis-tarif/product/08438
Schneider Electric | Schneider Electric | 01022021 |  | Schneider Electric |  | SED | 08453 |  |  | 19.49 |  | 1 |  | 1 | VOL DAK IP55 B300 D400 | TOIT PLEIN IP55 L300 P400 |  | IP55 PLAIN ROOF W300 D400 | [18 empty] | 1 | 3303430084532 | 0 |  | 1400 | 42 | 31 | 4 | 5.208 | [14 empty] | 73303430084531 | 120 | 168000 | 120 | 80 | 80 |  |  |  | 7 | N | [12 empty] | MD1 | MW | 8538909999 | [5 empty] | 220060 | [8 empty] | Vol dak IP55 B300 D400 | Toit plein IP55 L300 P400 | [17 empty] | https://eref.se.com/be/nl/sis-tarif/product/08453 | https://eref.se.com/be/fr/sis-tarif/product/08453
Schneider Electric | Schneider Electric | 01022021 |  | Schneider Electric |  | SED | 08454 |  |  | 25.97 |  | 1 |  | 1 | VOL DAK IP55 B400 D400 | TOIT PLEIN IP55 L400 P400 |  | IP55 PLAIN ROOF W400 D400 | [18 empty] | 1 | 3303430084549 | 0 |  | 1820 | 42 | 41 | 4 | 6.888 | [15 empty] | 20 | 36400 | 120 | 80 | 80 |  |  |  | 2 | Y | [12 empty] | MD1 | MW | 85389099 | [5 empty] | 220060 | [8 empty] | Vol dak IP55 B400 D400 | Toit plein IP55 L400 P400 | [17 empty] | https://eref.se.com/be/nl/sis-tarif/product/08454 | https://eref.se.com/be/fr/sis-tarif/product/08454
Schneider Electric | Schneider Electric | 01022021 |  | Schneider Electric |  | SED | 08456 |  |  | 42.19 |  | 1 |  | 1 | VOL DAK IP55 B650 D400 | TOIT PLEIN IP55 L650 P400 |  | IP55 PLAIN ROOF W650 D400 | [18 empty] | 1 | 3303430084563 | 0 |  | 2832 | 67 | 41 | 4 | 10.988 | [14 empty] | 73303430084562 | 60 | 178800 | 120 | 80 | 80 |  |  |  | 2 | Y | [12 empty] | MD1 | MW | 85389099 | [5 empty] | 220060 | [8 empty] | Vol dak IP55 B650 D400 | Toit plein IP55 L650 P400 | [17 empty] | https://eref.se.com/be/nl/sis-tarif/product/08456 | https://eref.se.com/be/fr/sis-tarif/product/08456
Schneider Electric | Schneider Electric | 01022021 |  | Schneider Electric |  | SED | 08458 |  |  | 51.91 |  | 1 |  | 1 | VOL DAK IP55 B800 D400 | TOIT PLEIN IP55 L800 P400 |  | IP55 PLAIN ROOF W800 D400 | [18 empty] | 1 | 3303430084587 | 0 |  | 3400 | 82 | 41 | 4 | 13.448 | [14 empty] | 73303430084586 | 60 | 227520 | 120 | 80 | 80 |  |  |  | 2 | Y | [12 empty] | MD1 | MW | 8538909999 | [5 empty] | 220060 | [8 empty] | Vol dak IP55 B800 D400 | Toit plein IP55 L800 P400 | [17 empty] | https://eref.se.com/be/nl/sis-tarif/product/08458 | https://eref.se.com/be/fr/sis-tarif/product/08458
Schneider Electric | Schneider Electric | 01022021 |  | Schneider Electric |  | SED | 08476 |  |  | 41.83 |  | 1 |  | 1 | DAK/VENTIL. IP30 B650 D400 | TOIT / VENTIL. IP30 L650 P400 |  | IP30 VENTILATED ROOF W650 D400 | [18 empty] | 1 | 3303430084761 | 0 |  | 2400 | 67 | 41 | 4 | 10.988 | [14 empty] | 73303430084760 | 30 | 72000 | 120 | 80 | 51 |  |  |  | 7 | N | [12 empty] | MD1 | MW | 8414592590 | [5 empty] | 220060 | [8 empty] | Dak voor ventilatie IP30 B650 D400 | Toit pour ventilation IP30 L650 P400 | [17 empty] | https://eref.se.com/be/nl/sis-tarif/product/08476 | https://eref.se.com/be/fr/sis-tarif/product/08476
Schneider Electric | Schneider Electric | 01022021 |  | Schneider Electric |  | SED | 08483 |  |  | 27.82 |  | 1 |  | 1 | VOLLE KABELDPL IP55 B300 D400 | PPC PLEINE IP55 L300 P400 |  | IP55 PLAIN GL.PL.W300 D400 | [18 empty] | 1 | 3303430084839 | 0 |  | 1700 | 39 | 28 | 5 | 5.46 | [15 empty] | 90 | 158400 | 120 | 80 | 80 |  |  |  | 7 | N | [12 empty] | MD1 | MW | 8538909999 | [5 empty] | 220060 | [8 empty] | Volle kabeldoorvoerplaat IP55 B300 D400 | Plaque passe-câbles pleine IP55 L300 P400 | [17 empty] | https://eref.se.com/be/nl/sis-tarif/product/08483 | https://eref.se.com/be/fr/sis-tarif/product/08483
Schneider Electric | Schneider Electric | 01022021 |  | Schneider Electric |  | SED | 08484 |  |  | 37.14 |  | 1 |  | 1 | VOLLE KABELDPL IP55 B400 D400 | PPC PLEINE IP55 L400 P400 |  | IP55 PLAIN GL.PL.W400 D400 | [18 empty] | 1 | 3303430084846 | 0 |  | 2201 | 39 | 28 | 5 | 5.46 | [14 empty] | 73303430084845 | 48 | 117504 | 120 | 80 | 42 |  |  |  | 2 | Y | [12 empty] | MD1 | MW | 8538909999 | [5 empty] | 220060 | [8 empty] | Volle kabeldoorvoerplaat IP55 B400 D400 | Plaque passe-câbles pleine IP55 L400 P400 | [17 empty] | https://eref.se.com/be/nl/sis-tarif/product/08484 | https://eref.se.com/be/fr/sis-tarif/product/08484
Schneider Electric | Schneider Electric | 01022021 |  | Schneider Electric |  | SED | 08486 |  |  | 60.34 |  | 1 |  | 1 | VOLLE KABELDPL IP55 B650 D400 | PPC PLEINE IP55 L650 P400 |  | IP55 PLAIN GL.PL.W650 D400 | [18 empty] | 1 | 3303430084860 | 0 |  | 3639 | 62 | 33 | 5 | 10.23 | [14 empty] | 73303430084869 | 40 | 150000 | 120 | 80 | 60 |  |  |  | 2 | Y | [12 empty] | MD1 | MW | 8538909999 | [5 empty] | 220060 | [8 empty] | Volle kabeldoorvoerplaat IP55 B650 D400 | Plaque passe-câbles pleine IP55 L650 P400 | [17 empty] | https://eref.se.com/be/nl/sis-tarif/product/08486 | https://eref.se.com/be/fr/sis-tarif/product/08486
Schneider Electric | Schneider Electric | 01022021 |  | Schneider Electric |  | SED | 08487 |  |  | 81.66 |  | 1 |  | 1 | VOLLE KABELDPL IP55 B650+150 D400 | PPC PLEINE IP55 L650+150 P400 |  | IP55 PLAIN GL.PL.W650+150 D400 | [18 empty] | 1 | 3303430084877 | 0 |  | 4100 | 75 | 32 | 5 | 12 | [14 empty] | 73303430084876 | 53 | 230120 | 120 | 80 | 78 |  |  |  | 2 | Y | [12 empty] | MD1 | MW | 8538909999 | [5 empty] | 220060 | [8 empty] | Volle kabeldoorvoerplaat IP55 B650+150 D400 | Plaque passe-câbles pleine IP55 L650+150 P400 | [17 empty] | https://eref.se.com/be/nl/sis-tarif/product/08487 | https://eref.se.com/be/fr/sis-tarif/product/08487
Schneider Electric | Schneider Electric | 01022021 |  | Schneider Electric |  | SED | 08488 |  |  | 74.26 |  | 1 |  | 1 | VOLLE KABELDPL IP55 B800 D400 | PPC PLEINE IP55 L800 P400 |  | IP55 PLAIN GL.PL.W800 D400 | [18 empty] | 1 | 3303430084884 | 0 |  | 4440 | 75 | 32 | 5 | 12 | [15 empty] | 21 | 103560 | 120 | 80 | 80 |  |  |  | 7 | N | [12 empty] | MD1 | MW | 8538909999 | [5 empty] | 220060 | [8 empty] | Volle kabeldoorvoerplaat IP55 B800 D400 | Plaque passe-câbles pleine IP55 L800 P400 | [17 empty] | https://eref.se.com/be/nl/sis-tarif/product/08488 | https://eref.se.com/be/fr/sis-tarif/product/08488
Schneider Electric | Schneider Electric | 01022021 |  | Schneider Electric |  | SED | 08493 |  |  | 27.82 |  | 1 |  | 6 | VOLLE KABELDPL 2D IP30 B300 D400 | PPC 2 PARTIES IP30 L300 P400 |  | IP30 2-PART GL.PL.W300 D400 | [18 empty] | 1 | 3303430084938 | 0 |  | 1560 | 37 | 14 | 5 | 2.59 | 13303430084935 | 6 | 11000 | 40 | 30 | 15 |  | 13303430084935 | 6 | 9510 | 40 | 30 | 15 | [10 empty] | 7 | N | [12 empty] | MD1 | MW | 8538909999 | [5 empty] | 220060 | [8 empty] | Volle kabeldoorvoerplaat 2 delen IP30 B300 D400 | Plaque passe-câbles 2 parties IP30 L300 P400 | [17 empty] | https://eref.se.com/be/nl/sis-tarif/product/08493 | https://eref.se.com/be/fr/sis-tarif/product/08493
Schneider Electric | Schneider Electric | 01022021 |  | Schneider Electric |  | SED | 08494 |  |  | 37.14 |  | 1 |  | 5 | VOLLE KABELDPL 2D IP30 B400 D400 | PPC 2 PARTIES IP30 L400 P400 |  | IP30 2-PART GL.PL.W400 D400 | [18 empty] | 1 | 3303430084945 | 0 |  | 2040 | 37 | 14 | 4 | 2.072 | 13303430084942 | 5 | 11000 | 40 | 30 | 15 |  | 13303430084942 | 5 | 10360 | 40 | 30 | 15 | [10 empty] | 2 | Y | [12 empty] | MD1 | MW | 8538909999 | [5 empty] | 220060 | [8 empty] | Volle kabeldoorvoerplaat 2 delen IP30 B400 D400 | Plaque passe-câbles 2 parties IP30 L400 P400 | [17 empty] | https://eref.se.com/be/nl/sis-tarif/product/08494 | https://eref.se.com/be/fr/sis-tarif/product/08494
Schneider Electric | Schneider Electric | 01022021 |  | Schneider Electric |  | SED | 08496 |  |  | 60.34 |  | 1 |  | 1 | VOLLE KABELDPL 2D IP30 B650 D400 | PPC 2 PARTIES IP30 L650 P400 |  | IP30 2-PART GL.PL.W650 D400 | [18 empty] | 1 | 3303430084969 | 0 |  | 3300 | 58 | 20 | 4 | 4.64 | [7 empty] | 13303430084966 | 6 | 20950 | 60 | 40 | 30 |  | 73303430084968 | 48 | 144640 | 120 | 80 | 75 |  |  |  | 2 | Y | [12 empty] | MD1 | MW | 8538909999 | [5 empty] | 220060 | [8 empty] | Volle kabeldoorvoerplaat 2 delen IP30 B650 D400 | Plaque passe-câbles 2 parties IP30 L650 P400 | [17 empty] | https://eref.se.com/be/nl/sis-tarif/product/08496 | https://eref.se.com/be/fr/sis-tarif/product/08496
Schneider Electric | Schneider Electric | 01022021 |  | Schneider Electric |  | SED | 08497 |  |  | 81.66 |  | 1 |  | 5 | VOLLE KABELDPL 2D IP30 B650+150 D400 | PPC 2 PART. IP30 L650+150 P400 |  | IP30 2-PART GL.PL.W650+150D400 | [18 empty] | 1 | 3303430084976 | 0 |  | 3871 | 73 | 21 | 3 | 4.599 | 13303430084973 | 5 | 20500 | 82 | 53.5 | 16 | [8 empty] | 73303430084975 | 40 | 156800000 | 120 | 82 | 81 |  |  |  | 2 | Y | [12 empty] | MD1 | MW | 8538909999 | [5 empty] | 220060 | [8 empty] | Volle kabeldoorvoerplaat 2 delen IP30 B650+150 D400 | Plaque passe-câbles 2 parties IP30 L650+150 P400 | [17 empty] | https://eref.se.com/be/nl/sis-tarif/product/08497 | https://eref.se.com/be/fr/sis-tarif/product/08497
Schneider Electric | Schneider Electric | 01022021 |  | Schneider Electric |  | SED | 08498 |  |  | 74.26 |  | 1 |  | 5 | KABELDPL 2D IP30 B800 D400 | PPC 2 PARTIES IP30 L800 P400 |  | IP30 2 PART GL.PL.W800 D400 | [18 empty] | 1 | 3303430084983 | 0 |  | 4060 | 73 | 21 | 3 | 4.599 | 13303430084980 | 5 | 21460000 | 82 | 54 | 17 | [8 empty] | 73303430084982 | 60 | 243600 | 120 | 105 | 82 |  |  |  | 7 | N | [12 empty] | MD1 | MW | 8538909999 | [5 empty] | 220060 | [8 empty] | Kabeldoorvoerplaat 2 delen IP30 B800 D400 | Plaque passe-câbles 2 parties IP30 L800 P400 | [17 empty] | https://eref.se.com/be/nl/sis-tarif/product/08498 | https://eref.se.com/be/fr/sis-tarif/product/08498
Schneider Electric | Schneider Electric | 01022021 |  | Schneider Electric |  | SED | 08513 |  |  | 122.55 |  | 1 |  | 1 | VOLLE DEUR IP30 B300 | PORTE PLEINE IP30 L300 |  | IP30 PLAIN DOOR W300 | [18 empty] | 1 | 3303430085133 | 0 |  | 8126 | 204 | 31 | 6 | 37.944 | [14 empty] | 73303430085132 | 30 | 305400 | 120 | 203 | 105 |  |  |  | 2 | Y | [12 empty] | MD1 | MW | 8538100000 | [5 empty] | 220060 | [8 empty] | Volle deur IP30 B300 | Porte pleine IP30 L300 | [17 empty] | https://eref.se.com/be/nl/sis-tarif/product/08513 | https://eref.se.com/be/fr/sis-tarif/product/08513
Schneider Electric | Schneider Electric | 01022021 |  | Schneider Electric |  | SED | 08514 |  |  | 163.38 |  | 1 |  | 1 | VOLLE DEUR IP30 B400 | PORTE PLEINE IP30 L400 |  | IP30 PLAIN DOOR W400 | [18 empty] | 1 | 3303430085140 | 0 |  | 11750 | 202 | 43 | 8 | 69.488 | [14 empty] | 73303430085149 | 20 | 248800 | 120 | 203 | 98 |  |  |  | 2 | Y | [12 empty] | MD1 | MW | 8538100000 | [5 empty] | 220060 | [8 empty] | Volle deur IP30 B400 | Porte pleine IP30 L400 | [17 empty] | https://eref.se.com/be/nl/sis-tarif/product/08514 | https://eref.se.com/be/fr/sis-tarif/product/08514
Schneider Electric | Schneider Electric | 01022021 |  | Schneider Electric |  | SED | 08523 |  |  | 160.55 |  | 1 |  | 1 | VOLLE DEUR IP55 B300 | PORTE PLEINE IP55 L300 |  | IP55 PLAIN DOOR W300 | [18 empty] | 1 | 3303430085232 | 0 |  | 14150 | 204 | 34 | 8 | 55.488 | [23 empty] | 7 | N | [12 empty] | MD1 | MW | 8538909999 | [5 empty] | 220060 | [8 empty] | Volle deur IP55 B300 | Porte pleine IP55 L300 | [17 empty] | https://eref.se.com/be/nl/sis-tarif/product/08523 | https://eref.se.com/be/fr/sis-tarif/product/08523
Schneider Electric | Schneider Electric | 01022021 |  | Schneider Electric |  | SED | 08524 |  |  | 214.1 |  | 1 |  | 1 | VOLLE DEUR IP55 B400 | PORTE PLEINE IP55 L400 |  | IP55 PLAIN DOOR W400 | [18 empty] | 1 | 3303430085249 | 0 |  | 16700 | 204 | 44 | 8 | 71.808 | [23 empty] | 2 | Y | [12 empty] | MD1 | MW | 8538100000 | [5 empty] | 220060 | [8 empty] | Volle deur IP55 B400 | Porte pleine IP55 L400 | [17 empty] | https://eref.se.com/be/nl/sis-tarif/product/08524 | https://eref.se.com/be/fr/sis-tarif/product/08524
Schneider Electric | Schneider Electric | 01022021 |  | Schneider Electric |  | SED | 08526 |  |  | 358.04 |  | 1 |  | 1 | VOLLE DEUR IP55 B650 | PORTE PLEINE IP55 L650 |  | IP55 PLAIN DOOR W650 | [18 empty] | 1 | 3303430085263 | 0 |  | 23450 | 204 | 70 | 8 | 114.24 | [23 empty] | 2 | Y | [12 empty] | MD1 | MW | 8538100000 | [5 empty] | 220060 | [8 empty] | Volle deur IP55 B650 | Porte pleine IP55 L650 | [17 empty] | https://eref.se.com/be/nl/sis-tarif/product/08526 | https://eref.se.com/be/fr/sis-tarif/product/08526
Schneider Electric | Schneider Electric | 01022021 |  | Schneider Electric |  | SED | 08528 |  |  | 440.65 |  | 1 |  | 1 | VOLLE DEUR IP55 B800 | PORTE PLEINE IP55 L800 |  | IP55 PLAIN DOOR W800 | [18 empty] | 1 | 3303430085287 | 0 |  | 29350 | 204 | 84 | 8 | 137.088 | [23 empty] | 2 | Y | [12 empty] | MD1 | MW | 8538100000 | [5 empty] | 220060 | [8 empty] | Volle deur IP55 B800 | Porte pleine IP55 L800 | [17 empty] | https://eref.se.com/be/nl/sis-tarif/product/08528 | https://eref.se.com/be/fr/sis-tarif/product/08528
Schneider Electric | Schneider Electric | 01022021 |  | Schneider Electric |  | SED | 08534 |  |  | 176.26 |  | 1 |  | 1 | DOORZ. DEUR IP30 B400 | PORTE TRANSP. IP30 LARG 400 |  | IP30 TRANSPARENT DOOR W400 | [18 empty] | 1 | 3303430085348 | 0 |  | 12000 | 203 | 41 | 8 | 66.584 | [23 empty] | 2 | Y | [12 empty] | MD1 | MW | 8537109899 | [5 empty] | 220060 | [8 empty] | Prisma Plus - P-systeem - doorzichtige deur - B = 400 mm - IP30 | [18 empty] | https://eref.se.com/be/nl/sis-tarif/product/08534 | https://eref.se.com/be/fr/sis-tarif/product/08534
Schneider Electric | Schneider Electric | 01022021 |  | Schneider Electric |  | SED | 08536 |  |  | 333.6 |  | 1 |  | 1 | DOORZ. DEUR IP30 B650 | PORTE TRANSP. IP30 L650 |  | IP30 TRANSPARENT DOOR W650 | [18 empty] | 1 | 3303430085362 | 0 |  | 16950 | 204 | 66 | 8 | 107.712 | [23 empty] | 2 | Y | [12 empty] | MD1 | MW | 8538100000 | [5 empty] | 220060 | [8 empty] | Doorzichtige deur IP30 B650 | Porte transparente IP30 L650 | [17 empty] | https://eref.se.com/be/nl/sis-tarif/product/08536 | https://eref.se.com/be/fr/sis-tarif/product/08536
Schneider Electric | Schneider Electric | 01022021 |  | Schneider Electric |  | SED | 08538 |  |  | 410.64 |  | 1 |  | 1 | DOORZ. DEUR IP30 B800 | PORTE TRANSP. IP30 L800 |  | IP30 TRANSPARENT DOOR W800 | [18 empty] | 1 | 3303430085386 | 0 |  | 21850 | 204 | 81 | 8 | 132.192 | [23 empty] | 2 | Y | [12 empty] | MD1 | MW | 8538100000 | [5 empty] | 220060 | [8 empty] | Doorzichtige deur IP30 B800 | Porte transparente IP30 L800 | [17 empty] | https://eref.se.com/be/nl/sis-tarif/product/08538 | https://eref.se.com/be/fr/sis-tarif/product/08538
Schneider Electric | Schneider Electric | 01022021 |  | Schneider Electric |  | SED | 08544 |  |  | 252.23 |  | 1 |  | 1 | DOORZ. DEUR IP55 B400 | PORTE TRANSP. IP55 L400 |  | IP55 TRANSPARENT DOOR W400 | [18 empty] | 1 | 3303430085447 | 0 |  | 18180 | 204 | 44 | 8 | 71.808 | [23 empty] | 7 | N | [12 empty] | MD1 | MW | 8538909999 | [5 empty] | 220060 | [8 empty] | Prisma Plus - P-systeem - doorzichtige deur - B = 400 mm - IP55 | [18 empty] | https://eref.se.com/be/nl/sis-tarif/product/08544 | https://eref.se.com/be/fr/sis-tarif/product/08544
Schneider Electric | Schneider Electric | 01022021 |  | Schneider Electric |  | SED | 08546 |  |  | 437.07 |  | 1 |  | 1 | DOORZ. DEUR IP55 B650 | PORTE TRANSP. IP55 L650 |  | IP55 TRANSPARENT DOOR W650 | [18 empty] | 1 | 3303430085461 | 0 |  | 23850 | 204 | 69 | 8 | 112.608 | [23 empty] | 2 | Y | [12 empty] | MD1 | MW | 85389099 | [5 empty] | 220060 | [8 empty] | Doorzichtige deur IP55 B650 | Porte transparente IP55 L650 | [17 empty] | https://eref.se.com/be/nl/sis-tarif/product/08546 | https://eref.se.com/be/fr/sis-tarif/product/08546
Schneider Electric | Schneider Electric | 01022021 |  | Schneider Electric |  | SED | 08548 |  |  | 538 |  | 1 |  | 1 | DOORZ. DEUR IP55 B800 | PORTE TRANSP. IP55 L800 |  | IP55 TRANSPARENT DOOR W800 | [18 empty] | 1 | 3303430085485 | 0 |  | 30980 | 204 | 84 | 8 | 137.088 | [23 empty] | 7 | N | [12 empty] | MD1 | MW | 8538909999 | [5 empty] | 220060 | [8 empty] | Doorzichtige deur IP55 B800 | Porte transparente IP55 L800 | [17 empty] | https://eref.se.com/be/nl/sis-tarif/product/08548 | https://eref.se.com/be/fr/sis-tarif/product/08548
Schneider Electric | Schneider Electric | 01022021 |  | Schneider Electric |  | SED | 08560 |  |  | 345.81 |  | 1 |  | 1 | PARTIEEL KADER AFDEKPLATEN 10M BR650 | KIT CADRE SUPPORT PLASTRON 10M L650 |  | 10M HINGED FRONT.PLATE SUP. KIT W650 | [18 empty] | 1 | 3606480524769 | 0 |  | 3860 | 70 | 62 | 5 | 21.7 | [14 empty] | 73606480524768 | 15 | 57900 | 120 | 80 | 80 |  |  |  | 7 | N | [12 empty] | MD1 | MW | 7326909890 | [14 empty] | Prisma Plus - P System - Gedeeltelijk scharn. frontplaatsteun - 10 mod. B=650mm | Prisma Plus -syst. P-sup. de platine avant partiel. articulée-10 modules L=650mm | [17 empty] | https://eref.se.com/be/nl/sis-tarif/product/08560 | https://eref.se.com/be/fr/sis-tarif/product/08560
Schneider Electric | Schneider Electric | 01022021 |  | Schneider Electric |  | SED | 08562 |  |  | 240.07 |  | 1 |  | 1 | PARTIEEL KADER AFDEKPLATEN 12M BR650 | CADRE SUPPORT PLASTRON 12M L650 |  | 12M HINGED FRONT PLATE SUP.FRAME W650 | [18 empty] | 1 | 3606480524776 | 0 |  | 3360 | 70 | 62 | 5 | 21.7 | [15 empty] | 15 | 50400 | 120 | 80 | 80 |  |  |  | 7 | N | [12 empty] | MD1 | MW | 7326909890 | [14 empty] | Prisma Plus - P System - Gedeeltelijk scharn. frontplaatsteun - 12 mod. B=650mm | Prisma Plus -syst. P-sup. de platine avant partiel. articulée-12 modules L=650mm | [17 empty] | https://eref.se.com/be/nl/sis-tarif/product/08562 | https://eref.se.com/be/fr/sis-tarif/product/08562
Schneider Electric | Schneider Electric | 01022021 |  | Schneider Electric |  | SED | 08564 |  |  | 91.05 |  | 1 |  | 1 | SCHARNIEREND AFDEKPL KADER B400 | CADRE SUPPORT PLASTRON L400 |  | HINGED FR.PLATE SUP.FRAME W400 | [18 empty] | 1 | 3303430085645 | 0 |  | 5180 | 190 | 33 | 6 | 37.62 | [23 empty] | 2 | Y | [12 empty] | MD1 | MW | 8538100000 | [14 empty] | Prisma Plus - P System - Frontplaat steunframe - B = 400 mm | [18 empty] | https://eref.se.com/be/nl/sis-tarif/product/08564 | https://eref.se.com/be/fr/sis-tarif/product/08564
Schneider Electric | Schneider Electric | 01022021 |  | Schneider Electric |  | SED | 08566 |  |  | 102.43 |  | 1 |  | 1 | SCHARNIEREND AFDEKPL KADER B650 | CADRE SUPPORT PLASTRON L650 |  | HINGED FR.PLATE SUP.FRAME W650 | [18 empty] | 1 | 3303430085669 | 0 |  | 6000 | 189 | 58 | 6 | 65.772 | [23 empty] | 2 | Y | [12 empty] | MD1 | MW | 85389099 | [14 empty] | SCHARNIEREND KADER VOOR AFDEKPLATEN BR650 | CADRE SUPPORT PLASTRON PIVOTANT L650 | [17 empty] | https://eref.se.com/be/nl/sis-tarif/product/08566 | https://eref.se.com/be/fr/sis-tarif/product/08566
Schneider Electric | Schneider Electric | 01022021 |  | Schneider Electric |  | SED | 08574 |  |  | 123.58 |  | 1 |  | 1 | FUNCTIONELE BEKLEDING IP30 B400 | HABILLAGE FONCTIONNEL IP30 L400 |  | IP 30 COVER FRAME W400 | [18 empty] | 1 | 3303430085744 | 0 |  | 6640 | 202 | 45 | 7 | 63.63 | [14 empty] | 73303430085743 | 18 | 119520 | 120 | 202 | 75 |  |  |  | 2 | Y | [12 empty] | MD1 | MW | 7326909890 | [14 empty] | Prisma Plus - P System - afdekframe - B = 400 mm - IP30 | [18 empty] | https://eref.se.com/be/nl/sis-tarif/product/08574 | https://eref.se.com/be/fr/sis-tarif/product/08574
Schneider Electric | Schneider Electric | 01022021 |  | Schneider Electric |  | SED | 08576 |  |  | 215.07 |  | 1 |  | 1 | FUNCTIONELE BEKLEDING IP30 B650 | HABILLAGE FONCTIONNEL IP30 L650 |  | IP30 COVER FRAME W650 | [18 empty] | 1 | 3303430085768 | 0 |  | 7000 | 202 | 68 | 7 | 96.152 | [15 empty] | 13 | 87880 | 202 | 120 | 105 |  |  |  | 2 | Y | [12 empty] | MD1 | MW | 8538100000 | [14 empty] | Prisma Plus - P System - afdekframe - B = 650 mm - IP30 | [18 empty] | https://eref.se.com/be/nl/sis-tarif/product/08576 | https://eref.se.com/be/fr/sis-tarif/product/08576
Schneider Electric | Schneider Electric | 01022021 |  | Schneider Electric |  | SED | 08578 |  |  | 264.73 |  | 1 |  | 1 | FUNCTIONELE BEKLEDING IP30 B800 | HABILLAGE FONCTIONNEL IP30 L800 |  | IP30 COVER FRAME W800 | [18 empty] | 1 | 3303430085782 | 0 |  | 13150 | 202 | 86 | 7 | 121.604 | [14 empty] | 73303430085781 | 10 | 137600 | 120 | 202 | 87 |  |  |  | 2 | Y | [12 empty] | MD1 | MW | 7326909890 | [14 empty] | Prisma Plus - P System - afdekframe - B = 800 mm - IP30 | [18 empty] | https://eref.se.com/be/nl/sis-tarif/product/08578 | https://eref.se.com/be/fr/sis-tarif/product/08578
Schneider Electric | Schneider Electric | 01022021 |  | Schneider Electric |  | SED | 08585 |  |  | 5.03 |  | 1 |  | 10 | SCHARNIEREN AFDEKPLAAT (1 ST=2) | KIT PIVOTEMENT PLASTRON |  | FRONT PLATE HINGE KIT | [18 empty] | 1 | 3303430085850 | 0 |  | 80 | 13 | 9 | 2 | 0.234 | 13303430085857 | 10 | 920 | 23.1 | 13.8 | 9 | [8 empty] | 73303430085859 | 960 | 90240 | 120 | 80 | 65 |  |  |  | 7 | N | [12 empty] | MD1 | MW | 7318190090 | [14 empty] | Prisma Plus - G- & P-systeem - 2 scharnieren draaiend voor voorplaat | [18 empty] | https://eref.se.com/be/nl/sis-tarif/product/08585 | https://eref.se.com/be/fr/sis-tarif/product/08585
Schneider Electric | Schneider Electric | 01022021 |  | Schneider Electric |  | SED | 08593 |  |  | 220.57 |  | 1 |  | 1 | UITGESN DEUR IMB IP30 B300 | PORTE DECOUPEE IHT IP30 L300 |  | IP30 DOOR CUT-OUT HSI W300 | [18 empty] | 1 | 3303430085935 | 0 |  | 8940 | 204 | 31 | 6 | 37.944 | [14 empty] | 73303430085934 | 30 | 268200 | 120 | 203 | 95 |  |  |  | 7 | N | [12 empty] | MD1 | MW | 8538909999 | [5 empty] | 220060 | [8 empty] | Uitgesneden deur interface mens/bord (IMB) IP30 B300 | Porte découpée interface homme/tableau (IHT) IP30 L300 | [17 empty] | https://eref.se.com/be/nl/sis-tarif/product/08593 | https://eref.se.com/be/fr/sis-tarif/product/08593
Schneider Electric | Schneider Electric | 01022021 |  | Schneider Electric |  | SED | 08594 |  |  | 385.36 |  | 1 |  | 1 | UITGESN DEUR IMB IP30 B400 | PORTE DECOUPEE IHT IP30 L400 |  | IP30 DOOR CUT OUT HSI W400 | [18 empty] | 1 | 3303430085942 | 0 |  | 10400 | 204 | 44 | 6 | 53.856 | [14 empty] | 73303430085941 | 10 | 104000 | 120 | 203 | 47 |  |  |  | 7 | N | [12 empty] | MD1 | MW | 8538909999 | [5 empty] | 220060 | [8 empty] | Uitgesneden deur interface mens/bord (IMB) IP30 B400 | Porte découpée interface homme/tableau (IHT) IP30 L400 | [17 empty] | https://eref.se.com/be/nl/sis-tarif/product/08594 | https://eref.se.com/be/fr/sis-tarif/product/08594
Schneider Electric | Schneider Electric | 01022021 |  | Schneider Electric |  | SED | 08603 |  |  | 261.4 |  | 1 |  | 1 | FRAME B300 D600 | OSSATURE L300 P600 |  | PRISMA P FRAMEWORK W300 D600 | [18 empty] | 1 | 3303430086031 | 0 |  | 22050 | 202 | 61 | 9 | 110.898 | [14 empty] | 73303430086030 | 20 | 438800 | 120 | 201 | 98 |  |  |  | 2 | Y | [12 empty] | MD1 | MW | 8538100000 | [5 empty] | 220060 | [8 empty] | Frame B300 D600 | Ossature L300 P600 | [17 empty] | https://eref.se.com/be/nl/sis-tarif/product/08603 | https://eref.se.com/be/fr/sis-tarif/product/08603
Schneider Electric | Schneider Electric | 01022021 |  | Schneider Electric |  | SED | 08604 |  |  | 348.52 |  | 1 |  | 1 | FRAME B400 D600 | OSSATURE L400 P600 |  | PRISMA P FRAMEWORK W400 D600 | [18 empty] | 1 | 3303430086048 | 0 |  | 22800 | 202 | 61 | 9 | 110.898 | [14 empty] | 73303430086047 | 20 | 451600 | 201 | 120 | 98 |  |  |  | 2 | Y | [12 empty] | MD1 | MW | 8538100000 | [5 empty] | 220060 | [8 empty] | Frame B400 D600 | Ossature L400 P600 | [17 empty] | https://eref.se.com/be/nl/sis-tarif/product/08604 | https://eref.se.com/be/fr/sis-tarif/product/08604
Schneider Electric | Schneider Electric | 01022021 |  | Schneider Electric |  | SED | 08606 |  |  | 555.23 |  | 1 |  | 1 | FRAME B650 D600 | OSSATURE L650 P600 |  | PRISMA P FRAMEWORK W650 D600 | [18 empty] | 1 | 3303430086062 | 0 |  | 24000 | 202 | 61 | 9 | 110.898 | [14 empty] | 73303430086061 | 20 | 480000 | 120 | 201 | 98 |  |  |  | 2 | Y | [12 empty] | MD1 | MW | 8538100000 | [5 empty] | 220060 | [8 empty] | Frame B650 D600 | Ossature L650 P600 | [17 empty] | https://eref.se.com/be/nl/sis-tarif/product/08606 | https://eref.se.com/be/fr/sis-tarif/product/08606
Schneider Electric | Schneider Electric | 01022021 |  | Schneider Electric |  | SED | 08607 |  |  | 721.81 |  | 1 |  | 1 | FRAME B650+150 D600 | OSSATURE L650+150 P600 |  | PRISMA P FRAMEWORK W650+150 D600 | [18 empty] | 1 | 3303430086079 | 0 |  | 34950 | 202 | 61 | 12 | 147.864 | [14 empty] | 73303430086078 | 14 | 481040 | 201 | 120 | 99 |  |  |  | 2 | Y | [12 empty] | MD1 | MW | 8538100000 | [5 empty] | 220060 | [8 empty] | Frame B650+150 D600 | Ossature L650+150 P600 | [17 empty] | https://eref.se.com/be/nl/sis-tarif/product/08607 | https://eref.se.com/be/fr/sis-tarif/product/08607
Schneider Electric | Schneider Electric | 01022021 |  | Schneider Electric |  | SED | 08608 |  |  | 683.36 |  | 1 |  | 1 | FRAME B800 D600 | OSSATURE L800 P600 |  | PRISMA P FRAMEWORK W800 D600 | [18 empty] | 1 | 3303430086086 | 0 |  | 24400 | 202 | 61 | 8 | 98.576 | [23 empty] | 2 | Y | [12 empty] | MD1 | MW | 8538100000 | [5 empty] | 220060 | [8 empty] | Frame B800 D600 | Ossature L800 P600 | [17 empty] | https://eref.se.com/be/nl/sis-tarif/product/08608 | https://eref.se.com/be/fr/sis-tarif/product/08608
Schneider Electric | Schneider Electric | 01022021 |  | Schneider Electric |  | SED | 08633 |  |  | 22.3 |  | 1 |  | 1 | VOL DAK IP30 B300 D600 | TOIT PLEIN IP30 L300 P600 |  | IP30 PLAIN ROOF W300 D600 | [18 empty] | 1 | 3303430086338 | 0 |  | 2060 | 62 | 31 | 4 | 7.688 | [14 empty] | 73303430086337 | 80 | 164800 | 120 | 90 | 85 |  |  |  | 7 | N | [12 empty] | MD1 | MW | 8538909999 | [5 empty] | 220060 | [8 empty] | Vol dak IP30 B300 D600 | Toit plein IP30 L300 P600 | [17 empty] | https://eref.se.com/be/nl/sis-tarif/product/08633 | https://eref.se.com/be/fr/sis-tarif/product/08633
Schneider Electric | Schneider Electric | 01022021 |  | Schneider Electric |  | SED | 08634 |  |  | 29.73 |  | 1 |  | 1 | VOL DAK IP30 B400 D600 | TOIT PLEIN IP30 L400 P600 |  | IP30 PLAIN ROOF W400 D600 | [18 empty] | 1 | 3303430086345 | 0 |  | 2500 | 62 | 41 | 4 | 10.168 | [15 empty] | 60 | 167520 | 120 | 80 | 80 |  |  |  | 2 | Y | [12 empty] | MD1 | MW | 85389099 | [5 empty] | 220060 | [8 empty] | Vol dak IP30 B400 D600 | Toit plein IP30 L400 P600 | [17 empty] | https://eref.se.com/be/nl/sis-tarif/product/08634 | https://eref.se.com/be/fr/sis-tarif/product/08634
Schneider Electric | Schneider Electric | 01022021 |  | Schneider Electric |  | SED | 08636 |  |  | 48.29 |  | 1 |  | 1 | VOL DAK IP30 B650 D600 | TOIT PLEIN IP30 L650 P600 |  | IP30 PLAIN ROOF W650 D600 | [18 empty] | 1 | 3303430086369 | 0 |  | 4000 | 67 | 61 | 4 | 16.348 | [15 empty] | 40 | 164800 | 120 | 80 | 80 |  |  |  | 2 | Y | [12 empty] | MD1 | MW | 8538909999 | [5 empty] | 220060 | [8 empty] | Vol dak IP30 B650 D600 | Toit plein IP30 L650 P600 | [17 empty] | https://eref.se.com/be/nl/sis-tarif/product/08636 | https://eref.se.com/be/fr/sis-tarif/product/08636
Schneider Electric | Schneider Electric | 01022021 |  | Schneider Electric |  | SED | 08638 |  |  | 59.4 |  | 1 |  | 1 | VOL DAK IP30 B800 D600 | TOIT PLEIN IP30 L800 P600 |  | IP30 PLAIN ROOF W800 D600 | [18 empty] | 1 | 3303430086383 | 0 |  | 4700 | 82 | 61 | 4 | 20.008 | [15 empty] | 40 | 201600 | 120 | 80 | 80 |  |  |  | 2 | Y | [12 empty] | MD1 | MW | 8538909999 | [5 empty] | 220060 | [8 empty] | Vol dak IP30 B800 D600 | Toit plein IP30 L800 P600 | [17 empty] | https://eref.se.com/be/nl/sis-tarif/product/08638 | https://eref.se.com/be/fr/sis-tarif/product/08638
Schneider Electric | Schneider Electric | 01022021 |  | Schneider Electric |  | SED | 08653 |  |  | 29.18 |  | 1 |  | 1 | VOL DAK IP55 B300 D600 | TOIT PLEIN IP55 L300 P600 |  | IP55 PLAIN ROOF W300 D600 | [18 empty] | 1 | 3303430086536 | 0 |  | 2100 | 62 | 31 | 4 | 7.688 | [14 empty] | 73303430086535 | 40 | 84000 | 120 | 80 | 80 |  |  |  | 7 | N | [12 empty] | MD1 | MW | 8538909999 | [5 empty] | 220060 | [8 empty] | Vol dak IP55 B300 D600 | Toit plein IP55 L300 P600 | [17 empty] | https://eref.se.com/be/nl/sis-tarif/product/08653 | https://eref.se.com/be/fr/sis-tarif/product/08653
Schneider Electric | Schneider Electric | 01022021 |  | Schneider Electric |  | SED | 08654 |  |  | 38.93 |  | 1 |  | 1 | VOL DAK IP55 B400 D600 | TOIT PLEIN IP55 L400 P600 |  | IP55 PLAIN ROOF W400 D600 | [18 empty] | 1 | 3303430086543 | 0 |  | 2720 | 62 | 41 | 4 | 10.168 | [14 empty] | 73303430086542 | 12 | 32640 | 120 | 80 | 80 |  |  |  | 2 | Y | [12 empty] | MD1 | MW | 8538909999 | [5 empty] | 220060 | [8 empty] | Vol dak IP55 B400 D600 | Toit plein IP55 L400 P600 | [17 empty] | https://eref.se.com/be/nl/sis-tarif/product/08654 | https://eref.se.com/be/fr/sis-tarif/product/08654
Schneider Electric | Schneider Electric | 01022021 |  | Schneider Electric |  | SED | 08656 |  |  | 63.28 |  | 1 |  | 1 | VOL DAK IP55 B650 D600 | TOIT PLEIN IP55 L650 P600 |  | IP55 PLAIN ROOF W650 D600 | [18 empty] | 1 | 3303430086567 | 0 |  | 4000 | 67 | 60 | 4 | 16.08 | [14 empty] | 73303430086566 | 40 | 172000 | 120 | 80 | 80 |  |  |  | 7 | N | [12 empty] | MD1 | MW | 8538909999 | [5 empty] | 220060 | [8 empty] | Vol dak IP55 B650 D600 | Toit plein IP55 L650 P600 | [17 empty] | https://eref.se.com/be/nl/sis-tarif/product/08656 | https://eref.se.com/be/fr/sis-tarif/product/08656
Schneider Electric | Schneider Electric | 01022021 |  | Schneider Electric |  | SED | 08658 |  |  | 77.85 |  | 1 |  | 1 | VOL DAK IP55 B800 D600 | TOIT PLEIN IP55 L800 P600 |  | IP55 PLAIN ROOF W800 D600 | [18 empty] | 1 | 3303430086581 | 0 |  | 4900 | 81 | 61 | 4 | 19.764 | [14 empty] | 73303430086580 | 40 | 208000 | 120 | 80 | 89.5 |  |  |  | 7 | N | [12 empty] | MD1 | MW | 8538909999 | [5 empty] | 220060 | [8 empty] | Vol dak I | Toit plein IP55 L800 P600 | [17 empty] | https://eref.se.com/be/nl/sis-tarif/product/08658 | https://eref.se.com/be/fr/sis-tarif/product/08658
Schneider Electric | Schneider Electric | 01022021 |  | Schneider Electric |  | SED | 08676 |  |  | 53.11 |  | 1 |  | 1 | DAK/VENTIL.IP30 B650 D600 | TOIT / VENTIL. IP30 L650 P600 |  | IP30 VENTILATED ROOF W650 D600 | [18 empty] | 1 | 3303430086765 | 0 |  | 3580 | 67 | 62 | 4 | 16.616 | [14 empty] | 73303430086764 | 20 | 71600 | 120 | 80 | 55 |  |  |  | 7 | N | [12 empty] | MD1 | MW | 7326909890 | [5 empty] | 220060 | [8 empty] | Dak voor ventilatie IP30 B650 D600 | Toit pour ventilation IP30 L650 P600 | [17 empty] | https://eref.se.com/be/nl/sis-tarif/product/08676 | https://eref.se.com/be/fr/sis-tarif/product/08676
Schneider Electric | Schneider Electric | 01022021 |  | Schneider Electric |  | SED | 08683 |  |  | 41.73 |  | 1 |  | 1 | VOLLE KABELDPL IP55 B300 D600 | PPC PLEINE IP55 L300 P600 |  | IP55 PLAIN GL.PL.W300 D600 | [18 empty] | 1 | 3303430086833 | 0 |  | 2620 | 59 | 31 | 5 | 9.145 | [15 empty] | 20 | 52400 | 120 | 80 | 80 |  |  |  | 7 | N | [12 empty] | MD1 | MW | 8538909999 | [5 empty] | 220060 | [8 empty] | Volle kabeldoorvoerplaat IP55 B300 D600 | Plaque passe-câbles pleine IP55 L300 P600 | [17 empty] | https://eref.se.com/be/nl/sis-tarif/product/08683 | https://eref.se.com/be/fr/sis-tarif/product/08683
Schneider Electric | Schneider Electric | 01022021 |  | Schneider Electric |  | SED | 08684 |  |  | 55.65 |  | 1 |  | 1 | VOLLE KABELDPL IP55 B400 D600 | PPC PLEINE IP55 L400 P600 |  | IP55 PLAIN GL.PL.W400 D600 | [18 empty] | 1 | 3303430086840 | 0 |  | 3320 | 59 | 32 | 5 | 9.44 | [15 empty] | 20 | 66400 | 120 | 80 | 80 |  |  |  | 7 | N | [12 empty] | MD1 | MW | 8538909999 | [5 empty] | 220060 | [8 empty] | Volle kabeldoorvoerplaat IP55 B400 D600 | Plaque passe-câbles pleine IP55 L400 P600 | [17 empty] | https://eref.se.com/be/nl/sis-tarif/product/08684 | https://eref.se.com/be/fr/sis-tarif/product/08684
Schneider Electric | Schneider Electric | 01022021 |  | Schneider Electric |  | SED | 08686 |  |  | 90.49 |  | 1 |  | 1 | VOLLE KABELDPL IP55 B650 D600 | PPC PLEINE IP55 L650 P600 |  | IP55 PLAIN GL.PL.W650 D600 | [18 empty] | 1 | 3303430086864 | 0 |  | 5100 | 67 | 52 | 5 | 17.42 | [15 empty] | 30 | 158400 | 120 | 80 | 80 |  |  |  | 2 | Y | [12 empty] | MD1 | MW | 8538909999 | [5 empty] | 220060 | [8 empty] | Volle kabeldoorvoerplaat IP55 B650 D600 | Plaque passe-câbles pleine IP55 L650 P600 | [17 empty] | https://eref.se.com/be/nl/sis-tarif/product/08686 | https://eref.se.com/be/fr/sis-tarif/product/08686
Schneider Electric | Schneider Electric | 01022021 |  | Schneider Electric |  | SED | 08687 |  |  | 122.5 |  | 1 |  | 1 | VOLLE KABELDPL IP55 B650+150 D600 | PPC PLEINE IP55 L650+150 P600 |  | IP55 PLAIN GL.PL.W650+150 D600 | [18 empty] | 1 | 3303430086871 | 0 |  | 6088 | 68 | 52 | 5 | 17.68 | [14 empty] | 73303430086870 | 30 | 197520 | 120 | 80 | 90 |  |  |  | 2 | Y | [12 empty] | MD1 | MW | 8538909999 | [5 empty] | 220060 | [8 empty] | Volle kabeldoorvoerplaat IP55 B650 + 150 D600 | Plaque passe-câbles pleine IP55 L650+150 P600 | [17 empty] | https://eref.se.com/be/nl/sis-tarif/product/08687 | https://eref.se.com/be/fr/sis-tarif/product/08687
Schneider Electric | Schneider Electric | 01022021 |  | Schneider Electric |  | SED | 08688 |  |  | 111.37 |  | 1 |  | 1 | VOLLE KABELDPL IP55 B800 D600 | PPC PLEINE IP55 L800 P600 |  | IP55 PLAIN GL.PL.W800 D600 | [18 empty] | 1 | 3303430086888 | 0 |  | 6050 | 68 | 52 | 5 | 17.68 | [15 empty] | 18 | 110880 | 120 | 80 | 80 |  |  |  | 7 | N | [12 empty] | MD1 | MW | 8538909999 | [5 empty] | 220060 | [8 empty] | Volle kabeldoorvoerplaat IP55 B800 D600 | Plaque passe-câbles pleine IP55 L800 P600 | [17 empty] | https://eref.se.com/be/nl/sis-tarif/product/08688 | https://eref.se.com/be/fr/sis-tarif/product/08688
Schneider Electric | Schneider Electric | 01022021 |  | Schneider Electric |  | SED | 08693 |  |  | 41.73 |  | 1 |  | 1 | KABELDPL 2D IP30 B300 D600 | PPC 2 PARTIES IP30 L300 P600 |  | IP30 2-PART GL.PL.W300 D600 | [18 empty] | 1 | 3303430086932 | 0 |  | 2400 | 57 | 14 | 4 | 3.192 | [7 empty] | 13303430086939 | 8 | 20660 | 60 | 40 | 30 | [10 empty] | 7 | N | [12 empty] | MD1 | MW | 8538909999 | [5 empty] | 220060 | [8 empty] | Volle kabeldoorvoerplaat 2 delen IP30 B300 D600 | Plaque passe-câbles 2 parties IP30 L300 P600 | [17 empty] | https://eref.se.com/be/nl/sis-tarif/product/08693 | https://eref.se.com/be/fr/sis-tarif/product/08693
Schneider Electric | Schneider Electric | 01022021 |  | Schneider Electric |  | SED | 08694 |  |  | 55.65 |  | 1 |  | 1 | KABELDPL 2D IP30 B400 D600 | PPC 2 PARTIES IP30 L400 P600 |  | IP30 2-PART GL.PL.W400 D600 | [18 empty] | 1 | 3303430086949 | 0 |  | 3000 | 57 | 13 | 4 | 2.964 | [7 empty] | 13303430086946 | 7 | 22340 | 60 | 40 | 30 | [10 empty] | 7 | N | [12 empty] | MD1 | MW | 8538909999 | [5 empty] | 220060 | [8 empty] | Volle kabeldoorvoerplaat 2 delen IP30 B400 D600 | Plaque passe-câbles 2 parties IP30 L400 P600 | [17 empty] | https://eref.se.com/be/nl/sis-tarif/product/08694 | https://eref.se.com/be/fr/sis-tarif/product/08694
Schneider Electric | Schneider Electric | 01022021 |  | Schneider Electric |  | SED | 08696 |  |  | 90.49 |  | 1 |  | 5 | KABELDPL 2D IP30 B650 D600 | PPC 2 PARTIES IP30 L650 P600 |  | IP30 2-PART GL.PL.W650 D600 | [18 empty] | 1 | 3303430086963 | 0 |  | 4750 | 58 | 40 | 4 | 9.28 | 13303430086960 | 5 | 24100 | 82 | 54 | 17 | [8 empty] | 73303430086962 | 50 | 240000 | 120 | 80 | 100 |  |  |  | 2 | Y | [12 empty] | MD1 | MW | 8538909999 | [5 empty] | 220060 | [8 empty] | Volle kabeldoorvoerplaat 2 delen IP30 B650 D600 | Plaque passe-câbles 2 parties IP30 L650 P600 | [17 empty] | https://eref.se.com/be/nl/sis-tarif/product/08696 | https://eref.se.com/be/fr/sis-tarif/product/08696
Schneider Electric | Schneider Electric | 01022021 |  | Schneider Electric |  | SED | 08697 |  |  | 122.5 |  | 1 |  | 4 | KABELDPL 2D IP30 B650+150 D600 | PPC 2 PART. IP30 L650+150 P600 |  | IP30 2-PART GL.PL.W650+150D600 | [18 empty] | 1 | 3303430086970 | 0 |  | 5760 | 57 | 40 | 3 | 6.84 | 13303430086977 | 4 | 24150 | 82 | 54 | 17 | [8 empty] | 73303430086979 | 48 | 292000 | 120 | 80 | 93 |  |  |  | 7 | N | [12 empty] | MD1 | MW | 8538909999 | [5 empty] | 220060 | [8 empty] | Volle kabeldoorvoerplaat 2 delen IP30 B650 + 150 D600 | Plaque passe-câbles 2 parties IP30 L650+150 P600 | [17 empty] | https://eref.se.com/be/nl/sis-tarif/product/08697 | https://eref.se.com/be/fr/sis-tarif/product/08697
Schneider Electric | Schneider Electric | 01022021 |  | Schneider Electric |  | SED | 08698 |  |  | 111.37 |  | 1 |  | 4 | KABELDPL 2D IP30 B800 D600 | PPC 2 PARTIES IP30 L800 P600 |  | IP30 2 PART GL.PL.W800 D600 | [18 empty] | 1 | 3303430086987 | 0 |  | 5840 | 73 | 40 | 4 | 11.68 | 13303430086984 | 4 | 24400000 | 82 | 54 | 17 | [8 empty] | 73303430086986 | 32 | 195200 | 120 | 105 | 81 |  |  |  | 7 | N | [12 empty] | MD1 | MW | 8538909999 | [5 empty] | 220060 | [8 empty] | Volle kabeldoorvoerplaat 2 delen IP30 B800 D600 | Plaque passe-câbles 2 parties IP30 L800 P600 | [17 empty] | https://eref.se.com/be/nl/sis-tarif/product/08698 | https://eref.se.com/be/fr/sis-tarif/product/08698
Schneider Electric | Schneider Electric | 01022021 |  | Schneider Electric |  | SED | 08700 |  |  | 36.41 |  | 1 |  | 10 | HIJSRINGEN (1 ST=4) | 4 ANNEAUX LEVAGE |  | 4 LIFTING RINGS | [18 empty] | 1 | 3303430087007 | 0 |  | 939 | 24 | 13 | 3 | 0.936 | 13303430087004 | 10 | 10800 | 40 | 30 | 15 |  | 13303430087004 | 10 | 9560 | 40 | 30 | 15 | [10 empty] | 2 | Y | [12 empty] | MD1 | MW | 7326909890 | [5 empty] | 220060 | [8 empty] | 4 hijsringen | 4 anneaux de levage | [17 empty] | https://eref.se.com/be/nl/sis-tarif/product/08700 | https://eref.se.com/be/fr/sis-tarif/product/08700
Schneider Electric | Schneider Electric | 01022021 |  | Schneider Electric |  | SED | 08701 |  |  | 60.61 |  | 1 |  | 1 | STABILISATIESET | KIT STABILISATEUR |  | STABILISER KIT | [18 empty] | 1 | 3303430087014 | 0 |  | 3470 | 30 | 20 | 14 | 8.4 | [7 empty] | 13303430087011 | 4 | 14583 | 60 | 40 | 30 | [10 empty] | 7 | N | [12 empty] | MD1 | MW | 8538909999 | [5 empty] | 220060 | [8 empty] | Stabilisatieset | Kit stabilisateur | [17 empty] | https://eref.se.com/be/nl/sis-tarif/product/08701 | https://eref.se.com/be/fr/sis-tarif/product/08701
Schneider Electric | Schneider Electric | 01022021 |  | Schneider Electric |  | SED | 08702 |  |  | 72.73 |  | 1 |  | 1 | SET REGELING VLAKHEID | KIT REGLAGE PLANEITE |  | LEVELLING KIT | [18 empty] | 1 | 3303430087021 | 0 |  | 760 | 22 | 15 | 6 | 1.98 | [7 empty] | 13303430087028 | 12 | 9590 | 40 | 30 | 15 | [10 empty] | 7 | N | [12 empty] | MD1 | MW | 8538909999 | [5 empty] | 220060 | [8 empty] | Set regeling vlakheid | Kit réglage planéite | [17 empty] | https://eref.se.com/be/nl/sis-tarif/product/08702 | https://eref.se.com/be/fr/sis-tarif/product/08702
Schneider Electric | Schneider Electric | 01022021 |  | Schneider Electric |  | SED | 08703 |  |  | 202.04 |  | 1 |  | 1 | BEVEST. VERLAAGD PLAFOND | FIXATION FAUX-PLANCHER |  | FALSE FLOOR FIXING KIT | [18 empty] | 1 | 3303430087038 | 0 |  | 900 | 12 | 7 | 4 | 0.336 | [7 empty] | 13303430087035 | 10 | 9300 | 40 | 30 | 15 | [10 empty] | 7 | N | [12 empty] | MD1 | MW | 8538909999 | [5 empty] | 220060 | [8 empty] | Bevestiging verlaagd plafond | Fixation faux-plancher | [17 empty] | https://eref.se.com/be/nl/sis-tarif/product/08703 | https://eref.se.com/be/fr/sis-tarif/product/08703
Schneider Electric | Schneider Electric | 01022021 |  | Schneider Electric |  | SED | 08704 |  |  | 181.89 |  | 1 |  | 1 | SET/BEVEST. VLOER/MUUR | KIT DE FIXATION SOL/MUR |  | FLOOR/WALL FIXING KIT | [18 empty] | 1 | 3303430087045 | 0 |  | 1200 | 8 | 7 | 6 | 0.336 | [7 empty] | 13303430087042 | 10 | 12260 | 40 | 30 | 15 |  | 73303430087044 | 80 | 98080 | 120 | 80 | 30 |  |  |  | 7 | N | [12 empty] | MD1 | MW | 8538909999 | [5 empty] | 220060 | [8 empty] | Set voor bevestiging vloer/muur | Kit de fixation sol/mur | [17 empty] | https://eref.se.com/be/nl/sis-tarif/product/08704 | https://eref.se.com/be/fr/sis-tarif/product/08704
Schneider Electric | Schneider Electric | 01022021 |  | Schneider Electric |  | SED | 08706 |  |  | 227.14 |  | 1 |  | 1 | SOKKEL BREEDTE 2000 - 2550 | SOCLE MANU.LG. 2000->2550 |  | HANDL.PINTH LH 2000 | [18 empty] | 1 | 3303430087069 | 0 |  | 8760 | 195 | 8 | 7 | 10.92 | [23 empty] | 7 | N | [12 empty] | MD1 | MW | 7326909890 | [5 empty] | 220060 | [8 empty] | Prisma Plus - P-systeem - sokkel - B = 2000 tot 2550 mm | Socle pour manutention, L = 2000 -> 2550 mm | [17 empty] | https://eref.se.com/be/nl/sis-tarif/product/08706 | https://eref.se.com/be/fr/sis-tarif/product/08706
Schneider Electric | Schneider Electric | 01022021 |  | Schneider Electric |  | SED | 08710 |  |  | 22.79 |  | 1 |  | 20 | REINFORCED BRACKET FOR PRISMA P SEISMIC | RENFORT OSSATURE POUR PRISMA P SISMIQUE |  | REINFORCED BRACKET FOR PRISMA P SEISMIC | [18 empty] | 1 | 3606481210814 | 0 |  | 196 | 15 | 11 | 3 | 0.495 | 13606481210811 | 20 | 4116 | 40 | 30 | 15 |  | 13606481210811 | 20 | 4040 | 40 | 30 | 15 | [10 empty] | 7 | N | [12 empty] | MD1 | MW | 7326909890 | [33 empty] | https://eref.se.com/be/nl/sis-tarif/product/08710 | https://eref.se.com/be/fr/sis-tarif/product/08710
Schneider Electric | Schneider Electric | 01022021 |  | Schneider Electric |  | SED | 08711 |  |  | 60.61 |  | 1 |  | 1 | SET AFD. IP31 | KIT ETANCHEITE IP31 |  | IP31 SEALING KIT | [18 empty] | 1 | 3303430087113 | 0 |  | 1754 | 43 | 31 | 2 | 2.666 | [7 empty] | 13303430087110 | 10 | 19640 | 60 | 40 | 30 |  | 73303430087112 | 80 | 260000 | 120 | 80 | 105 |  |  |  | 7 | N | [12 empty] | MD1 | MW | 3926909790 | [5 empty] | 220060 | [8 empty] | Afdichtingsset IP31 | Kit étanchéite IP31 | [17 empty] | https://eref.se.com/be/nl/sis-tarif/product/08711 | https://eref.se.com/be/fr/sis-tarif/product/08711
Schneider Electric | Schneider Electric | 01022021 |  | Schneider Electric |  | SED | 08712 |  |  | 319.75 |  | 1 |  | 1 | HOEKSET IP30 VOOR LINERGY LGYE | KIT D'ANGLE IP30 POUR LINERGY LGYE |  | IP30 CORNER KIT FOR LINERGY LGYE | [18 empty] | 1 | 3303431124060 | 0 |  | 20000 | 82 | 54 | 15 | 66.42 | [15 empty] | 4 | 80000000000000 | 120 | 80 | 50 |  |  |  | 7 | N | [12 empty] | MD1 | MW | 7326909890 | [33 empty] | https://eref.se.com/be/nl/sis-tarif/product/08712 | https://eref.se.com/be/fr/sis-tarif/product/08712
Schneider Electric | Schneider Electric | 01022021 |  | Schneider Electric |  | SED | 08713 |  |  | 202.04 |  | 1 |  | 1 | SET/HOEKEN IP30 | KIT D'ANGLE IP30 |  | IP30 CORNER KIT FOR LINERGY BS | [18 empty] | 1 | 3303430087137 | 0 |  | 14160 | 82 | 54 | 17 | 75.276 | [15 empty] | 4 | 56740 | 120 | 80 | 80 |  |  |  | 7 | N | [12 empty] | MD1 | MW | 8538909999 | [5 empty] | 220060 | [8 empty] | Set voor hoeken IP30 | Kit d'angle IP30 | [17 empty] | https://eref.se.com/be/nl/sis-tarif/product/08713 | https://eref.se.com/be/fr/sis-tarif/product/08713
Schneider Electric | Schneider Electric | 01022021 |  | Schneider Electric |  | SED | 08714 |  |  | 280.52 |  | 1 |  | 1 | 2 UITEINDEN SOKKEL DIEPTE 400 | 2 EXTREMITES SOCLE MANU.P400 |  | 2 SIDE PARTS HANDL.PLINTH D400 | [18 empty] | 1 | 3303430087144 | 0 |  | 5820 | 64 | 44 | 6 | 16.896 | [15 empty] | 28 | 162960 | 120 | 80 | 80 |  |  |  | 7 | N | [12 empty] | MD1 | MW | 7326909890 | [5 empty] | 220060 | [8 empty] | Prisma Plus - G-systeem - muurbehuizing - steunplaat m/goten - IP30 | Extrémités de socle de manutention, P = 400 mm (2) | [17 empty] | https://eref.se.com/be/nl/sis-tarif/product/08714 | https://eref.se.com/be/fr/sis-tarif/product/08714
Schneider Electric | Schneider Electric | 01022021 |  | Schneider Electric |  | SED | 08716 |  |  | 295.3 |  | 1 |  | 1 | 2 UITEINDEN SOKKEL DIEPTE 600 | 2 EXTREMITES SOCLE MANU.P600 |  | 2 SIDE PARTS HANDL.PLINTH D600 | [18 empty] | 1 | 3303430087168 | 0 |  | 6780 | 64 | 64 | 6 | 24.576 | [15 empty] | 18 | 122040 | 120 | 80 | 80 |  |  |  | 7 | N | [12 empty] | MD1 | MW | 7326909890 | [5 empty] | 220060 | [8 empty] | Prisma Plus - P-systeem - 2 eindstukken sokkel - D = 600 mm | Extrémités de socle de manutention, P = 600 mm (2) | [17 empty] | https://eref.se.com/be/nl/sis-tarif/product/08716 | https://eref.se.com/be/fr/sis-tarif/product/08716
Schneider Electric | Schneider Electric | 01022021 |  | Schneider Electric |  | SED | 08717 |  |  | 8.5 |  | 1 |  | 30 | SET AFD. LAT SAMENB IP55 | KIT ETANCHEITE ASSOC.LAT.IP55 |  | SIDE/SIDE COMBI.IP55 SEAL.KIT | [18 empty] | 1 | 3303430087175 | 0 |  | 70 | 24 | 24 | 1 | 0.576 | 13303430087172 | 30 | 2650 | 60.3 | 48 | 10.2 | [8 empty] | 73303430087174 | 480 | 74240000 | 120 | 81 | 80 |  |  |  | 2 | Y | [12 empty] | MD1 | MW | 8538909999 | [5 empty] | 220060 | [8 empty] | Afdichtingsset zijdelingse samenbouw IP55 | Kit étanchéite association latérale IP55 | [17 empty] | https://eref.se.com/be/nl/sis-tarif/product/08717 | https://eref.se.com/be/fr/sis-tarif/product/08717
Schneider Electric | Schneider Electric | 01022021 |  | Schneider Electric |  | SED | 08718 |  |  | 19.92 |  | 1 |  | 1 | 10 COMBINATIE SCHROEVEN | 10 VIS+ACC.ASSOC. |  | 10 COMBINATION SCREWS ET ACC. | [18 empty] | 1 | 3303430087182 | 0 |  | 460 | 20 | 10 | 5 | 1 | [7 empty] | 13303430087189 | 20 | 9460 | 40 | 30 | 15 |  | 73303430087181 | 80 | 47800 | 120 | 80 | 30 |  |  |  | 7 | N | [12 empty] | MD1 | MW | 7318159590 | [5 empty] | 220060 | [8 empty] | Prisma Plus - P-systeem - bevest.plaat voor NS-NT1600 vertic. - B = 400 mm | Lot de 10 vis + accessoires d’association | [17 empty] | https://eref.se.com/be/nl/sis-tarif/product/08718 | https://eref.se.com/be/fr/sis-tarif/product/08718
Schneider Electric | Schneider Electric | 01022021 |  | Schneider Electric |  | SED | 08719 |  |  | 121.22 |  | 1 |  | 1 | SET SAMENB DUB DIEPTE | KIT ASSOC.DOUBLE PROFONDEUR |  | DOUBLE DEPTH COMBINATION KIT | [18 empty] | 1 | 3303430087199 | 0 |  | 600 | 31 | 21 | 12 | 7.812 | [14 empty] | 73303430087198 | 55 | 45000 | 120 | 80 | 74 |  |  |  | 7 | N | [12 empty] | MD1 | MW | 8538909999 | [5 empty] | 220060 | [8 empty] | Set samenbouw dubbele diepte | Kit association double profondeur | [17 empty] | https://eref.se.com/be/nl/sis-tarif/product/08719 | https://eref.se.com/be/fr/sis-tarif/product/08719
Schneider Electric | Schneider Electric | 01022021 |  | Schneider Electric |  | SED | 08720 |  |  | 55.99 |  | 1 |  | 1 | ZIJPLATEN SOKKEL D400 (1 ST=2) | 2 PLAQUES LAT.SOCLE P400 |  | 2 SIDE PLATES FOR PLINTH D400 | [18 empty] | 1 | 3303430087205 | 0 |  | 587 | 25 | 12 | 3 | 0.9 | [14 empty] | 73303430087204 | 162 | 132840 | 120 | 80 | 42 |  |  |  | 2 | Y | [12 empty] | MD1 | MW | 8538100000 | [5 empty] | 220060 | [8 empty] | 2 zijplaten sokkel D400 | 2 plaques latérales socle P400 | [17 empty] | https://eref.se.com/be/nl/sis-tarif/product/08720 | https://eref.se.com/be/fr/sis-tarif/product/08720
Schneider Electric | Schneider Electric | 01022021 |  | Schneider Electric |  | SED | 08721 |  |  | 84.01 |  | 1 |  | 1 | ZIJPLATEN SOKKEL D600 (1 ST=2) | 2 PLAQUES LAT.SOCLE P600 |  | 2 SIDE PLATES FOR PLINTH D600 | [18 empty] | 1 | 3303430087212 | 0 |  | 1112 | 45 | 12 | 4 | 2.16 | [14 empty] | 73303430087211 | 154 | 240240 | 120 | 80 | 53.5 |  |  |  | 2 | Y | [12 empty] | MD1 | MW | 8538100000 | [5 empty] | 220060 | [8 empty] | 2 zijplaten sokkel D600 | 2 plaques latérales socle P600 | [17 empty] | https://eref.se.com/be/nl/sis-tarif/product/08721 | https://eref.se.com/be/fr/sis-tarif/product/08721
Schneider Electric | Schneider Electric | 01022021 |  | Schneider Electric |  | SED | 08722 |  |  | 111.21 |  | 1 |  | 1 | COMBINATIESET VOOR HIJSEN | KIT ASSOCIATION DE LEVAGE |  | COMBINATION KIT FOR LIFTING | [18 empty] | 1 | 3303430087229 | 0 |  | 670 | 23 | 15 | 6 | 2.07 | [14 empty] | 73303430087228 | 81 | 66270 | 120 | 80 | 54 |  |  |  | 7 | N | [12 empty] | MD1 | MW | 7326909890 | [5 empty] | 220060 | [8 empty] | Prisma Plus - P-systeem - kit voor versterking heffen | [18 empty] | https://eref.se.com/be/nl/sis-tarif/product/08722 | https://eref.se.com/be/fr/sis-tarif/product/08722
Schneider Electric | Schneider Electric | 01022021 |  | Schneider Electric |  | SED | 08723 |  |  | 51.71 |  | 1 |  | 1 | SOKKEL H100 B300 D400 | SOCLE H100 L300 |  | PLINTH H100 W300 D400 | [18 empty] | 1 | 3303430087236 | 0 |  | 2862 | 41 | 13 | 9 | 4.797 | [23 empty] | 2 | Y | [12 empty] | MD1 | MW | 8538100000 | [5 empty] | 220060 | [8 empty] | Sokkel H100 B300 D400 | Socle H100 L300 P400 | [17 empty] | https://eref.se.com/be/nl/sis-tarif/product/08723 | https://eref.se.com/be/fr/sis-tarif/product/08723
Schneider Electric | Schneider Electric | 01022021 |  | Schneider Electric |  | SED | 08724 |  |  | 68.97 |  | 1 |  | 1 | SOKKEL H100 B400 D400 | SOCLE H100 L400 |  | PLINTH H100 W400 D400 | [18 empty] | 1 | 3303430087243 | 0 |  | 3142 | 42 | 13 | 8 | 4.368 | [14 empty] | 73303430087242 | 48 | 171840 | 12 | 8 | 7.1 |  |  |  | 2 | Y | [12 empty] | MD1 | MW | 8538100000 | [5 empty] | 220060 | [8 empty] | Sokkel H100 B400 D400 | Socle H100 L400 P400 | [17 empty] | https://eref.se.com/be/nl/sis-tarif/product/08724 | https://eref.se.com/be/fr/sis-tarif/product/08724
Schneider Electric | Schneider Electric | 01022021 |  | Schneider Electric |  | SED | 08726 |  |  | 112.04 |  | 1 |  | 1 | SOKKEL H100 B650 D400 | SOCLE H100 L650 |  | PLINTH H100 W650 D400 | [18 empty] | 1 | 3303430087267 | 0 |  | 3784 | 62 | 13 | 10 | 8.06 | [15 empty] | 64 | 295000 | 120 | 80 | 105 |  |  |  | 2 | Y | [12 empty] | MD1 | MW | 8538100000 | [5 empty] | 220060 | [8 empty] | Sokkel H100 B650 D400 | Socle H100 L650 P400 | [17 empty] | https://eref.se.com/be/nl/sis-tarif/product/08726 | https://eref.se.com/be/fr/sis-tarif/product/08726
Schneider Electric | Schneider Electric | 01022021 |  | Schneider Electric |  | SED | 08728 |  |  | 137.87 |  | 1 |  | 1 | SOKKEL H100 B800 D400 | SOCLE H100 L800 |  | PLINTH H100 W800 D400 | [18 empty] | 1 | 3303430087281 | 0 |  | 4168 | 78 | 13 | 9 | 9.126 | [14 empty] | 73303430087280 | 56 | 293440000 | 120 | 80 | 87 |  |  |  | 2 | Y | [12 empty] | MD1 | MW | 8538100000 | [5 empty] | 220060 | [8 empty] | Sokkel H100 B800 D400 | Socle H100 L800 P400 | [17 empty] | https://eref.se.com/be/nl/sis-tarif/product/08728 | https://eref.se.com/be/fr/sis-tarif/product/08728
Schneider Electric | Schneider Electric | 01022021 |  | Schneider Electric |  | SED | 08733 |  |  | 55.68 |  | 1 |  | 1 | ACHTERPNL IP30 B300 | PANNEAU FOND IP30 L300 |  | IP30 REAR PANEL W300 | [18 empty] | 1 | 3303430087335 | 0 |  | 6400 | 105 | 34 | 6 | 21.42 | [15 empty] | 30 | 186000 | 120 | 80 | 80 |  |  |  | 2 | Y | [12 empty] | MD1 | MW | 7326909890 | [5 empty] | 220060 | [8 empty] | Achterpaneel IP30 B300 | Panneau de fond IP30 L300 | [17 empty] | https://eref.se.com/be/nl/sis-tarif/product/08733 | https://eref.se.com/be/fr/sis-tarif/product/08733
Schneider Electric | Schneider Electric | 01022021 |  | Schneider Electric |  | SED | 08734 |  |  | 74.28 |  | 1 |  | 1 | ACHTERPNL IP30 B400 | PANNEAU FOND IP30 L400 |  | IP30 REAR PANEL W400 | [18 empty] | 1 | 3303430087342 | 0 |  | 7550 | 105 | 44 | 6 | 27.72 | [14 empty] | 73303430087341 | 30 | 235200 | 120 | 80 | 72 |  |  |  | 2 | Y | [12 empty] | MD1 | MW | 7326909890 | [5 empty] | 220060 | [8 empty] | Achterpaneel IP30 B400 | Panneau de fond IP30 L400 | [17 empty] | https://eref.se.com/be/nl/sis-tarif/product/08734 | https://eref.se.com/be/fr/sis-tarif/product/08734
Schneider Electric | Schneider Electric | 01022021 |  | Schneider Electric |  | SED | 08736 |  |  | 120.69 |  | 1 |  | 1 | ACHTERPNL IP30 B650 | PANNEAU FOND IP30 L650 |  | IP30 REAR PANEL W650 | [18 empty] | 1 | 3303430087366 | 0 |  | 11800 | 103 | 69 | 4 | 28.428 | [14 empty] | 73303430087365 | 15 | 180300 | 120 | 80 | 73 |  |  |  | 2 | Y | [12 empty] | MD1 | MW | 7326909890 | [5 empty] | 220060 | [8 empty] | Achterpaneel IP30 B650 | Panneau de fond IP30 L650 | [17 empty] | https://eref.se.com/be/nl/sis-tarif/product/08736 | https://eref.se.com/be/fr/sis-tarif/product/08736
Schneider Electric | Schneider Electric | 01022021 |  | Schneider Electric |  | SED | 08738 |  |  | 148.56 |  | 1 |  | 1 | ACHTERPNL IP30 B800 | PANNEAU FOND IP30 L800 |  | IP30 REAR PANEL W800 | [18 empty] | 1 | 3303430087380 | 0 |  | 14150 | 104 | 85 | 6 | 53.04 | [14 empty] | 73303430087389 | 15 | 217500000 | 120 | 85 | 80 |  |  |  | 2 | Y | [12 empty] | MD1 | MW | 7326909890 | [5 empty] | 220060 | [8 empty] | Achterpaneel IP30 B800 | Panneau de fond IP30 L800 | [17 empty] | https://eref.se.com/be/nl/sis-tarif/product/08738 | https://eref.se.com/be/fr/sis-tarif/product/08738
Schneider Electric | Schneider Electric | 01022021 |  | Schneider Electric |  | SED | 08743 |  |  | 72.99 |  | 1 |  | 1 | ACHTERPNL IP55 B300 | PANNEAU FOND IP55 L300 |  | IP55 REAR PANEL W300 | [18 empty] | 1 | 3303430087434 | 0 |  | 9640 | 207 | 31 | 4 | 25.668 | [14 empty] | 73303430087433 | 60 | 588720 | 120 | 208 | 91 |  |  |  | 7 | N | [12 empty] | MD1 | MW | 7326909890 | [5 empty] | 220060 | [8 empty] | Achterpaneel IP55 B300 | Panneau de fond IP55 L300 | [17 empty] | https://eref.se.com/be/nl/sis-tarif/product/08743 | https://eref.se.com/be/fr/sis-tarif/product/08743
Schneider Electric | Schneider Electric | 01022021 |  | Schneider Electric |  | SED | 08744 |  |  | 97.31 |  | 1 |  | 1 | ACHTERPNL IP55 B400 | PANNEAU FOND IP55 L400 |  | IP55 REAR PANEL W400 | [18 empty] | 1 | 3303430087441 | 0 |  | 11340 | 207 | 41 | 4 | 33.948 | [23 empty] | 2 | Y | [12 empty] | MD1 | MW | 7326909890 | [5 empty] | 220060 | [8 empty] | Achterpaneel IP55 B400 | Panneau de fond IP55 L400 | [17 empty] | https://eref.se.com/be/nl/sis-tarif/product/08744 | https://eref.se.com/be/fr/sis-tarif/product/08744
Schneider Electric | Schneider Electric | 01022021 |  | Schneider Electric |  | SED | 08746 |  |  | 158.13 |  | 1 |  | 1 | ACHTERPNL IP55 B650 | PANNEAU FOND IP55 L650 |  | IP55 REAR PANEL W650 | [18 empty] | 1 | 3303430087465 | 0 |  | 19750 | 207 | 66 | 4 | 54.648 | [23 empty] | 2 | Y | [12 empty] | MD1 | MW | 7326909890 | [5 empty] | 220060 | [8 empty] | Achterpaneel IP55 B650 | Panneau de fond IP55 L650 | [17 empty] | https://eref.se.com/be/nl/sis-tarif/product/08746 | https://eref.se.com/be/fr/sis-tarif/product/08746
Schneider Electric | Schneider Electric | 01022021 |  | Schneider Electric |  | SED | 08748 |  |  | 194.64 |  | 1 |  | 1 | ACHTERPNL IP55 B800 | PANNEAU FOND IP55 L800 |  | IP55 REAR PANEL W800 | [18 empty] | 1 | 3303430087489 | 0 |  | 22550 | 207 | 81 | 4 | 67.068 | [23 empty] | 2 | Y | [12 empty] | MD1 | MW | 7326909890 | [5 empty] | 220060 | [8 empty] | Achterpaneel IP55 B800 | Panneau de fond IP55 L800 | [17 empty] | https://eref.se.com/be/nl/sis-tarif/product/08748 | https://eref.se.com/be/fr/sis-tarif/product/08748
Schneider Electric | Schneider Electric | 01022021 |  | Schneider Electric |  | SED | 08750 |  |  | 253.5 |  | 1 |  | 1 | ZIJPNL IP30 D400 (1 ST=2) | 2 PANNEAUX LAT.IP30 P400 |  | 2 IP30 SIDE PANELS D400 | [18 empty] | 1 | 3303430087502 | 0 |  | 18500 | 205 | 49 | 9 | 90.405 | [14 empty] | 73303430087501 | 20 | 370800 | 120 | 205 | 100 |  |  |  | 2 | Y | [12 empty] | MD1 | MW | 8538100000 | [5 empty] | 220060 | [8 empty] | 2 zijpanelen IP30 D400 | 2 panneaux latéraux IP30 P400 | [17 empty] | https://eref.se.com/be/nl/sis-tarif/product/08750 | https://eref.se.com/be/fr/sis-tarif/product/08750
Schneider Electric | Schneider Electric | 01022021 |  | Schneider Electric |  | SED | 08755 |  |  | 308.47 |  | 1 |  | 1 | ZIJPNL IP55 D400 (1 ST=2) | 2 PANNEAUX LAT.IP55 P400 |  | 2 IP55 SIDE PANELS D400 | [18 empty] | 1 | 3303430087557 | 0 |  | 26550 | 205 | 48 | 9 | 88.56 | [23 empty] | 2 | Y | [12 empty] | MD1 | MW | 85389099 | [5 empty] | 220060 | [8 empty] | 2 zijpanelen IP55 D400 | 2 panneaux latéraux IP55 P400 | [17 empty] | https://eref.se.com/be/nl/sis-tarif/product/08755 | https://eref.se.com/be/fr/sis-tarif/product/08755
Schneider Electric | Schneider Electric | 01022021 |  | Schneider Electric |  | SED | 08756 |  |  | 339.32 |  | 1 |  | 1 | ZIJPNL SAMENB IP55 D400 (1 ST=2) | 2 PANNEAUX LAT.ASSOC.IP55 P400 |  | 2 IP55 COMBI.SIDE PANELS W400 | [18 empty] | 1 | 3303430087564 | 0 |  | 23600 | 205 | 43 | 8 | 70.52 | [14 empty] | 73303430087563 | 20 | 459600 | 120 | 204 | 95 |  |  |  | 7 | N | [12 empty] | MD1 | MW | 8538909999 | [5 empty] | 220060 | [8 empty] | 2 zijpanelen samenbouw IP55 D400 | 2 panneaux latéraux association IP55 P400 | [17 empty] | https://eref.se.com/be/nl/sis-tarif/product/08756 | https://eref.se.com/be/fr/sis-tarif/product/08756
Schneider Electric | Schneider Electric | 01022021 |  | Schneider Electric |  | SED | 08760 |  |  | 380.18 |  | 1 |  | 1 | ZIJPNL IP30 D600 (1 ST=2) | 2 PANNEAUX LAT.IP30 P600 |  | 2 IP30 SIDE PANELS D600 | [18 empty] | 1 | 3303430087601 | 0 |  | 24750 | 205 | 67 | 8 | 109.88 | [14 empty] | 73303430087600 | 10 | 252400 | 120 | 204 | 100 |  |  |  | 2 | Y | [12 empty] | MD1 | MW | 8538100000 | [5 empty] | 220060 | [8 empty] | 2 zijpanelen IP30 D600 | 2 panneaux latéraux IP30 P600 | [17 empty] | https://eref.se.com/be/nl/sis-tarif/product/08760 | https://eref.se.com/be/fr/sis-tarif/product/08760
Schneider Electric | Schneider Electric | 01022021 |  | Schneider Electric |  | SED | 08765 |  |  | 237.19 |  | 1 |  | 1 | ZIJPNL IP55 D600 (1 ST=2) | 2 PANNEAUX LAT.IP55 P600 |  | 2 IP55 SIDE PANELS D600 | [18 empty] | 1 | 3303430087656 | 0 |  | 33700 | 205 | 68 | 9 | 125.46 | [23 empty] | 2 | Y | [12 empty] | MD1 | MW | 8538909999 | [5 empty] | 220060 | [8 empty] | 2 zijpanelen IP55 D600 | 2 panneaux latéraux IP55 P600 | [17 empty] | https://eref.se.com/be/nl/sis-tarif/product/08765 | https://eref.se.com/be/fr/sis-tarif/product/08765
Schneider Electric | Schneider Electric | 01022021 |  | Schneider Electric |  | SED | 08773 |  |  | 26.12 |  | 1 |  | 20 | BEV. KABELS L300 (1 ST=4) | 4 SUP/BRIDAGE CABLES L300 |  | 4 CABLE TIE SUPPORTS W300 | [18 empty] | 1 | 3303430087731 | 0 |  | 500 | 23 | 6 | 3 | 0.414 | 13303430087738 | 20 | 10350 | 50 | 20 | 11.5 | [8 empty] | 73303430087730 | 320 | 173520 | 120 | 80 | 37 |  |  |  | 2 | Y | [12 empty] | MD1 | MW | 3926909790 | [5 empty] | 220060 | [8 empty] | 4 steunen bevestiging kabels L300 | 4 supports bridage câbles L300 | [17 empty] | https://eref.se.com/be/nl/sis-tarif/product/08773 | https://eref.se.com/be/fr/sis-tarif/product/08773
Schneider Electric | Schneider Electric | 01022021 |  | Schneider Electric |  | SED | 08774 |  |  | 30.67 |  | 1 |  | 16 | BEV. KABELS L400 (1 ST=4) | 4 SUP/BRIDAGE CABLES L400 |  | 4 CABLE TIE SUPPORTS W400 | [18 empty] | 1 | 3303430087748 | 0 |  | 680 | 34 | 6 | 3 | 0.612 | 13303430087745 | 16 | 11200 | 38 | 27.5 | 21 | [8 empty] | 73303430087747 | 128 | 91680 | 120 | 80 | 36 |  |  |  | 2 | Y | [12 empty] | MD1 | MW | 8538909999 | [5 empty] | 220060 | [8 empty] | 4 steunen bevestiging kabels L400 | 4 supports bridage câbles L400 | [17 empty] | https://eref.se.com/be/nl/sis-tarif/product/08774 | https://eref.se.com/be/fr/sis-tarif/product/08774
Schneider Electric | Schneider Electric | 01022021 |  | Schneider Electric |  | SED | 08776 |  |  | 35.27 |  | 1 |  | 16 | BEV. KABELS L650 (1 ST=4) | 4 SUP/BRIDAGE CABLES L650 |  | 4 CABLE TIE SUPPORTS W650 | [18 empty] | 1 | 3303430087762 | 0 |  | 1100 | 58 | 3 | 6 | 1.044 | 13303430087769 | 16 | 18100 | 60 | 24.6 | 17.7 | [8 empty] | 73303430087761 | 128 | 156500 | 120 | 80 | 57 |  |  |  | 2 | Y | [12 empty] | MD1 | MW | 8538909999 | [5 empty] | 220060 | [8 empty] | 4 steunen bevestiging kabels L650 | 4 supports bridage câbles L650 | [17 empty] | https://eref.se.com/be/nl/sis-tarif/product/08776 | https://eref.se.com/be/fr/sis-tarif/product/08776
Schneider Electric | Schneider Electric | 01022021 |  | Schneider Electric |  | SED | 08778 |  |  | 40.57 |  | 1 |  | 16 | BEV. KABELS L800 (1 ST=4) | 4 SUP/BRIDAGE CABLES L800 |  | 4 CABLE TIE SUPPORTS W800 | [18 empty] | 1 | 3303430087786 | 0 |  | 1340 | 73 | 6 | 3 | 1.314 | 13303430087783 | 16 | 22000 | 72 | 26 | 13 | [8 empty] | 73303430087785 | 32 | 42880 | 60 | 80 | 31 |  |  |  | 7 | N | [12 empty] | MD1 | MW | 8538909999 | [5 empty] | 220060 | [8 empty] | 4 steunen bevestiging kabels L800 | 4 supports bridage câbles L800 | [17 empty] | https://eref.se.com/be/nl/sis-tarif/product/08778 | https://eref.se.com/be/fr/sis-tarif/product/08778
Schneider Electric | Schneider Electric | 01022021 |  | Schneider Electric |  | SED | 08783 |  |  | 88.39 |  | 1 |  | 1 | C-PROFIEL + TOEBEH. L1600 | SUP.BRIDAGE EN C L1600 |  | FORM C CABLE TIE SUP. L1600 | [18 empty] | 1 | 3303430087830 | 0 |  | 2400 | 162 | 5 | 3 | 2.43 | [23 empty] | 7 | N | [12 empty] | MD1 | MW | 8538100000 | [5 empty] | 220060 | [8 empty] | Prisma Plus - P-systeem - dakaccessoire - IP55 | [18 empty] | https://eref.se.com/be/nl/sis-tarif/product/08783 | https://eref.se.com/be/fr/sis-tarif/product/08783
Schneider Electric | Schneider Electric | 01022021 |  | Schneider Electric |  | SED | 08794 |  |  | 56.22 |  | 1 |  | 20 | ADPT ST.BEV.KABELS D400 (1 ST=4) | 4ADAPT.SUP/BRIDAGE CABLES P400 |  | 4 CABLE TIE SUPPORTS D400 | [18 empty] | 1 | 3303430087946 | 0 |  | 684 | 37 | 7 | 3 | 0.777 | 13303430087943 | 20 | 13800 | 38 | 27.7 | 20.5 | [8 empty] | 73303430087945 | 480 | 341160 | 120 | 80 | 73.5 |  |  |  | 2 | Y | [12 empty] | MD1 | MW | 3926909790 | [5 empty] | 220060 | [8 empty] | 3 adaptors steun bevestiging kabels D400 | 4 adaptateurs support bridage câbles P400 | [17 empty] | https://eref.se.com/be/nl/sis-tarif/product/08794 | https://eref.se.com/be/fr/sis-tarif/product/08794
Schneider Electric | Schneider Electric | 01022021 |  | Schneider Electric |  | SED | 08796 |  |  | 28.95 |  | 1 |  | 25 | ADPT ST.BEV.KABELS D600 (1 ST=4) | 4ADAPT.SUP/BRIDAGE CABLES P600 |  | 4 CABLE TIE SUPPORTS D600 | [18 empty] | 1 | 3303430087960 | 0 |  | 430 | 20 | 7 | 4 | 0.56 | 13303430087967 | 25 | 10900 | 38 | 28 | 20 | [8 empty] | 73303430087969 | 200 | 86880 | 120 | 80 | 36 |  |  |  | 2 | Y | [12 empty] | MD1 | MW | 8538909999 | [5 empty] | 220060 | [8 empty] | 4 adaptors steun bevestiging kabels D600 | 4 adaptateurs support bridage câbles P600 | [17 empty] | https://eref.se.com/be/nl/sis-tarif/product/08796 | https://eref.se.com/be/fr/sis-tarif/product/08796
Schneider Electric | Schneider Electric | 01022021 |  | Schneider Electric |  | SED | 08801 |  |  | 40.37 |  | 1 |  | 1 | HIJSRINGEN (1 ST=2) | 2 ANNEAUX DE LEVAGE |  | 2 LIFTING RINGS FOR PRISMA G IP30 | [18 empty] | 1 | 3303430088011 | 0 |  | 252 | 25 | 14 | 2 | 0.7 | [7 empty] | 13303430088018 | 20 | 5355 | 40 | 30 | 15 | [10 empty] | 7 | N | [12 empty] | MD1 | MW | 7326909890 | [5 empty] | 220060 | [8 empty] | 2 hijsringen | 2 anneaux de levage | [17 empty] | https://eref.se.com/be/nl/sis-tarif/product/08801 | https://eref.se.com/be/fr/sis-tarif/product/08801
Schneider Electric | Schneider Electric | 01022021 |  | Schneider Electric |  | SED | 08802 |  |  | 155 |  | 1 |  | 1 | PLINTH W850 IP55 | SOCLE IP55 L850 |  | PLINTH H150 W850 PRISMA G IP55 | [18 empty] | 1 | 3303430088028 | 0 |  | 6440 | 85 | 23 | 7 | 13.685 | [14 empty] | 73303430088027 | 54 | 348000 | 120 | 80 | 54 |  |  |  | 7 | N | [12 empty] | MD1 | MW | 8538909999 | [14 empty] | Prisma Plus - G Systeem - plint voor vloerkast - B = 850 mm - IP55 | [18 empty] | https://eref.se.com/be/nl/sis-tarif/product/08802 | https://eref.se.com/be/fr/sis-tarif/product/08802
Schneider Electric | Schneider Electric | 01022021 |  | Schneider Electric |  | SED | 08803 |  |  | 6.59 |  | 1 |  | 20 | EXTERNE BEV.VOETJES PACK (1 ST=4) | 4 PATTES DE FIXATION EXT. |  | 4 EXTERNAL BRACKETS FOR PACK 160 | [18 empty] | 1 | 3303430088035 | 0 |  | 210 | 12 | 8 | 2 | 0.192 | 13303430088032 | 20 | 4500 | 40 | 30 | 15 |  | 43303430088033 | 20 | 4500 | 40 | 30 | 15 |  |  | 320 | 180800 | 120 | 80 | 45 |  |  |  | 2 | Y | [12 empty] | MD1 | MW | 7326909890 | [5 empty] | 220060 | [8 empty] | 4 externe bevestigingsvoetjes | 4 pattes de fixation extérieures | [17 empty] | https://eref.se.com/be/nl/sis-tarif/product/08803 | https://eref.se.com/be/fr/sis-tarif/product/08803
Schneider Electric | Schneider Electric | 01022021 |  | Schneider Electric |  | SED | 08804 |  |  | 7.05 |  | 1 |  | 40 | EXT. BEVESTIGINGSVOETJES G (1 ST=4) | 4 PATTES FIXATION EXT. G |  | 4 EXTERNAL BRACKETS FOR PRISMA G IP30 | [18 empty] | 1 | 3303430088042 | 0 |  | 220 | 13 | 2 | 7 | 0.182 | 13303430088049 | 40 | 9115 | 40 | 30 | 15 |  | 43303430088040 | 40 | 9116 | 40 | 30 | 15 | [10 empty] | 2 | Y | [12 empty] | MD1 | MW | 7326909890 | [14 empty] | Prisma Plus - G System - Muurbeugels buitenkant | Prisma Plus - Système G - Supports montés sur mur externe | [17 empty] | https://eref.se.com/be/nl/sis-tarif/product/08804 | https://eref.se.com/be/fr/sis-tarif/product/08804
Schneider Electric | Schneider Electric | 01022021 |  | Schneider Electric |  | SED | 08805 |  |  | 159.72 |  | 1 |  | 1 | VERHOG SOKKEL KAST 100MM | REHAUSSE SOCLE ARMOIRE 100MM |  | PLINTH RAISER W600 H100MM PRISMA G IP30 | [18 empty] | 1 | 3303430088059 | 0 |  | 2300 | 61 | 12 | 8 | 5.856 | [7 empty] | 13303430088056 | 10 | 20940 | 60 | 40 | 30 |  |  | 80 | 167520 | 120 | 80 | 80 |  |  |  | 2 | Y | [12 empty] | MD1 | MW | 7326909890 | [5 empty] | 220060 | [8 empty] | Verhoging sokkel kast 100 mm | Réhausse de socle armoire 100 mm | [17 empty] | https://eref.se.com/be/nl/sis-tarif/product/08805 | https://eref.se.com/be/fr/sis-tarif/product/08805
Schneider Electric | Schneider Electric | 01022021 |  | Schneider Electric |  | SED | 08806 |  |  | 140 |  | 1 |  | 1 | PLINTH SPACER 100MM W850 | REHAUSSE SOCLE 100MM L850 |  | PLINTH RAISER W850 H100MM PRISMA G IP30 | [18 empty] | 1 | 3303430088066 | 0 |  | 2820 | 88 | 13 | 7 | 8.008 | [15 empty] | 10 | 28200 | 120 | 80 | 80 |  |  |  | 7 | N | [12 empty] | MD1 | MW | 7326909890 | [14 empty] | Prisma Plus - G Systeem - plintverhoger - vloerkast - H = 100 mm | Rehausse de socle d'armoire de 850 mm, H = 100 mm | [17 empty] | https://eref.se.com/be/nl/sis-tarif/product/08806 | https://eref.se.com/be/fr/sis-tarif/product/08806
Schneider Electric | Schneider Electric | 01022021 |  | Schneider Electric |  | SED | 08807 |  |  | 86.15 |  | 1 |  | 5 | VERHOG SOKKEL KOKER 100MM | REHAUSSE SOCLE GAINE 100MM |  | PLINTH RAISER W300 H100MM PRISMA G IP30 | [18 empty] | 1 | 3303430088073 | 0 |  | 1720 | 31 | 11 | 7 | 2.387 | 13303430088070 | 5 | 9517 | 60 | 40 | 30 |  | 13303430088070 | 5 | 9520 | 60 | 40 | 30 |  | 73303430088072 | 40 | 81760000 | 120 | 80 | 80 |  |  |  | 2 | Y | [12 empty] | MD1 | MW | 7326909890 | [5 empty] | 220060 | [8 empty] | Ophoging sokkel koker 100 mm | Réhausse de socle gaine 100 mm | [17 empty] | https://eref.se.com/be/nl/sis-tarif/product/08807 | https://eref.se.com/be/fr/sis-tarif/product/08807
Schneider Electric | Schneider Electric | 01022021 |  | Schneider Electric |  | SED | 08809 |  |  | 118.4 |  | 1 |  | 1 | 2FL.ENC.W850+DUCT W300LIFT.X-MB | 2 TRAV.LEV/FIX.ARM+GAINE L850 |  | 2 LIFTING CROSS-MEMBERS W850+300 /G IP30 | [18 empty] | 1 | 3303430088097 | 0 |  | 6420 | 121 | 14 | 4 | 6.776 | [15 empty] | 35 | 236700 | 120 | 80 | 80 |  |  |  | 7 | N | [12 empty] | MD1 | MW | 7326909890 | [14 empty] | Prisma Plus - G Systeem - 2 vloerkasten + dwarsstukken voor schachtopheffing | Traverses de levage-fixation (2) pour armoire + gaine L = 850 + 300 mm | [17 empty] | https://eref.se.com/be/nl/sis-tarif/product/08809 | https://eref.se.com/be/fr/sis-tarif/product/08809
Schneider Electric | Schneider Electric | 01022021 |  | Schneider Electric |  | SED | 08811 |  |  | 46.82 |  | 1 |  | 1 | HIJSVERB/BEV. 2 KASTEN (1 ST=2) | 2 TRAV. LEVAGE/FIX.2 COF-ARM |  | 2 LIFTING CROSS-MEMBERS W600+600 /G IP30 | [18 empty] | 1 | 3303430088110 | 0 |  | 6590 | 121 | 14 | 4 | 6.776 | [14 empty] | 73303430088119 | 30 | 197700 | 120 | 80 | 60 |  |  |  | 2 | Y | [12 empty] | MD1 | MW | 7326909890 | [5 empty] | 220060 | [8 empty] | 2 hijsverbindingen voor bevestiging 2 kasten | 2 traverses de levage pour fixation 2 coffrets et armoires | [17 empty] | https://eref.se.com/be/nl/sis-tarif/product/08811 | https://eref.se.com/be/fr/sis-tarif/product/08811
Schneider Electric | Schneider Electric | 01022021 |  | Schneider Electric |  | SED | 08812 |  |  | 42.13 |  | 1 |  | 1 | HIJSVERB/BEV. KAST+KOKER (1 ST=2) | 2 TRAV.LEV/FIX.COF-ARM+GAINE |  | 2 LIFTING CROSS-MEMBERS W600+300 /G IP30 | [18 empty] | 1 | 3303430088127 | 0 |  | 5020 | 91 | 14 | 4 | 5.096 | [14 empty] | 73303430088126 | 30 | 150600 | 120 | 80 | 50 |  |  |  | 2 | Y | [12 empty] | MD1 | MW | 7326909890 | [5 empty] | 220060 | [8 empty] | 2 hijsverbindingen voor bevestiging kast+koker | 2 traverses de levage pour fixation coffret et armoire+gaine | [17 empty] | https://eref.se.com/be/nl/sis-tarif/product/08812 | https://eref.se.com/be/fr/sis-tarif/product/08812
Schneider Electric | Schneider Electric | 01022021 |  | Schneider Electric |  | SED | 08813 |  |  | 56.21 |  | 1 |  | 1 | HIJSVERB/BEV. KAST+KOKER+KAST (1 ST=2) | 2 TRAV. COF-ARM+GAINE+COF-ARM |  | 2 LIFTING X-MEMBERS W600+300+600 /G IP30 | [18 empty] | 1 | 3303430088134 | 0 |  | 8200 | 151 | 14 | 4 | 8.456 | [23 empty] | 7 | N | [12 empty] | MD1 | MW | 7326909890 | [5 empty] | 220060 | [8 empty] | 2 hijsverbindingen voor bevestiging kast+koker+kast | 2 traverses de levage pour fixation coffret et armoire+gaine+coffret et armoire | [17 empty] | https://eref.se.com/be/nl/sis-tarif/product/08813 | https://eref.se.com/be/fr/sis-tarif/product/08813
Schneider Electric | Schneider Electric | 01022021 |  | Schneider Electric |  | SED | 08814 |  |  | 75.43 |  | 1 |  | 1 | HIJSVERBINDINGEN L1800 G (1 ST=2) | 2 TRAVEES DE LEVAGE L1800 G |  | 2 LIFTING X-MEMBERS 2x(W600+300) /G IP30 | [18 empty] | 1 | 3303430088141 | 0 |  | 10180 | 181 | 14 | 4 | 10.136 | [23 empty] | 7 | N | [12 empty] | MD1 | MW | 8538100000 | [14 empty] | Prisma Plus - G System - Dwarsligger met hijsversterking - B = 1800 mm | Prisma Plus - Système G - Entretoise de renforcement de levage - l = 1800 mm | [17 empty] | https://eref.se.com/be/nl/sis-tarif/product/08814 | https://eref.se.com/be/fr/sis-tarif/product/08814
Schneider Electric | Schneider Electric | 01022021 |  | Schneider Electric |  | SED | 08815 |  |  | 27.58 |  | 1 |  | 1 | VERBINDINGSKIT STANDEKAST IP 30 | KIT ASSOCIATION ARMOIRE IP30 |  | COMBINATION KIT/FL.ST.ENCL.PRISMA G IP30 | [18 empty] | 1 | 3303430088158 | 0 |  | 840 | 32 | 8 | 5 | 1.28 | [7 empty] | 13303430088155 | 20 | 17640 | 60 | 40 | 30 | [10 empty] | 7 | N | [12 empty] | MD1 | MW | 8538909999 | [5 empty] | 220060 | [8 empty] | VERBINDINGSKIT STANDEKAST IP 30 | KIT ASSOCIATION ARMOIRE IP30 | [17 empty] | https://eref.se.com/be/nl/sis-tarif/product/08815 | https://eref.se.com/be/fr/sis-tarif/product/08815
Schneider Electric | Schneider Electric | 01022021 |  | Schneider Electric |  | SED | 08816 |  |  | 28.13 |  | 1 |  | 1 | SET/SAMENB | KIT ASSOCIATION |  | ADDITIONAL COMBINATION KIT PRISMA G IP30 | [18 empty] | 1 | 3303430088165 | 0 |  | 1140 | 31 | 8 | 5 | 1.24 | [7 empty] | 13303430088162 | 15 | 17100 | 60 | 40 | 30 | [10 empty] | 2 | Y | [12 empty] | MD1 | MW | 8538909999 | [5 empty] | 220060 | [8 empty] | Set voor samenbouw | Kit association | [17 empty] | https://eref.se.com/be/nl/sis-tarif/product/08816 | https://eref.se.com/be/fr/sis-tarif/product/08816
Schneider Electric | Schneider Electric | 01022021 |  | Schneider Electric |  | SED | 08817 |  |  | 37.44 |  | 1 |  | 1 | STIJL/SAMENB | MONTANT ASSOCIATION |  | 2 VERTICAL COMBINATION UPRIGHTS/G IP30 | [18 empty] | 1 | 3303430088172 | 0 |  | 13000 | 190 | 22 | 8 | 33.44 | [23 empty] | 7 | N | [12 empty] | MD1 | MW | 8538909999 | [5 empty] | 220060 | [8 empty] | Stijl voor samenbouw | Montant d'association | [17 empty] | https://eref.se.com/be/nl/sis-tarif/product/08817 | https://eref.se.com/be/fr/sis-tarif/product/08817
Schneider Electric | Schneider Electric | 01022021 |  | Schneider Electric |  | SED | 08818 |  |  | 37.44 |  | 1 |  | 1 | MULTI VERBINDINGSKIT | KIT ASSOCIATION MULTIPLE |  | MULTIPLE COMBINATION KIT PRISMA G IP30 | [18 empty] | 1 | 3303430088189 | 0 |  | 200 | 25 | 14 | 5 | 1.75 | [7 empty] | 13303430088186 | 20 | 4321 | 40 | 30 | 15 |  | 73303430088188 | 160 | 34560 | 120 | 80 | 30 |  |  |  | 7 | N | [12 empty] | MD1 | MW | 8537109899 | [5 empty] | 220060 | [27 empty] | https://eref.se.com/be/nl/sis-tarif/product/08818 | https://eref.se.com/be/fr/sis-tarif/product/08818
Schneider Electric | Schneider Electric | 01022021 |  | Schneider Electric |  | SED | 08819 |  |  | 47.87 |  | 1 |  | 1 | INBOUWSET KAST 6-18 M | KIT ENCASTREMENT COFFRET6-18M |  | FLUSH-MOUNT.KIT W600 H6-18M ENCL/G IP30 | [18 empty] | 1 | 3303430088196 | 0 |  | 2420 | 142 | 15 | 7 | 14.91 | [23 empty] | 7 | N | [12 empty] | MD1 | MW | 8538909999 | [5 empty] | 220060 | [8 empty] | Inbouwset kast 6-18 modules | Kit d'encastrement coffret 6-18 modules | [17 empty] | https://eref.se.com/be/nl/sis-tarif/product/08819 | https://eref.se.com/be/fr/sis-tarif/product/08819
Schneider Electric | Schneider Electric | 01022021 |  | Schneider Electric |  | SED | 08820 |  |  | 57.2 |  | 1 |  | 1 | INBOUWSET KAST 21-27 M | KIT ENCASTREMENT COFFRET21-27M |  | FLUSH-MOUNT.KIT W600 H21-27M ENCL/G IP30 | [18 empty] | 1 | 3303430088202 | 0 |  | 2820 | 141 | 14 | 7 | 13.818 | [23 empty] | 7 | N | [12 empty] | MD1 | MW | 8538909999 | [5 empty] | 220060 | [8 empty] | nbouwset kast 21-27 modules | Kit d'encastrement coffret 21-27 modules | [17 empty] | https://eref.se.com/be/nl/sis-tarif/product/08820 | https://eref.se.com/be/fr/sis-tarif/product/08820
Schneider Electric | Schneider Electric | 01022021 |  | Schneider Electric |  | SED | 08821 |  |  | 66.89 |  | 1 |  | 1 | VERBREDER/PACK KABELG | EPANOUISSEUR DE CABLE POUR PACK |  | TRUNKING SPREADER PACK 160 | [18 empty] | 1 | 3303430088219 | 0 |  | 1240 | 64 | 17 | 15 | 16.32 | [15 empty] | 35 | 43400 | 120 | 80 | 80 |  |  |  | 7 | N | [12 empty] | MD1 | MW | 8538909999 | [5 empty] | 220060 | [8 empty] | Cabel verbreder voor hangkast Pack | Epanouisseur de câbles pour coffret Pack | [17 empty] | https://eref.se.com/be/nl/sis-tarif/product/08821 | https://eref.se.com/be/fr/sis-tarif/product/08821
Schneider Electric | Schneider Electric | 01022021 |  | Schneider Electric |  | SED | 08822 |  |  | 48.1 |  | 1 |  | 1 | INBOUWSET PACK | KIT D ENCASTREMENT |  | FLUSH-MOUNTING KIT PACK 160 | [18 empty] | 1 | 3303430088226 | 0 |  | 2500 | 142 | 15 | 7 | 14.91 | [23 empty] | 7 | N | [12 empty] | MD1 | MW | 8538909999 | [5 empty] | 220060 | [8 empty] | Inbouwset voor wandkast PACK | Kit d'encastrement coffret Pack | [17 empty] | https://eref.se.com/be/nl/sis-tarif/product/08822 | https://eref.se.com/be/fr/sis-tarif/product/08822
Schneider Electric | Schneider Electric | 01022021 |  | Schneider Electric |  | SED | 08823 |  |  | 81.43 |  | 1 |  | 1 | DAK IP31 VOOR PACK KAST | AUVENT IP31 PACK |  | IP31 CANOPY FOR PACK 160 | [18 empty] | 1 | 3303430088233 | 0 |  | 1840 | 61 | 21 | 5 | 6.405 | [15 empty] | 96 | 176740 | 120 | 80 | 80 |  |  |  | 7 | N | [12 empty] | MD1 | MW | 8538100000 | [14 empty] | Prisma Plus - G Systeem - Kap voor IP31 Pack kast | [18 empty] | https://eref.se.com/be/nl/sis-tarif/product/08823 | https://eref.se.com/be/fr/sis-tarif/product/08823
Schneider Electric | Schneider Electric | 01022021 |  | Schneider Electric |  | SED | 08824 |  |  | 52.06 |  | 1 |  | 1 | VERBREDER/KABELG KAST | EPANOUISSEUR GOULOTTE COF-ARM. |  | TRUNKING SPREADER FOR PRISMA G IP30 | [18 empty] | 1 | 3303430088240 | 0 |  | 1120 | 63 | 17 | 16 | 17.136 | [15 empty] | 40 | 55120 | 120 | 80 | 80 |  |  |  | 7 | N | [12 empty] | MD1 | MW | 8538909999 | [5 empty] | 220060 | [8 empty] | Verbreder voor kabelgoot kast | Epanouisseur de goulotte coffret et armoire | [17 empty] | https://eref.se.com/be/nl/sis-tarif/product/08824 | https://eref.se.com/be/fr/sis-tarif/product/08824
Schneider Electric | Schneider Electric | 01022021 |  | Schneider Electric |  | SED | 08826 |  |  | 86.15 |  | 1 |  | 1 | HIJSVERBINDINGEN L2100 G (1 ST=2) | 2 TRAVEES DE LEVAGE L2100 G |  | 2 LIFTING X-MEMBER 2xW600+ 3xW300/G IP30 | [18 empty] | 1 | 3303430088264 | 0 |  | 11750 | 212 | 14 | 3 | 8.904 | [23 empty] | 7 | N | [12 empty] | MD1 | MW | 7326909890 | [14 empty] | Prisma Plus - G System - Dwarsligger met hijsversterking - B = 2100 mm | Prisma Plus - Système G - Entretoise de renforcement de levage - l = 2100 mm | [17 empty] | https://eref.se.com/be/nl/sis-tarif/product/08826 | https://eref.se.com/be/fr/sis-tarif/product/08826
Schneider Electric | Schneider Electric | 01022021 |  | Schneider Electric |  | SED | 08827 |  |  | 156.76 |  | 1 |  | 1 | DAK IP31 KOKER+HANGK+KOKER | AUVENT IP31 GAINE+COF+GAINE |  | IP31 CANOPY W600+W300+W300 PRISMA G | [18 empty] | 1 | 3303430088271 | 0 |  | 5300 | 122 | 29 | 6 | 21.228 | [14 empty] | 73303430088270 | 13 | 68900 | 120 | 80 | 50 |  |  |  | 7 | N | [12 empty] | MD1 | MW | 7326909890 | [5 empty] | 220060 | [9 empty] | Auvent pour gaine + coffret ou armoire + gaine, IP31 | [17 empty] | https://eref.se.com/be/nl/sis-tarif/product/08827 | https://eref.se.com/be/fr/sis-tarif/product/08827
Schneider Electric | Schneider Electric | 01022021 |  | Schneider Electric |  | SED | 08830 |  |  | 47.27 |  | 1 |  | 1 | REGENDAK IP31 KAST | AUVENT IP31 COF-ARM. |  | IP31 CANOPY W600 PRISMA G | [18 empty] | 1 | 3303430088301 | 0 |  | 2700 | 63 | 28 | 6 | 10.584 | [15 empty] | 45 | 129120 | 120 | 81 | 100.5 |  |  |  | 7 | N | [12 empty] | MD1 | MW | 7326909890 | [5 empty] | 220060 | [8 empty] | Regendak IP31 kast | Auvent IP31 coffret et armoire | [17 empty] | https://eref.se.com/be/nl/sis-tarif/product/08830 | https://eref.se.com/be/fr/sis-tarif/product/08830
Schneider Electric | Schneider Electric | 01022021 |  | Schneider Electric |  | SED | 08831 |  |  | 80.32 |  | 1 |  | 1 | REGENDAK IP31/2 GECOMB.KASTEN | AUVENT IP31 2COF-ARM.ASSOCIES |  | IP31 CANOPY W600+W600 PRISMA G | [18 empty] | 1 | 3303430088318 | 0 |  | 5140 | 123 | 29 | 7 | 24.969 | [14 empty] | 73303430088317 | 21 | 107940 | 122 | 86 | 80 |  |  |  | 7 | N | [12 empty] | MD1 | MW | 7326909890 | [5 empty] | 220060 | [8 empty] | Regendak IP31 voor 2 gecombineerde kasten | Auvent IP31 pour 2 coffrets ou 2 armoires associés | [17 empty] | https://eref.se.com/be/nl/sis-tarif/product/08831 | https://eref.se.com/be/fr/sis-tarif/product/08831
Schneider Electric | Schneider Electric | 01022021 |  | Schneider Electric |  | SED | 08832 |  |  | 51.98 |  | 1 |  | 1 | REGENDAK IP31 KAST + KO | AUVENT IP31 COF-ARM.+GAINE |  | IP31 CANOPY W600+W300 PRISMA G | [18 empty] | 1 | 3303430088325 | 0 |  | 3700 | 95 | 30 | 7 | 19.95 | [15 empty] | 21 | 80640 | 120 | 80 | 81 |  |  |  | 7 | N | [12 empty] | MD1 | MW | 7326909890 | [5 empty] | 220060 | [8 empty] | Regendak IP31 kast + koker | Auvent IP31 coffret et armoire+gaine | [17 empty] | https://eref.se.com/be/nl/sis-tarif/product/08832 | https://eref.se.com/be/fr/sis-tarif/product/08832
Schneider Electric | Schneider Electric | 01022021 |  | Schneider Electric |  | SED | 08833 |  |  | 113.41 |  | 1 |  | 1 | REGENDAK IP31/KAST + KO + KAST | AUVENT IP31COF/AR+GAINE+COF/AR |  | IP31 CANOPY W600+W300+W600 PRISMA G | [18 empty] | 1 | 3303430088332 | 0 |  | 6320 | 153 | 28 | 6 | 25.704 | [23 empty] | 7 | N | [12 empty] | MD1 | MW | 7326909890 | [5 empty] | 220060 | [8 empty] | Regendak IP31 kast + koker | Auvent IP31 pour coffret et armoire+gaine+coffret et armoire | [17 empty] | https://eref.se.com/be/nl/sis-tarif/product/08833 | https://eref.se.com/be/fr/sis-tarif/product/08833
Schneider Electric | Schneider Electric | 01022021 |  | Schneider Electric |  | SED | 08836 |  |  | 272.79 |  | 1 |  | 1 | FLOOR ST. ENC.W850 CANOPY IP31 | AUVENT IP31 ARM. L850 |  | IP31 CANOPY W850 PRISMA G | [18 empty] | 1 | 3303430088363 | 0 |  | 4000 | 95 | 30 | 6 | 17.1 | [14 empty] | 73303430088362 | 30 | 120000 | 120 | 80 | 90 |  |  |  | 7 | N | [12 empty] | MD1 | MW | 7326909890 | [33 empty] | https://eref.se.com/be/nl/sis-tarif/product/08836 | https://eref.se.com/be/fr/sis-tarif/product/08836
Schneider Electric | Schneider Electric | 01022021 |  | Schneider Electric |  | SED | 08837 |  |  | 328.61 |  | 1 |  | 1 | FLOOR ST. ENC+DUCT W850 CANOPY IP31 | AUVENT IP31 ARM.+GAINE L850 |  | IP31 CANOPY W850+W300 PRISMA G | [18 empty] | 1 | 3303430088370 | 0 |  | 4800 | 122 | 29 | 6 | 21.228 | [15 empty] | 30 | 147000 | 120 | 80 | 75 |  |  |  | 7 | N | [12 empty] | MD1 | MW | 7326909890 | [14 empty] | Kap voor vloerkast en schacht, IP31, B = 850 mm | Auvent pour armoire et gaine, IP31, L = 850 mm | [17 empty] | https://eref.se.com/be/nl/sis-tarif/product/08837 | https://eref.se.com/be/fr/sis-tarif/product/08837
Schneider Electric | Schneider Electric | 01022021 |  | Schneider Electric |  | SED | 08841 |  |  | 13.94 |  | 1 |  | 100 | DEURAFD.SET 6-33M IP43 | KIT JOINT PORTE 21-33M IP43 |  | IP43 DOOR GASKET L5300 PRISMA G | [18 empty] | 1 | 3303430088417 | 0 |  | 130 | 22 | 19 | 2 | 0.836 | 13303430088414 | 100 | 13000 | 60 | 40 | 30 |  | 13303430088414 | 100 | 13703 | 60 | 40 | 30 | [10 empty] | 7 | N | [12 empty] | MD1 | MW | 8538909999 | [5 empty] | 220060 | [8 empty] | Deurafdichtingsset 21 tot 33 modules IP43 | Kit joint de porte 21 à 33 modules IP43 | [17 empty] | https://eref.se.com/be/nl/sis-tarif/product/08841 | https://eref.se.com/be/fr/sis-tarif/product/08841
Schneider Electric | Schneider Electric | 01022021 |  | Schneider Electric |  | SED | 08861 |  |  | 15.77 |  | 1 |  | 1 | VOLLE GRPL 210X150 | PLAT.PLEINE 210X150 |  | BLANKING PLATE/SUPPORT 200x112 IP55 | [18 empty] | 1 | 3303430088615 | 0 |  | 200 | 21 | 15 | 2 | 0.63 | [7 empty] | 13303430088612 | 10 | 3000 | 60 | 40 | 30 |  | 73303430088614 | 40 | 28000 | 120 | 80 | 45 |  |  |  | 7 | N | [12 empty] | MD1 | MW | 8538909999 | [5 empty] | 220060 | [8 empty] | Volle grondplaat 210 x 150 | Platine pleine 210x150 | [17 empty] | https://eref.se.com/be/nl/sis-tarif/product/08861 | https://eref.se.com/be/fr/sis-tarif/product/08861
Schneider Electric | Schneider Electric | 01022021 |  | Schneider Electric |  | SED | 08862 |  |  | 15.77 |  | 1 |  | 1 | GRPL 8 GATEN DIAM 22MM | PLAT.8 TROUS DIAMETRE 22MM |  | SUPPORT 200x112 FOR 8 PB DIAM22 IP55 | [18 empty] | 1 | 3303430088622 | 0 |  | 202 | 21 | 15 | 2 | 0.63 | [7 empty] | 13303430088629 | 10 | 2001 | 60 | 40 | 30 |  | 73303430088621 | 40 | 8001 | 120 | 80 | 45 |  |  |  | 7 | N | [12 empty] | MD1 | MW | 8538909999 | [5 empty] | 220060 | [8 empty] | Grondplaat 8 gaten diameter 22 mm | Platine 8 trous diamètre 22 mm | [17 empty] | https://eref.se.com/be/nl/sis-tarif/product/08862 | https://eref.se.com/be/fr/sis-tarif/product/08862
Schneider Electric | Schneider Electric | 01022021 |  | Schneider Electric |  | SED | 08866 |  |  | 18.75 |  | 1 |  | 50 | ADPT ST. BEV. | ADAPTATEUR SUPPORT BRIDAGE |  | 2 CABLE TIE SUPPORT ADAPTER | [18 empty] | 1 | 3303430088660 | 0 |  | 88 | 10 | 3 | 3 | 0.09 | 13303430088667 | 50 | 4676 | 38 | 28 | 20 | [8 empty] | 73303430088669 | 100 | 21352 | 120 | 80 | 32.5 |  |  |  | 7 | N | [12 empty] | MD1 | MW | 8538909999 | [5 empty] | 220060 | [8 empty] | Adaptor steun bevestiging | Adaptateur support bridage | [17 empty] | https://eref.se.com/be/nl/sis-tarif/product/08866 | https://eref.se.com/be/fr/sis-tarif/product/08866
Schneider Electric | Schneider Electric | 01022021 |  | Schneider Electric |  | SED | 08867 |  |  | 37.44 |  | 1 |  | 20 | BEV.ST. IN KAST (1 ST=2) | 2 SUPPORTS BRIDAGE COF-ARM. |  | 2 CABLE TIE SUPPORT W600 PRISMA G | [18 empty] | 1 | 3303430088677 | 0 |  | 403 | 49 | 4 | 3 | 0.588 | 13303430088674 | 20 | 8650 | 50 | 19 | 11.5 | [8 empty] | 73303430088676 | 320 | 141440 | 120 | 80 | 37 |  |  |  | 2 | Y | [12 empty] | MD1 | MW | 8538909999 | [5 empty] | 220060 | [8 empty] | 2 bevestigingssteunen in kast | 2 supports de bridage en coffret et armoire | [17 empty] | https://eref.se.com/be/nl/sis-tarif/product/08867 | https://eref.se.com/be/fr/sis-tarif/product/08867
Schneider Electric | Schneider Electric | 01022021 |  | Schneider Electric |  | SED | 08868 |  |  | 24.34 |  | 1 |  | 10 | BEV.ST. IN KOKER (1 ST=4) | 4 SUPPORTS BRIDAGE GAINE |  | 4 CABLE TIE SUPPORT W300 PRISMA G | [18 empty] | 1 | 3303430088684 | 0 |  | 420 | 24 | 7 | 2 | 0.336 | 13303430088681 | 10 | 4380000 | 26 | 19 | 11.5 | [8 empty] | 73303430088683 | 480 | 205440 | 120 | 80 | 48 |  |  |  | 2 | Y | [12 empty] | MD1 | MW | 8538909999 | [5 empty] | 220060 | [8 empty] | 4 bevestigingssteunen in koker | 4 supports de bridage en gaine | [17 empty] | https://eref.se.com/be/nl/sis-tarif/product/08868 | https://eref.se.com/be/fr/sis-tarif/product/08868
Schneider Electric | Schneider Electric | 01022021 |  | Schneider Electric |  | SED | 08870 |  |  | 26.25 |  | 1 |  | 10 | KABELDPL VOLLE PLAAT KAST | PPC TOLE PLEINE COF/ARM |  | PLAIN METAL GLAND PLATe W600 /G IP30 | [18 empty] | 1 | 3303430088707 | 0 |  | 980 | 49 | 14 | 2 | 1.372 | 13303430088704 | 10 | 10580 | 60 | 20 | 40 | [9 empty] | 40 | 42320 | 120 | 80 | 80 |  |  |  | 7 | N | [12 empty] | MD1 | MW | 8538909999 | [5 empty] | 220060 | [8 empty] | Kabeldoorvoerplaat volle plaat kast | Plaque passe-câbles tôle pleine coffret et armoire | [17 empty] | https://eref.se.com/be/nl/sis-tarif/product/08870 | https://eref.se.com/be/fr/sis-tarif/product/08870
Schneider Electric | Schneider Electric | 01022021 |  | Schneider Electric |  | SED | 08871 |  |  | 25.74 |  | 1 |  | 1 | INTERF/WARTELPLAAT FL21 KAST | INTERFACE PPC COF/ARM |  | CUT-OUT METAL GLAND PLATE W600 /G IP30 | [18 empty] | 1 | 3303430088714 | 0 |  | 800 | 49 | 14 | 1 | 0.686 | [7 empty] | 13303430088711 | 30 | 23200 | 60 | 40 | 30 |  |  | 240 | 184000 | 120 | 80 | 80 |  |  |  | 7 | N | [12 empty] | MD1 | MW | 8538100000 | [5 empty] | 220060 | [8 empty] | Prisma Plus - G-systeem - IP43 steun voor kabeldoorvoerplaat | Interface pour plaquepasse-câbles pour coffret ou armoire | [17 empty] | https://eref.se.com/be/nl/sis-tarif/product/08871 | https://eref.se.com/be/fr/sis-tarif/product/08871
Schneider Electric | Schneider Electric | 01022021 |  | Schneider Electric |  | SED | 08872 |  |  | 33.56 |  | 1 |  | 1 | KABELDOORVOERPLATEN 25 INGANGEN | PPC A MEMBRANE 25 ENTREES |  | MEMBRANE GLAND PLATE 25 ENTRIES 5-26MM | [18 empty] | 1 | 3303430088721 | 0 |  | 270 | 22 | 11 | 3 | 0.726 | [7 empty] | 23303430088725 | 20 | 6115 | 40 | 30 | 15 | [10 empty] | 7 | N | [12 empty] | MD1 | MW | 7326909890 | [5 empty] | 220060 | [9 empty] | Plaque passe-câbles à membrane, 25 entrées | [17 empty] | https://eref.se.com/be/nl/sis-tarif/product/08872 | https://eref.se.com/be/fr/sis-tarif/product/08872
Schneider Electric | Schneider Electric | 01022021 |  | Schneider Electric |  | SED | 08874 |  |  | 17.35 |  | 1 |  | 1 | KABELDPL VOLLE PLAAT KO | PPC TOLE PLEINE GAINE |  | PLAIN METAL GLAND PLATE W300 /G IP30 | [18 empty] | 1 | 3303430088745 | 0 |  | 560 | 25 | 14 | 2 | 0.7 | [7 empty] | 13303430088742 | 15 | 8800 | 40 | 30 | 15 |  | 73303430088744 | 45 | 36200 | 120 | 80 | 30 |  |  |  | 7 | N | [12 empty] | MD1 | MW | 8538909999 | [5 empty] | 220060 | [8 empty] | Kabeldoorvoerplaat volle plaat koker | Plaque passe-câbles tôle pleine gaine | [17 empty] | https://eref.se.com/be/nl/sis-tarif/product/08874 | https://eref.se.com/be/fr/sis-tarif/product/08874
Schneider Electric | Schneider Electric | 01022021 |  | Schneider Electric |  | SED | 08875 |  |  | 16.98 |  | 1 |  | 20 | INTERF/WARTELPLAAT FL21 KOKER | INTERFACE PPC GAINE |  | CUT-OUT METAL GLAND PLATE W300 /G IP30 | [18 empty] | 1 | 3303430088752 | 0 |  | 360 | 25 | 14 | 2 | 0.7 | 13303430088759 | 20 | 7800 | 60 | 20 | 40 | [8 empty] | 73303430088751 | 160 | 62400 | 120 | 80 | 40 |  |  |  | 2 | Y | [12 empty] | MD1 | MW | 7326909890 | [5 empty] | 220060 | [8 empty] | INTERFACE VOOR CABELDOORVOERPLAAT 21FL VOOR KOKER | INTERFACE POUR PLAQUE PASSE CÂBLE 21FL GAINE | [17 empty] | https://eref.se.com/be/nl/sis-tarif/product/08875 | https://eref.se.com/be/fr/sis-tarif/product/08875
Schneider Electric | Schneider Electric | 01022021 |  | Schneider Electric |  | SED | 08876 |  |  | 32.12 |  | 1 |  | 1 | INTERFACE DOORVOERPLAAT IP55 | INTERFACE PPC IP55 |  | CUT-OUT PLATE/FL21 GLAND PLATE G IP55 | [18 empty] | 1 | 3303430088769 | 0 |  | 570 | 30 | 27 | 5 | 4.05 | [15 empty] | 72 | 53040 | 120 | 80 | 80 |  |  |  | 7 | N | [12 empty] | MD1 | MW | 7326909890 | [5 empty] | 220060 | [8 empty] | Prisma Plus - G-systeem - plaat met uitsparing - metaal - IP 55 | [18 empty] | https://eref.se.com/be/nl/sis-tarif/product/08876 | https://eref.se.com/be/fr/sis-tarif/product/08876
Schneider Electric | Schneider Electric | 01022021 |  | Schneider Electric |  | SED | 08878 |  |  | 11.42 |  | 1 |  | 1 | PL.KABELDPL EN INTERFACE PACK | INTERF-PLASTIC GL.PL.PACK ENC. |  | PLATE+PLASTIC INTERFACE PACK 160 IP30 | [18 empty] | 1 | 3303430088783 | 0 |  | 760 | 56 | 16 | 5 | 4.48 | [15 empty] | 40 | 30400 | 120 | 80 | 80 |  |  |  | 7 | N | [12 empty] | MD1 | MW | 3926909790 | [5 empty] | 220060 | [8 empty] | PL.KABELDPL EN INTERFACE PACK | INTERF-PLASTIC GL.PL.PACK ENC. | [17 empty] | https://eref.se.com/be/nl/sis-tarif/product/08878 | https://eref.se.com/be/fr/sis-tarif/product/08878
Schneider Electric | Schneider Electric | 01022021 |  | Schneider Electric |  | SED | 08879 |  |  | 28.89 |  | 1 |  | 10 | KABELDPL VOLLE PLAAT PACK | PPC TOLE PLEINE PACK |  | PLAIN METAL GLAND PLATE PACK 160 IP30 | [18 empty] | 1 | 3303430088790 | 0 |  | 580 | 41 | 10 | 2 | 0.82 | 13303430088797 | 10 | 6480 | 60 | 40 | 20 | [17 empty] | 7 | N | [12 empty] | MD1 | MW | 7326909890 | [5 empty] | 220060 | [8 empty] | Kabeldoorvoerplaat volle plaat Pack | Plaque passe-câbles tôle pleine Pack | [17 empty] | https://eref.se.com/be/nl/sis-tarif/product/08879 | https://eref.se.com/be/fr/sis-tarif/product/08879
Schneider Electric | Schneider Electric | 01022021 |  | Schneider Electric |  | SED | 08880 |  |  | 25.76 |  | 1 |  | 1 | PL. KABELDPL EN INTERFACE KAST | PASSE CABLE PLASTIQUE COFF ET ARM |  | PLATE+PLASTIC INTERFACE W600 /G IP30 | [18 empty] | 1 | 3303430088806 | 0 |  | 960 | 60 | 20 | 5 | 6 | [15 empty] | 40 | 38400 | 120 | 80 | 80 |  |  |  | 2 | Y | [12 empty] | MD1 | MW | 3926909790 | [14 empty] | Prisma Plus - G Systeem - Wartelplaatkit - kunststof en interface | Plaque passe-câbles plastique et interface pour coffret ou armoire | [17 empty] | https://eref.se.com/be/nl/sis-tarif/product/08880 | https://eref.se.com/be/fr/sis-tarif/product/08880
Schneider Electric | Schneider Electric | 01022021 |  | Schneider Electric |  | SED | 08881 |  |  | 35.1 |  | 1 |  | 10 | BLINDE KABELDPL FL21 | PPC PLEINE |  | PLASTIC PLAIN GLAND PLATE PRISMA G | [18 empty] | 1 | 3303430088813 | 0 |  | 150 | 21 | 8 | 1 | 0.168 | 13303430088810 | 10 | 1580 | 30 | 16 | 16 | [8 empty] | 73303430088812 | 250 | 39500 | 120 | 80 | 47 |  |  |  | 7 | N | [12 empty] | MD1 | MW | 3926909790 | [5 empty] | 220060 | [8 empty] | Prisma Plus - G-systeem - blanco plaat wartel - B = 600 mm | [18 empty] | https://eref.se.com/be/nl/sis-tarif/product/08881 | https://eref.se.com/be/fr/sis-tarif/product/08881
Schneider Electric | Schneider Electric | 01022021 |  | Schneider Electric |  | SED | 08882 |  |  | 26.38 |  | 1 |  | 1 | KABEL INVOERPLAAT | PLAQUE PLEINE COFFRET/ARMOIRE |  | HORIZONTAL COMBINATION STRIP W600/G IP30 | [18 empty] | 1 | 3303430088820 | 0 |  | 1240 | 60 | 20 | 5 | 6 | [14 empty] | 73303430088829 | 60 | 81000 | 122 | 80 | 51 |  |  |  | 7 | N | [12 empty] | MD1 | MW | 7326909890 | [14 empty] | Prisma Plus - G Systeem - volle plaat - W = 600 mm | [18 empty] | https://eref.se.com/be/nl/sis-tarif/product/08882 | https://eref.se.com/be/fr/sis-tarif/product/08882
Schneider Electric | Schneider Electric | 01022021 |  | Schneider Electric |  | SED | 08883 |  |  | 81.71 |  | 1 |  | 1 | PLATE+PLASTIC INTERFACE W850 /G IP30 | PLAQUE+INTERFACE PLASTIQUE L850 /G IP30 |  | PLATE+PLASTIC INTERFACE W850 /G IP30 | [18 empty] | 1 | 3606480908774 | 0 |  | 1660 | 95 | 25 | 7 | 16.625 | [14 empty] | 73606480908773 | 18 | 40000 | 120 | 80 | 50 |  |  |  | 7 | N | [12 empty] | MD1 | MW | 3926909790 | [33 empty] | https://eref.se.com/be/nl/sis-tarif/product/08883 | https://eref.se.com/be/fr/sis-tarif/product/08883
Schneider Electric | Schneider Electric | 01022021 |  | Schneider Electric |  | SED | 08884 |  |  | 31.39 |  | 1 |  | 1 | PL.KABELDPL EN INTERFACE KO | PLAQUE PASSE CABLE PLASTIQUE , INTERFACE |  | PLATE+PLASTIC INTERFACE W300 /G IP30 | [18 empty] | 1 | 3303430088844 | 0 |  | 498 | 32 | 20 | 5 | 3.2 | [14 empty] | 73303430088843 | 28 | 26000 | 120 | 80 | 28 |  |  |  | 7 | N | [12 empty] | MD1 | MW | 3926909790 | [5 empty] | 220060 | [8 empty] | PL.KABELDPL EN INTERFACE KO | Plaque passe câble plastique et interface gaine | [17 empty] | https://eref.se.com/be/nl/sis-tarif/product/08884 | https://eref.se.com/be/fr/sis-tarif/product/08884
Schneider Electric | Schneider Electric | 01022021 |  | Schneider Electric |  | SED | 08885 |  |  | 19.12 |  | 1 |  | 1 | HORIZONTAL COMBINATION STRIP W300/G IP30 | BANDEAU ASSOCIATION L300 PRISMA G IP30 |  | Combination Strip W300/G IP30 | [18 empty] | 1 | 3606480908484 | 0 |  | 590 | 31 | 20 | 5 | 3.1 | [14 empty] | 73606480908483 | 60 | 52000 | 120 | 80 | 42 |  |  |  | 7 | N | [12 empty] | MD1 | MW | 8538100000 | [33 empty] | https://eref.se.com/be/nl/sis-tarif/product/08885 | https://eref.se.com/be/fr/sis-tarif/product/08885
Schneider Electric | Schneider Electric | 01022021 |  | Schneider Electric |  | SED | 08887 |  |  | 28 |  | 1 |  | 1 | KABELDPL SOKKEL KAST | PPC SOCLE ARM. |  | GLAND PLATE FOR W600 PLINTH FLOOR-ST.ENC | [18 empty] | 1 | 3303430088875 | 0 |  | 840 | 58 | 15 | 3 | 2.61 | [7 empty] | 13303430088872 | 14 | 12740 | 60 | 40 | 30 |  | 73303430088874 | 56 | 50960 | 120 | 80 | 43 |  |  |  | 7 | N | [12 empty] | MD1 | MW | 8538909999 | [5 empty] | 220060 | [8 empty] | Kabeldoorvoerplaat sokkel kast | Plaque passe-câbles de socle armoire | [17 empty] | https://eref.se.com/be/nl/sis-tarif/product/08887 | https://eref.se.com/be/fr/sis-tarif/product/08887
Schneider Electric | Schneider Electric | 01022021 |  | Schneider Electric |  | SED | 08888 |  |  | 25.21 |  | 1 |  | 1 | KABELDPL SOKKEL KO | PPC SOCLE GAINE |  | GLAND PLATE FOR W300 PLINTH FLOOR-ST.ENC | [18 empty] | 1 | 3303430088882 | 0 |  | 420 | 29 | 15 | 3 | 1.305 | [7 empty] | 13303430088889 | 4 | 1940 | 40 | 30 | 15 |  | 73303430088881 | 32 | 16000 | 120 | 80 | 30 |  |  |  | 7 | N | [12 empty] | MD1 | MW | 8538909999 | [5 empty] | 220060 | [8 empty] | Kabeldoorvoerplaat sokkel koker | Plaque passe-câbles de socle gaine | [17 empty] | https://eref.se.com/be/nl/sis-tarif/product/08888 | https://eref.se.com/be/fr/sis-tarif/product/08888
Schneider Electric | Schneider Electric | 01022021 |  | Schneider Electric |  | SED | 08889 |  |  | 93.44 |  | 1 |  | 5 | PLINTH GLAND PL.FL.ST.ENC.W850 | PPC SOCLE ARM,L850 |  | GLAND PLATE FOR W850 PLINTH FLOOR-ST.ENC | [18 empty] | 1 | 3303430088899 | 0 |  | 1220 | 83 | 15 | 3 | 3.735 | 13303430088896 | 5 | 6520 | 84 | 20 | 17 | [9 empty] | 30 | 39120 | 120 | 80 | 80 |  |  |  | 7 | N | [12 empty] | MD1 | MW | 8538909999 | [14 empty] | Prisma G - Vloerkast - plintdrukplaat - B = 850mm | Plaque passe-câbles pour socle d'armoire, L = 850 mm | [17 empty] | https://eref.se.com/be/nl/sis-tarif/product/08889 | https://eref.se.com/be/fr/sis-tarif/product/08889
Schneider Electric | Schneider Electric | 01022021 |  | Schneider Electric |  | SED | 08896 |  |  | 33.56 |  | 1 |  | 10 | KABELDPL FL21 INGANGEN DIAM 16/30/47 | PPC A MENBRANE 35 |  | MEMBRANE GLAND PLATE 35 ENTRIES 5-32MM | [18 empty] | 1 | 3303430088967 | 0 |  | 276 | 22 | 15 | 2 | 0.66 | 13303430088964 | 10 | 3450 | 3 | 2 | 2 | [8 empty] | 73303430088966 | 250 | 92500 | 120 | 80 | 80 |  |  |  | 2 | Y | [12 empty] | MD1 | MW | 7326909890 | [5 empty] | 220060 | [9 empty] | Plaque passe-câbles à membrane, 35 entrées | [17 empty] | https://eref.se.com/be/nl/sis-tarif/product/08896 | https://eref.se.com/be/fr/sis-tarif/product/08896
Schneider Electric | Schneider Electric | 01022021 |  | Schneider Electric |  | SED | 08897 |  |  | 32.9 |  | 1 |  | 10 | KABELDPL FL21 2 INGANGEN DIAM 16 | PPC 2 ENTREES 28/60 |  | MEMBRANE GLAND PLATE 2 ENTRIES 28-60MM | [18 empty] | 1 | 3303430088974 | 0 |  | 480 | 22 | 11 | 9 | 2.178 | 13303430088971 | 10 | 5240 | 39 | 30 | 25 | [8 empty] | 73303430088973 | 250 | 131000 | 120 | 80 | 80 |  |  |  | 7 | N | [12 empty] | MD1 | MW | 7326909890 | [5 empty] | 220060 | [8 empty] | Kabeldoorvoerplaten 2 ingangen 28/60 | PPC 2 ENTREES 28/60 | [17 empty] | https://eref.se.com/be/nl/sis-tarif/product/08897 | https://eref.se.com/be/fr/sis-tarif/product/08897
Schneider Electric | Schneider Electric | 01022021 |  | Schneider Electric |  | SED | 08898 |  |  | 26.25 |  | 1 |  | 40 | KABELDPL 39 ING. 7-26 IP55 | PPC 39 ENTREES 7 A 26 IP55 |  | GL.PLATE 39 IN D7-26MM DIR.MOUNT.G IP55 | [18 empty] | 1 | 3303430088981 | 0 |  | 360 | 25 | 16 | 5 | 2 | 13303430088988 | 40 | 15350 | 68.5 | 35 | 34.5 | [8 empty] | 73303430088980 | 240 | 86400 | 120 | 80 | 84 |  |  |  | 2 | Y | [12 empty] | MD1 | MW | 8538909999 | [5 empty] | 220060 | [8 empty] | Kabeldoorvoerplaat 39 ingangen 7 tot 26 IP55 | Plaque passe-câbles 39 entrées 7 à 26 IP55 | [17 empty] | https://eref.se.com/be/nl/sis-tarif/product/08898 | https://eref.se.com/be/fr/sis-tarif/product/08898
Schneider Electric | Schneider Electric | 01022021 |  | Schneider Electric |  | SED | 08899 |  |  | 26.25 |  | 1 |  | 30 | KABELDPL 2 ING. 33-72 IP55 | PPC 2 ENTREES 33 A 72 IP55 |  | GL.PLATE 2 IN D33-72MM DIR.MOUNT.G IP55 | [18 empty] | 1 | 3303430088998 | 0 |  | 420 | 25 | 16 | 4 | 1.6 | 13303430088995 | 30 | 14240 | 68 | 35 | 35 | [8 empty] | 73303430088997 | 180 | 79200 | 120 | 80 | 85 |  |  |  | 7 | N | [12 empty] | MD1 | MW | 8538909999 | [5 empty] | 220060 | [8 empty] | Kabeldoorvoerplaat 2 ingangen 33 tot 72 IP55 | Plaque passe-câbles 2 entrées 33 à 72 IP55 | [17 empty] | https://eref.se.com/be/nl/sis-tarif/product/08899 | https://eref.se.com/be/fr/sis-tarif/product/08899
Schneider Electric | Schneider Electric | 01022021 |  | Schneider Electric |  | SED | 08900 |  |  | 9.37 |  | 1 |  | 1 | IDENTIFICATIEPLAATJE BORD | PLAQUE IDENTIFICATION TABLEAU |  | SWITCHBOARD IDENTIFICATION PL. | [18 empty] | 1 | 3303430089001 | 0 |  | 101 | 18 | 12 | 3 | 0.648 | [7 empty] | 13303430089008 | 90 | 9981 | 60 | 40 | 30 |  | 73303430089000 | 1080 | 119761 | 120 | 80 | 102.5 |  |  |  | 7 | N | [12 empty] | MD1 | MW | 3926909790 | [5 empty] | 220060 | [8 empty] | Identificatieplaatje bord | Plaque d'identification tableau | [17 empty] | https://eref.se.com/be/nl/sis-tarif/product/08900 | https://eref.se.com/be/fr/sis-tarif/product/08900
Schneider Electric | Schneider Electric | 01022021 |  | Schneider Electric |  | SED | 08903 |  |  | 9.37 |  | 1 |  | 1 | ETIKETHOUD. H24MM B432 (1 ST=12) | 12 PORTE ETIQUETTES H24MM L432 |  | 12 ADHESIVE LABEL HOLDERS 24x432 | [18 empty] | 1 | 3303430089032 | 0 |  | 325 | 52 | 13 | 3 | 2.028 | [7 empty] | 13303430089039 | 20 | 7330 | 60 | 40 | 30 |  | 73303430089031 | 240 | 87960 | 120 | 80 | 105 |  |  |  | 2 | Y | [12 empty] | MD1 | MW | 3926909790 | [5 empty] | 220060 | [8 empty] | 12 etikethouders hoogte 24 mm B432 | 12 porte-étiquettes hauteur 24 mm L432 | [17 empty] | https://eref.se.com/be/nl/sis-tarif/product/08903 | https://eref.se.com/be/fr/sis-tarif/product/08903
Schneider Electric | Schneider Electric | 01022021 |  | Schneider Electric |  | SED | 08904 |  |  | 10.45 |  | 1 |  | 1 | ETIKETHOUD. H36MM B432 (1 ST=12) | 12 PORTE ETIQUETTES H36MM L432 |  | 12 ADHESIVE LABEL HOLDERS 36x432 | [18 empty] | 1 | 3303430089049 | 0 |  | 395 | 45 | 9 | 3 | 1.215 | [7 empty] | 13303430089046 | 20 | 8658 | 60 | 40 | 30 |  | 73303430089048 | 160 | 77040 | 120 | 80 | 75 |  |  |  | 7 | N | [12 empty] | MD1 | MW | 3926909790 | [5 empty] | 220060 | [8 empty] | 12 etikethouders hoogte 36 mm B432 | 12 porte-étiquettes hauteur 36 mm L432 | [17 empty] | https://eref.se.com/be/nl/sis-tarif/product/08904 | https://eref.se.com/be/fr/sis-tarif/product/08904
Schneider Electric | Schneider Electric | 01022021 |  | Schneider Electric |  | SED | 08905 |  |  | 51.62 |  | 1 |  | 1 | LABEL HOLDERS H24MM W180 (1 ST=12) | 12 PORTE ETIQUETTES H24MM L180 |  | 12 ADHESIVE LABEL HOLDERS 24x180 W300 | [18 empty] | 1 | 3303430089056 | 0 |  | 140 | 22 | 16 | 3 | 1.056 | [7 empty] | 13303430089053 | 30 | 4440 | 40 | 30 | 15 |  | 73303430089055 | 120 | 16800 | 120 | 80 | 30 |  |  |  | 7 | N | [12 empty] | MD1 | MW | 3926909790 | [5 empty] | 220060 | [8 empty] | Prisma Plus - G- & P-systeem - 12 zelfkl. labelhouders - H = 24 mm - B = 180 mm | Porte-étiquettes (12) H = 24 mm, L = 180 mm | [17 empty] | https://eref.se.com/be/nl/sis-tarif/product/08905 | https://eref.se.com/be/fr/sis-tarif/product/08905
Schneider Electric | Schneider Electric | 01022021 |  | Schneider Electric |  | SED | 08906 |  |  | 63.36 |  | 1 |  | 1 | LABEL HOLDERS H36MM W180 (1 ST=12) | 12 PORTE ETIQUETTES H36MM L180 |  | 12 ADHESIVE LABEL HOLDERS 36x180 W300 | [18 empty] | 1 | 3303430089063 | 0 |  | 180 | 25 | 13 | 4 | 1.3 | [7 empty] | 13303430089060 | 20 | 4081 | 40 | 30 | 15 |  | 73303430089062 | 160 | 32640 | 120 | 80 | 30 |  |  |  | 7 | N | [12 empty] | MD1 | MW | 3926909790 | [5 empty] | 220060 | [8 empty] | Prisma Plus - G- & P-systeem - 12 zelfkl. labelhouders - H = 36 mm - B = 180 mm | Porte-étiquettes (12) H = 36 mm, L = 180 mm | [17 empty] | https://eref.se.com/be/nl/sis-tarif/product/08906 | https://eref.se.com/be/fr/sis-tarif/product/08906
Schneider Electric | Schneider Electric | 01022021 |  | Schneider Electric |  | SED | 08907 |  |  | 11.22 |  | 1 |  | 10 | ETIKETHOUD. H24MM B650 (1 ST=12) | 12 PORTE ETIQUETTES H24MM L650 |  | 12 ADHESIVE LABEL HOLDERS 24x650 W850 | [18 empty] | 1 | 3303430089070 | 0 |  | 480 | 66 | 15 | 3 | 2.97 | 13303430089077 | 10 | 5920000 | 82 | 54 | 17 | [8 empty] | 73303430089079 | 60 | 35520 | 120 | 80 | 60 |  |  |  | 7 | N | [12 empty] | MD1 | MW | 3926909790 | [5 empty] | 220060 | [8 empty] | 12 etikethouders hoogte 24 mm B650 | 12 porte-étiquettes hauteur 24 mm L650 | [17 empty] | https://eref.se.com/be/nl/sis-tarif/product/08907 | https://eref.se.com/be/fr/sis-tarif/product/08907
Schneider Electric | Schneider Electric | 01022021 |  | Schneider Electric |  | SED | 08908 |  |  | 11.88 |  | 1 |  | 10 | ETIKETHOUD. H36MM B650 (1 ST=12) | 12 PORTE ETIQUETTES H36MM I650MM |  | 12 ADHESIVE LABEL HOLDERS 36x650 W850 | [18 empty] | 1 | 3303430089087 | 0 |  | 620 | 66 | 25 | 3 | 4.95 | 13303430089084 | 10 | 7500000 | 82 | 54 | 17 | [8 empty] | 73303430089086 | 40 | 30000 | 120 | 80 | 45 |  |  |  | 7 | N | [12 empty] | MD1 | MW | 3926909790 | [5 empty] | 220060 | [8 empty] | 12 ETIKETHOUD. H36MM B650 | 12 PORTE ÉTIQUETTES H36MM L650MM | [17 empty] | https://eref.se.com/be/nl/sis-tarif/product/08908 | https://eref.se.com/be/fr/sis-tarif/product/08908
Schneider Electric | Schneider Electric | 01022021 |  | Schneider Electric |  | SED | 08910 |  |  | 3.27 |  | 1 |  | 50 | MASSASTRENG 6MM² | TRESSE DE MASSE 6MM2 |  | EARTHING BRAID 6MM | [18 empty] | 1 | 3303430089100 | 0 |  | 31 | 10 | 10 | 2 | 0.2 | 13303430089107 | 50 | 1880 | 15 | 40 | 30 |  | 13303430089107 | 50 | 1900 | 40 | 30 | 15 |  | 73303430089109 | 400 | 22240 | 120 | 80 | 30 |  |  |  | 2 | Y | [12 empty] | MD1 | MW | 8538909999 | [5 empty] | 220060 | [8 empty] | Massastreng 6 mm | Tresse de masse 6 mmy | [17 empty] | https://eref.se.com/be/nl/sis-tarif/product/08910 | https://eref.se.com/be/fr/sis-tarif/product/08910
Schneider Electric | Schneider Electric | 01022021 |  | Schneider Electric |  | SED | 08911 |  |  | 3.02 |  | 1 |  | 1 | MASSADRAAD 6MM² | FIL DE MASSE 6MM2 |  | EARTHING WIRE 6MM | [18 empty] | 1 | 3303430089117 | 0 |  | 44 | 16 | 13 | 0 | 0 | [7 empty] | 13303430089114 | 50 | 2550 | 40 | 30 | 15 |  | 73303430089116 | 400 | 26720 | 120 | 80 | 30 |  |  |  | 2 | Y | [12 empty] | MD1 | MW | 8544499500 | [5 empty] | 220060 | [8 empty] | Massadraad 6 mm | Fil de masse 6 mmy | [17 empty] | https://eref.se.com/be/nl/sis-tarif/product/08911 | https://eref.se.com/be/fr/sis-tarif/product/08911
Schneider Electric | Schneider Electric | 01022021 |  | Schneider Electric |  | SED | 08913 |  |  | 16.89 |  | 1 |  | 150 | KLIKB. ETIKETTEN 18X35 (1 ST=12) | 12 ETIQUET.CLIPSABLES 18X35 |  | 12 CLIP-ON LABELS 18X35 | [18 empty] | 1 | 3303430089131 | 0 |  | 68.6 | 13 | 10 | 3 | 0.39 | 13303430089138 | 150 | 10400 | 62.5 | 43.5 | 32 | [8 empty] | 73303430089130 | 600 | 48100 | 120 | 80 | 45 |  |  |  | 7 | N | [12 empty] | MD1 | MW | 3926909790 | [5 empty] | 220060 | [8 empty] | 12 vast te klikken etiketten 18 x 35 | 12 étiquettes clipsables 18x35 | [17 empty] | https://eref.se.com/be/nl/sis-tarif/product/08913 | https://eref.se.com/be/fr/sis-tarif/product/08913
Schneider Electric | Schneider Electric | 01022021 |  | Schneider Electric |  | SED | 08914 |  |  | 15.45 |  | 1 |  | 150 | TE GRAV PLAATJES 18X35 (1 ST=12) | 12 PLAQUES A GRAVER 18X35 |  | 12 ENGRAVING PLATES 18X35 /SUPPORT 08913 | [18 empty] | 1 | 3303430089148 | 0 |  | 20 | 15 | 11 | 3 | 0.495 | 13303430089145 | 150 | 3100 | 40 | 31 | 30 | [8 empty] | 73303430089147 | 600 | 12100 | 120 | 80 | 45 |  |  |  | 17 | N | [12 empty] | MD1 | MW | 3926909790 | [5 empty] | 220060 | [8 empty] | 12 te graveren plaatjes 18 x 35 | 12 plaques à graver 18x35 | [17 empty] | https://eref.se.com/be/nl/sis-tarif/product/08914 | https://eref.se.com/be/fr/sis-tarif/product/08914
Schneider Electric | Schneider Electric | 01022021 |  | Schneider Electric |  | SED | 08915 |  |  | 18.75 |  | 1 |  | 50 | KLIKB. ETIKETTEN 18X72 (1 ST=12) | 12 ETIQUET.CLIPSABLES 18X72 |  | 12 CLIP-ON LABELS 18X72 | [18 empty] | 1 | 3303430089155 | 0 |  | 10 | 17 | 10 | 4 | 0.68 | 13303430089152 | 50 | 5280 | 40 | 16 | 31 | [8 empty] | 73303430089154 | 400 | 42240 | 120 | 80 | 70 |  |  |  | 7 | N | [12 empty] | MD1 | MW | 3926909790 | [5 empty] | 220060 | [8 empty] | 12 vast te klikken etiketten 18 x 72 | 12 étiquettes clipsables 18x72 | [17 empty] | https://eref.se.com/be/nl/sis-tarif/product/08915 | https://eref.se.com/be/fr/sis-tarif/product/08915
Schneider Electric | Schneider Electric | 01022021 |  | Schneider Electric |  | SED | 08916 |  |  | 17.79 |  | 1 |  | 150 | TE GRAV PLAATJES 18X72 (1 ST=12) | 12 PLAQUES A GRAVER 18X72 |  | 12 ENGRAVING PLATES 18X72 /SUPPORT 08915 | [18 empty] | 1 | 3303430089162 | 0 |  | 20 | 13 | 8 | 3 | 0.312 | 13303430089169 | 150 | 3540 | 40 | 30 | 31 | [8 empty] | 73303430089161 | 600 | 14160 | 120 | 80 | 45 |  |  |  | 7 | N | [12 empty] | MD1 | MW | 3926909790 | [5 empty] | 220060 | [8 empty] | 12 te graveren plaatjes 18 x 72 | 12 plaques à graver 18x72 | [17 empty] | https://eref.se.com/be/nl/sis-tarif/product/08916 | https://eref.se.com/be/fr/sis-tarif/product/08916
Schneider Electric | Schneider Electric | 01022021 |  | Schneider Electric |  | SED | 08917 |  |  | 20.61 |  | 1 |  | 25 | KLIKB. ETIKETTEN 25X85 (1 ST=12) | 12 ETIQUET.CLIPSABLES 25X85 |  | 12 CLIP-ON LABELS 25X85 | [18 empty] | 1 | 3303430089179 | 0 |  | 137 | 9 | 8 | 3 | 0.216 | 13303430089176 | 25 | 3800 | 38.8 | 29.5 | 14.7 | [8 empty] | 73303430089178 | 200 | 41940 | 120 | 80 | 27 |  |  |  | 7 | N | [12 empty] | MD1 | MW | 3926909790 | [5 empty] | 220060 | [8 empty] | 12 vast te klikken etiketten 25 x 85 | 12 étiquettes clipsables 25x85 | [17 empty] | https://eref.se.com/be/nl/sis-tarif/product/08917 | https://eref.se.com/be/fr/sis-tarif/product/08917
Schneider Electric | Schneider Electric | 01022021 |  | Schneider Electric |  | SED | 08918 |  |  | 19.65 |  | 1 |  | 30 | TE GRAV PLAATJES 25X85 (1 ST=12) | 12 PLAQUES A GRAVER 25X85 |  | 12 ENGRAVING PLATES 25X85 /SUPPORT 08917 | [18 empty] | 1 | 3303430089186 | 0 |  | 40 | 12 | 7 | 3 | 0.252 | 13303430089183 | 30 | 1340 | 40 | 31 | 30 | [8 empty] | 73303430089185 | 240 | 10720 | 120 | 80 | 30 |  |  |  | 7 | N | [12 empty] | MD1 | MW | 3926909790 | [5 empty] | 220060 | [8 empty] | 12 te graveren plaatjes 25 x 85 | 12 plaques à graver 25x85 | [17 empty] | https://eref.se.com/be/nl/sis-tarif/product/08918 | https://eref.se.com/be/fr/sis-tarif/product/08918
Schneider Electric | Schneider Electric | 01022021 |  | Schneider Electric |  | SED | 08921 |  |  | 20.21 |  | 1 |  | 20 | SCHROEVEN+MOEREN M/HAKEN/FRAME (1 ST=20) | 20 VIS+ECROUS/OSSATURE |  | 20 FRAMEWORK SCREWS+WING NUTS | [18 empty] | 1 | 3303430089216 | 0 |  | 200 | 14 | 7 | 2 | 0.196 | 13303430089213 | 20 | 4300 | 15 | 40 | 30 |  | 13303430089213 | 20 | 4250 | 40 | 30 | 15 |  | 73303430089215 | 640 | 138880 | 120 | 80 | 75 |  |  |  | 2 | Y | [12 empty] | MD1 | MW | 7318159590 | [5 empty] | 220060 | [8 empty] | 20 schroeven + moeren met haken voor frame | 20 vis+écrous à oreilles pour ossature | [17 empty] | https://eref.se.com/be/nl/sis-tarif/product/08921 | https://eref.se.com/be/fr/sis-tarif/product/08921
Schneider Electric | Schneider Electric | 01022021 |  | Schneider Electric |  | SED | 08931 |  |  | 19.52 |  | 1 |  | 48 | HENDEL ZWART SYST P/G | POIGNEE STANDARD NOIRE SYS. P/G |  | BLACK STANDARD HANDLE GG P SYS. | [18 empty] | 1 | 3303430089315 | 0 |  | 280 | 27 | 8 | 4 | 0.864 | 13303430089312 | 48 | 14140 | 30 | 60 | 40 |  | 13303430089312 | 48 | 14100 | 60 | 40 | 30 |  | 73303430089314 | 192 | 55840 | 120 | 80 | 45 |  |  |  | 7 | N | [12 empty] | MD1 | MW | 8302490099 | [14 empty] | Prisma Plus - G & P Systeem - standaard hendel - Ral 7016 | [18 empty] | https://eref.se.com/be/nl/sis-tarif/product/08931 | https://eref.se.com/be/fr/sis-tarif/product/08931
Schneider Electric | Schneider Electric | 01022021 |  | Schneider Electric |  | SED | 08932 |  |  | 39.33 |  | 1 |  | 40 | HNDGR Z/ INZST EURO | POIGNEE SANS INSERT EURO |  | EURO HANDLE WITHOUT INSERT | [18 empty] | 1 | 3303430089322 | 0 |  | 281 | 23 | 6 | 4 | 0.552 | 13303430089329 | 40 | 12951 | 58.5 | 40 | 24.5 | [8 empty] | 23303430089326 | 80 | 38000 | 120 | 80 | 37 |  |  |  | 7 | N | [12 empty] | MD1 | MW | 8538100000 | [5 empty] | 220060 | [8 empty] | Handgreep zonder inzetstuk EURO | Poignée sans insert EURO | [17 empty] | https://eref.se.com/be/nl/sis-tarif/product/08932 | https://eref.se.com/be/fr/sis-tarif/product/08932
Schneider Electric | Schneider Electric | 01022021 |  | Schneider Electric |  | SED | 08933 |  |  | 19.65 |  | 1 |  | 48 | ASSA HANDGREEP ZONDER INZET | POIGNEE SANS INSERT ASSA |  | ASSA HANDLE WITHOUT INSERT | [18 empty] | 1 | 3303430089339 | 0 |  | 280 | 27 | 8 | 5 | 1.08 | 13303430089336 | 48 | 13520 | 58 | 40 | 25 | [8 empty] | 73303430089338 | 192 | 54080 | 120 | 80 | 45 |  |  |  | 7 | N | [12 empty] | MD1 | MW | 8301409000 | [5 empty] | 220060 | [27 empty] | https://eref.se.com/be/nl/sis-tarif/product/08933 | https://eref.se.com/be/fr/sis-tarif/product/08933
Schneider Electric | Schneider Electric | 01022021 |  | Schneider Electric |  | SED | 08934 |  |  | 36.05 |  | 1 |  | 1 | HNDGR/CILINDER EURO IP55 | POIGNEE/VYLINDRE EURO IP55 |  | IP55 EURO HANDLE FOR CYLINDER | [18 empty] | 1 | 3303430089346 | 0 |  | 385 | 16 | 8 | 4 | 0.512 | [8 empty] | 15 | 6000 | 40 | 30 | 15 |  |  | 45 | 18000 | 80 | 120 | 80 |  |  |  | 2 | Y | [12 empty] | MD1 | MW | 8538909999 | [5 empty] | 220060 | [8 empty] | Handgreep voor cilinder EURO IP55 | Poignée pour cylindre EURO IP55 | [17 empty] | https://eref.se.com/be/nl/sis-tarif/product/08934 | https://eref.se.com/be/fr/sis-tarif/product/08934
Schneider Electric | Schneider Electric | 01022021 |  | Schneider Electric |  | SED | 08935 |  |  | 36.05 |  | 1 |  | 30 | HNDGR IP55 L155 | POIGNEE IP55 L155 |  | IP55 HANDLE L155 | [18 empty] | 1 | 3303430089353 | 0 |  | 239 | 16 | 4 | 6 | 0.384 | 13303430089350 | 30 | 7200 | 15 | 40 | 30 |  | 13303430089350 | 30 | 7200 | 15 | 40 | 30 |  | 73303430089352 | 240 | 57600 | 3 | 12 | 8 |  |  |  | 7 | N | [12 empty] | MD1 | MW | 8538909999 | [5 empty] | 220060 | [8 empty] | Handgreep IP55 L155 | Poignée IP55 L155 | [17 empty] | https://eref.se.com/be/nl/sis-tarif/product/08935 | https://eref.se.com/be/fr/sis-tarif/product/08935
Schneider Electric | Schneider Electric | 01022021 |  | Schneider Electric |  | SED | 08936 |  |  | 36.05 |  | 1 |  | 1 | VERGR.KN. 2 SLEUT.405 IP55 | BOUTON VERROU 2 CLES 405 IP55 |  | IP55 DOOR LATCH+LOCK-2X405KEYS | [18 empty] | 1 | 3303430089360 | 0 |  | 122 | 6 | 4 | 6 | 0.144 | [8 empty] | 40 | 5600 | 60 | 40 | 30 |  |  | 1920 | 268800 | 120 | 80 | 90 |  |  |  | 7 | N | [12 empty] | MD1 | MW | 8301409000 | [5 empty] | 220060 | [8 empty] | Vergrendelingsknop 2 sleutels 405 IP55 | Bouton verrou 2 clés 405 IP55 | [17 empty] | https://eref.se.com/be/nl/sis-tarif/product/08936 | https://eref.se.com/be/fr/sis-tarif/product/08936
Schneider Electric | Schneider Electric | 01022021 |  | Schneider Electric |  | SED | 08938 |  |  | 18.88 |  | 1 |  | 15 | VERGR.SET HNDGR | KIT CADENASSAGE POIGNEE |  | HANDLE PADLOCKING KIT | [18 empty] | 1 | 3303430089384 | 0 |  | 120 | 10 | 6 | 3 | 0.18 | 13303430089381 | 15 | 2180 | 40 | 30 | 15 | [8 empty] | 73303430089383 | 120 | 17440 | 120 | 80 | 30 |  |  |  | 7 | N | [12 empty] | MD1 | MW | 8301409000 | [5 empty] | 220060 | [8 empty] | Vergrendelingsset handgreep | Kit cadenassage poignée | [17 empty] | https://eref.se.com/be/nl/sis-tarif/product/08938 | https://eref.se.com/be/fr/sis-tarif/product/08938
Schneider Electric | Schneider Electric | 01022021 |  | Schneider Electric |  | SED | 08939 |  |  | 19.65 |  | 1 |  | 10 | VERGR.SET HNDGR IP55 | KIT CADENASSAGE POIGNEE IP55 |  | IP55 HANDLE PADLOCKING KIT | [18 empty] | 1 | 3303430089391 | 0 |  | 196 | 25 | 14 | 4 | 1.4 | 13303430089398 | 10 | 2275 | 15 | 40 | 30 | [8 empty] | 73303430089390 | 80 | 19520 | 3 | 12 | 8 |  |  |  | 7 | N | [12 empty] | MD1 | MW | 8301409000 | [5 empty] | 220060 | [8 empty] | Vergrendelingsset handgreep IP55 | Kit cadenassage poignée IP55 | [17 empty] | https://eref.se.com/be/nl/sis-tarif/product/08939 | https://eref.se.com/be/fr/sis-tarif/product/08939
Schneider Electric | Schneider Electric | 01022021 |  | Schneider Electric |  | SED | 08940 |  |  | 14.75 |  | 1 |  | 10 | CILSLOT 405 MET 1 SLEUTEL | BARILLET SERRURE 405 |  | BARREL LOCK NO.405 | [18 empty] | 1 | 3303430089407 | 0 |  | 20 | 9 | 5 | 2 | 0.09 | 13303430089404 | 10 | 400 | 28 | 17 | 12 | [8 empty] | 73303430089406 | 150 | 5700 | 120 | 80 | 30 |  |  |  | 7 | N | [12 empty] | MD1 | MW | 8301409000 | [5 empty] | 220060 | [8 empty] | Cilinderslot 405 | Barillet serrure 405 | [17 empty] | https://eref.se.com/be/nl/sis-tarif/product/08940 | https://eref.se.com/be/fr/sis-tarif/product/08940
Schneider Electric | Schneider Electric | 01022021 |  | Schneider Electric |  | SED | 08941 |  |  | 14.75 |  | 1 |  | 50 | CILSLOT 455 MET 1 SLEUTEL | BARILLET SERRURE 455 |  | BARREL LOCK NO.455 | [18 empty] | 1 | 3303430089414 | 0 |  | 20 | 15 | 9 | 3 | 0.405 | 13303430089411 | 50 | 1449000 | 29 | 17 | 12 | [8 empty] | 73303430089413 | 400 | 12640 | 120 | 80 | 30 |  |  |  | 7 | N | [12 empty] | MD1 | MW | 8301409000 | [5 empty] | 220060 | [8 empty] | Cilinderslot 455 | Barillet serrure 455 | [17 empty] | https://eref.se.com/be/nl/sis-tarif/product/08941 | https://eref.se.com/be/fr/sis-tarif/product/08941
Schneider Electric | Schneider Electric | 01022021 |  | Schneider Electric |  | SED | 08942 |  |  | 14.75 |  | 1 |  | 50 | CILSLOT 1242 E | BARILLET SERRURE 1242E |  | BARREL LOCK NO.1242E | [18 empty] | 1 | 3303430089421 | 0 |  | 40 | 15 | 9 | 3 | 0.405 | 13303430089428 | 50 | 2100000 | 28 | 17.5 | 12 | [8 empty] | 73303430089420 | 400 | 16100 | 120 | 80 | 30 |  |  |  | 7 | N | [12 empty] | MD1 | MW | 8301409000 | [5 empty] | 220060 | [8 empty] | Cilinderslot 1242E | Barillet serrure 1242 E | [17 empty] | https://eref.se.com/be/nl/sis-tarif/product/08942 | https://eref.se.com/be/fr/sis-tarif/product/08942
Schneider Electric | Schneider Electric | 01022021 |  | Schneider Electric |  | SED | 08943 |  |  | 14.75 |  | 1 |  | 50 | CILSLOT 3113A | BARILLET SERRURE 3113A |  | BARREL LOCK NO.3113A | [18 empty] | 1 | 3303430089438 | 0 |  | 40 | 15 | 9 | 3 | 0.405 | 13303430089435 | 50 | 2100000 | 28.5 | 17.5 | 12 | [8 empty] | 73303430089437 | 400 | 16100 | 120 | 80 | 30 |  |  |  | 7 | N | [12 empty] | MD1 | MW | 8301409000 | [5 empty] | 220060 | [8 empty] | Cilinderslot 3113A | Barillet serrure 3113A | [17 empty] | https://eref.se.com/be/nl/sis-tarif/product/08943 | https://eref.se.com/be/fr/sis-tarif/product/08943
Schneider Electric | Schneider Electric | 01022021 |  | Schneider Electric |  | SED | 08944 |  |  | 14.75 |  | 1 |  | 50 | CILSLOT 2433A | BARILLET SERRURE 2433A |  | BARREL LOCK NO.2433A | [18 empty] | 1 | 3303430089445 | 0 |  | 27 | 5 | 2 | 2 | 0.02 | 13303430089442 | 50 | 1832000 | 28.5 | 17.5 | 12 | [8 empty] | 73303430089444 | 400 | 26656 | 120 | 80 | 45 |  |  |  | 7 | N | [12 empty] | MD1 | MW | 8301409000 | [5 empty] | 220060 | [8 empty] | Cilinderslot 2433A | Barillet serrure 2433A | [17 empty] | https://eref.se.com/be/nl/sis-tarif/product/08944 | https://eref.se.com/be/fr/sis-tarif/product/08944
Schneider Electric | Schneider Electric | 01022021 |  | Schneider Electric |  | SED | 08945 |  |  | 13.75 |  | 1 |  | 50 | INZST M/ DUB VLEUGEL DIN | INSERT DOUBLE BARRE DIN |  | DIN DOUBLE BAR INSERT | [18 empty] | 1 | 3303430089452 | 0 |  | 20 | 15 | 9 | 3 | 0.405 | 13303430089459 | 50 | 1020000 | 31 | 21 | 19 | [8 empty] | 73303430089451 | 400 | 8160 | 120 | 80 | 30 |  |  |  | 7 | N | [12 empty] | MD1 | MW | 8538909999 | [5 empty] | 220060 | [8 empty] | Inzetstuk met dubbele vleugel DIN | Insert double barre Din | [17 empty] | https://eref.se.com/be/nl/sis-tarif/product/08945 | https://eref.se.com/be/fr/sis-tarif/product/08945
Schneider Electric | Schneider Electric | 01022021 |  | Schneider Electric |  | SED | 08946 |  |  | 13.75 |  | 1 |  | 50 | INZST GLEUF/SCHRVDR | INSERT FENTE TOURNEVIS |  | SCREWDRIVER SLOT INSERT | [18 empty] | 1 | 3303430089469 | 0 |  | 20 | 15 | 9 | 3 | 0.405 | 13303430089466 | 50 | 1020000 | 31 | 19 | 21 | [8 empty] | 73303430089468 | 400 | 8160 | 120 | 80 | 30 |  |  |  | 7 | N | [12 empty] | MD1 | MW | 8538909999 | [5 empty] | 220060 | [8 empty] | Inzetstuk gleuf voor schroevendraaier | Insert fente tournevis | [17 empty] | https://eref.se.com/be/nl/sis-tarif/product/08946 | https://eref.se.com/be/fr/sis-tarif/product/08946
Schneider Electric | Schneider Electric | 01022021 |  | Schneider Electric |  | SED | 08947 |  |  | 13.75 |  | 1 |  | 50 | INZST DRIEH MAN 6,5MM | INSERT TRIANGLE MALE 6.5MM |  | 6.5MM MALE TRIANGLE INSERT | [18 empty] | 1 | 3303430089476 | 0 |  | 20 | 15 | 9 | 3 | 0.405 | 13303430089473 | 50 | 1020000 | 31 | 19 | 21 | [8 empty] | 73303430089475 | 400 | 8160 | 120 | 80 | 30 |  |  |  | 7 | N | [12 empty] | MD1 | MW | 8538909999 | [5 empty] | 220060 | [8 empty] | Inzetstuk driehoek mannelijk 6,5 mm | Insert triangle mâle 6.5 mm | [17 empty] | https://eref.se.com/be/nl/sis-tarif/product/08947 | https://eref.se.com/be/fr/sis-tarif/product/08947
Schneider Electric | Schneider Electric | 01022021 |  | Schneider Electric |  | SED | 08948 |  |  | 13.75 |  | 1 |  | 50 | INZST DRIEH MAN 7MM | INSERT TRIANGLE MALE 7MM |  | 7MM MALE TRIANGLE INSERT | [18 empty] | 1 | 3303430089483 | 0 |  | 20 | 15 | 9 | 3 | 0.405 | 13303430089480 | 50 | 1160000 | 28 | 17.5 | 12 | [8 empty] | 73303430089482 | 400 | 9280 | 120 | 80 | 30 |  |  |  | 7 | N | [12 empty] | MD1 | MW | 8538909999 | [5 empty] | 220060 | [8 empty] | Inzetstuk driehoek mannelijk 7 mm | Insert triangle mâle 7 mm | [17 empty] | https://eref.se.com/be/nl/sis-tarif/product/08948 | https://eref.se.com/be/fr/sis-tarif/product/08948
Schneider Electric | Schneider Electric | 01022021 |  | Schneider Electric |  | SED | 08949 |  |  | 13.75 |  | 1 |  | 50 | INZST DRIEH MAN 8MM | INSERT TRIANGLE MALE 8MM |  | 8MM MALE TRIANGLE INSERT | [18 empty] | 1 | 3303430089490 | 0 |  | 24 | 15 | 9 | 3 | 0.405 | 13303430089497 | 50 | 1900 | 31 | 21 | 19 | [8 empty] | 73303430089499 | 400 | 27200 | 120 | 80 | 30 |  |  |  | 7 | N | [12 empty] | MD1 | MW | 8538909999 | [5 empty] | 220060 | [8 empty] | Inzetstuk driehoek mannelijk 8 mm | Insert triangle mâle 8 mm | [17 empty] | https://eref.se.com/be/nl/sis-tarif/product/08949 | https://eref.se.com/be/fr/sis-tarif/product/08949
Schneider Electric | Schneider Electric | 01022021 |  | Schneider Electric |  | SED | 08951 |  |  | 13.75 |  | 1 |  | 50 | INZST VIERK MAN 6MM | INSERT CARRE MALE 6MM |  | 6MM MALE SQUARE INSERT | [18 empty] | 1 | 3303430089513 | 0 |  | 20 | 15 | 9 | 3 | 0.405 | 13303430089510 | 50 | 1020 | 31 | 21 | 19 | [8 empty] | 73303430089512 | 400 | 8160 | 120 | 80 | 30 |  |  |  | 7 | N | [12 empty] | MD1 | MW | 8538909999 | [5 empty] | 220060 | [8 empty] | Inzetstuk vierhoek mannelijk 6 mm | Insert carré mâle 6 mm | [17 empty] | https://eref.se.com/be/nl/sis-tarif/product/08951 | https://eref.se.com/be/fr/sis-tarif/product/08951
Schneider Electric | Schneider Electric | 01022021 |  | Schneider Electric |  | SED | 08956 |  |  | 14.75 |  | 1 |  | 50 | NVT BARILLET SERRURE 2432E | INSERT RONIS 2432E PRISMA |  | BARREL LOCK NO.2432 E | [18 empty] | 1 | 3303430089568 | 0 |  | 40 | 15 | 11 | 3 | 0.495 | 13303430089565 | 50 | 2100000 | 29 | 18 | 12 | [8 empty] | 73303430089567 | 400 | 16100 | 120 | 80 | 30 |  |  |  | 7 | N | [12 empty] | MD1 | MW | 8301600090 | [5 empty] | 220060 | [27 empty] | https://eref.se.com/be/nl/sis-tarif/product/08956 | https://eref.se.com/be/fr/sis-tarif/product/08956
Schneider Electric | Schneider Electric | 01022021 |  | Schneider Electric |  | SED | 08961 |  |  | 16.35 |  | 1 |  | 50 | RETOUCHEPENSEEL RAL9001 | PINCEAU DE RETOUCHE |  | TOUCH-UP PAINT BRUSH | [18 empty] | 1 | 3303430089612 | 0 |  | 30 | 11 | 10 | 2 | 0.22 | 13303430089619 | 50 | 1700 | 40 | 30 | 15 |  | 33303430089613 | 48 | 1851 | 40 | 30 | 15 |  | 23303430089616 | 200 | 26400 | 120 | 80 | 30 |  |  |  | 7 | N | [12 empty] | MD1 | MW | 3208109000 | [5 empty] | 220060 | [8 empty] | Retouchepenseel | Pinceau de retouche | [17 empty] | https://eref.se.com/be/nl/sis-tarif/product/08961 | https://eref.se.com/be/fr/sis-tarif/product/08961
Schneider Electric | Schneider Electric | 01022021 |  | Schneider Electric |  | SED | 08962 |  |  | 35.39 |  | 1 |  | 12 | SPUITBUS/RETOUCHES RAL9001 | AEROSOL DE RETOUCHE |  | RAL9001 TOUCH-UP SPRAY PAINT | [18 empty] | 1 | 3303430089629 | 0 |  | 200 | 5 | 5 | 15 | 0.375 | 13303430089626 | 12 | 2400 | 23 | 16 | 17 | [9 empty] | 192 | 50400 | 120 | 80 | 45 |  |  |  | 7 | N | [12 empty] | MD1 | MW | 3208109000 | [5 empty] | 220060 | [8 empty] | Spuitbus voor retouches | Aérosol de retouche | [17 empty] | https://eref.se.com/be/nl/sis-tarif/product/08962 | https://eref.se.com/be/fr/sis-tarif/product/08962
Schneider Electric | Schneider Electric | 01022021 |  | Schneider Electric |  | SED | 08963 |  |  | 6.39 |  | 1 |  | 10 | TEKENINGHOUDER RAL9001 | POCHETTE PORTE PLAN |  | ADHESIVE DRAWING HOLDER | [18 empty] | 1 | 3303430089636 | 0 |  | 129 | 25 | 23 | 2 | 1.15 | 13303430089633 | 10 | 1540000 | 39 | 28.5 | 14.7 | [8 empty] | 73303430089635 | 480 | 105600 | 120 | 80 | 90 |  |  |  | 2 | Y | [12 empty] | MD1 | MW | 3926909790 | [5 empty] | 220060 | [8 empty] | Planhouder | Pochette porte-plan | [17 empty] | https://eref.se.com/be/nl/sis-tarif/product/08963 | https://eref.se.com/be/fr/sis-tarif/product/08963
Schneider Electric | Schneider Electric | 01022021 |  | Schneider Electric |  | SED | 08964 |  |  | 95.53 |  | 1 |  | 1 | BORDVERLICHTING NEON 8W | ECLAIRAGE DE TABLEAU |  | SWITCHBOARD LIGHTING | [18 empty] | 1 | 3303430089643 | 0 |  | 1550 | 53 | 15 | 6 | 4.77 | [15 empty] | 120 | 184000 | 120 | 80 | 80 |  |  |  | 2 | Y | [12 empty] | MD1 | MW | 7326909890 | [5 empty] | 220060 | [8 empty] | Bordverlichting | Eclairage de tableau | [17 empty] | https://eref.se.com/be/nl/sis-tarif/product/08964 | https://eref.se.com/be/fr/sis-tarif/product/08964
Schneider Electric | Schneider Electric | 01022021 |  | Schneider Electric |  | SED | 08965 |  |  | 119.88 |  | 1 |  | 1 | LOOPLAMP 11W | BALADEUSE DE TABLEAU |  | SWITCHBOARD PORTABLE LAMP | [18 empty] | 1 | 3303430089650 | 0 |  | 640 | 39 | 10 | 6 | 2.34 | [7 empty] | 13303430089657 | 20 | 13820 | 60 | 40 | 30 |  | 73303430089659 | 80 | 55280 | 120 | 80 | 45 |  |  |  | 7 | N | [12 empty] | MD1 | MW | 8531807000 | [5 empty] | 220060 | [8 empty] | Looplamp bord | Baladeuse de tableau | [17 empty] | https://eref.se.com/be/nl/sis-tarif/product/08965 | https://eref.se.com/be/fr/sis-tarif/product/08965
Schneider Electric | Schneider Electric | 01022021 |  | Schneider Electric |  | SED | 09932 |  |  | 15.22 |  | 1 |  | 1 | SLOT DUBBELBAARD | ADAPTATION DU VERROU PORTE POU |  | 3MM DOUBLE BAR IP55HAND.INSERT | [18 empty] | 1 | 3303430099321 | 0 |  | 65 | 8 | 8 | 2 | 0.128 | [7 empty] | 13303430099328 | 50 | 3565 | 40 | 30 | 15 | [10 empty] | 7 | N | [12 empty] | MD1 | MW | 8301409000 | [14 empty] | Inzetstuk handgreep IP55 dubbele vleugel 3 mm | Insert de poignée IP55 double barre 3 mm | [17 empty] | https://eref.se.com/be/nl/sis-tarif/product/09932 | https://eref.se.com/be/fr/sis-tarif/product/09932
Schneider Electric | Schneider Electric | 01022021 |  | Schneider Electric |  | SED | 09933 |  |  | 15.22 |  | 1 |  | 1 | CILINDERSLOT RONIS 2433A G | BARILLET + 2 CLES 2433 A |  | IP55 BARREL + 2 KEYS N32433 A | [18 empty] | 1 | 3303430099338 | 0 |  | 25 | 8 | 8 | 2 | 0.128 | [23 empty] | 7 | N | [12 empty] | MD1 | MW | 8301409000 | [14 empty] | Cilinderslot IP55 + 2 sleutels 2433 A | Barillet IP55 + 2 clés 2433 A | [17 empty] | https://eref.se.com/be/nl/sis-tarif/product/09933 | https://eref.se.com/be/fr/sis-tarif/product/09933
Schneider Electric | Schneider Electric | 01022021 |  | Schneider Electric |  | SED | 09937 |  |  | 15.22 |  | 1 |  | 10 | SLOT DRIEKANT 7 MM | ADAPTATION VERROU PORTE POUR T |  | 7MM MALE TRIAN.IP55HAND.INSERT | [18 empty] | 1 | 3303430099376 | 0 |  | 65 | 8 | 8 | 2 | 0.128 | 13303430099373 | 10 | 965 | 15 | 40 | 30 | [17 empty] | 7 | N | [12 empty] | MD1 | MW | 8301409000 | [14 empty] | Inzetstuk handgreep IP55 driehoek mannelijk 7 mm | Insert de poignée IP55 triangle mâle 7 mm | [17 empty] | https://eref.se.com/be/nl/sis-tarif/product/09937 | https://eref.se.com/be/fr/sis-tarif/product/09937
Schneider Electric | Schneider Electric | 01022021 |  | Schneider Electric |  | SED | 09942 |  |  | 15.22 |  | 1 |  | 50 | CILINDERSLOT RONIS 1242E G | BARILLET + 2 CLES 1242E |  | IP55 BARREL + 2 KEYS N31242 E | [18 empty] | 1 | 3303430099420 | 0 |  | 25 | 8 | 8 | 2 | 0.128 | 13303430099427 | 50 | 1250 | 25 | 40 | 20 | [17 empty] | 7 | N | [12 empty] | MD1 | MW | 8301409000 | [14 empty] | Cilinderslot IP55 + 2 sleutels 1242 E | Barillet IP55 + 2 clés 1242 E | [17 empty] | https://eref.se.com/be/nl/sis-tarif/product/09942 | https://eref.se.com/be/fr/sis-tarif/product/09942
Schneider Electric | Schneider Electric | 01022021 |  | Schneider Electric |  | SED | 09943 |  |  | 15.22 |  | 1 |  | 50 | CILINDERSLOT RONIS 3113A G | BARILLET + 2 CLES 3113A |  | IP55 BARREL + 2 KEYS N33113 A | [18 empty] | 1 | 3303430099437 | 0 |  | 25 | 8 | 8 | 2 | 0.128 | 13303430099434 | 50 | 2080 | 38 | 24 | 20 |  |  | 50 | 2080 | 40 | 30 | 30 | [10 empty] | 7 | N | [12 empty] | MD1 | MW | 8301409000 | [14 empty] | Cilinderslot IP55 + 2 sleutels 3113 A | Barillet IP55 + 2 clés 3113 A | [17 empty] | https://eref.se.com/be/nl/sis-tarif/product/09943 | https://eref.se.com/be/fr/sis-tarif/product/09943
Schneider Electric | Schneider Electric | 01022021 |  | Schneider Electric |  | SED | 09945 |  |  | 15.22 |  | 1 |  | 50 | CILINDERSLOT RONIS 455 G/GX | BARILLET + 2 CLES RONIS 455 |  | IP55 BARREL + 2 KEYS N3455 | [18 empty] | 1 | 3303430099451 | 0 |  | 28 | 10 | 5 | 2 | 0.1 | 13303430099458 | 50 | 1400 | 15 | 40 | 30 | [17 empty] | 7 | N | [12 empty] | MD1 | MW | 8301409000 | [14 empty] | Cilinderslot IP55 + 2 sleutels 455 | Barillet IP55 + 2 clés 455 | [17 empty] | https://eref.se.com/be/nl/sis-tarif/product/09945 | https://eref.se.com/be/fr/sis-tarif/product/09945
Schneider Electric | Schneider Electric | 01022021 |  | Schneider Electric |  | SED | 09947 |  |  | 15.22 |  | 1 |  | 5 | SLOT VIERKANT 7 MM | ADAPTATION VERROU PORTE POUR C |  | 7MM MALE SQUARE IP55HAND.INSERT | [18 empty] | 1 | 3303430099475 | 0 |  | 65 | 8 | 8 | 2 | 0.128 | 13303430099472 | 5 | 550 | 40 | 20 | 30 |  |  | 5 | 950 | 40 | 30 | 20 | [10 empty] | 7 | N | [12 empty] | MD1 | MW | 8301409000 | [14 empty] | Inzetstuk handgreep IP55 vierkant mannelijk 7 mm | Insert de poignée IP55 carré mâle 7 mm | [17 empty] | https://eref.se.com/be/nl/sis-tarif/product/09947 | https://eref.se.com/be/fr/sis-tarif/product/09947
Schneider Electric | Schneider Electric | 01022021 |  | Schneider Electric |  | SED | 09948 |  |  | 15.22 |  | 1 |  | 10 | SLOT VIEKANT 8MM | ADAPTATION VERROU PORTE POUR C |  | 8MM MALE SQUARE IP55HAND.INSERT | [18 empty] | 1 | 3303430099482 | 0 |  | 18 | 3 | 2 | 2 | 0.012 |  | 10 | 442 | 40 | 30 | 15 | [17 empty] | 14 | N | [12 empty] | MD1 | MW | 8301409000 | [14 empty] | Inzetstuk handgreep IP55 vierkant mannelijk 8 mm | Insert de poignée IP55 carré mâle 8 mm | [17 empty] | https://eref.se.com/be/nl/sis-tarif/product/09948 | https://eref.se.com/be/fr/sis-tarif/product/09948
Schneider Electric | Schneider Electric | 01022021 |  | Schneider Electric |  | SED | 09982 |  |  | 19.82 |  | 1 |  | 100 | INZETSTUK GK DUBBELBAARD 3MM | INSERT GK DOUBLE BARRE 3MM |  | 3MM DOUBLE BAR IP55DOOR INSERT | [18 empty] | 1 | 3303430099826 | 0 |  | 20 | 8 | 8 | 2 | 0.128 | 13303430099823 | 100 | 2100 | 40 | 30 | 20 | [17 empty] | 30 | N | [12 empty] | MD1 | MW | 8301409000 | [5 empty] | 220060 | [8 empty] | Inzetstuk GK dubbelbaard 3 mm | Insert GK double barre 3 mm | [17 empty] | https://eref.se.com/be/nl/sis-tarif/product/09982 | https://eref.se.com/be/fr/sis-tarif/product/09982
Schneider Electric | Schneider Electric | 01022021 |  | Schneider Electric |  | SED | 09983 |  |  | 19.82 |  | 1 |  | 100 | INZETSTUK GK DRIEH.7MM | INSERT GK TRIANGLE MALE 7MM |  | 7MM MALE TRIAN.IP55DOOR INSERT | [18 empty] | 1 | 3303430099833 | 0 |  | 20 | 8 | 8 | 2 | 0.128 | 13303430099830 | 100 | 2500 | 40 | 30 | 30 | [17 empty] | 30 | N | [12 empty] | MD1 | MW | 8301409000 | [5 empty] | 220060 | [8 empty] | Inzetstuk GK drieh. 7 mm | Insert GK triangle male 7 mm | [17 empty] | https://eref.se.com/be/nl/sis-tarif/product/09983 | https://eref.se.com/be/fr/sis-tarif/product/09983
Schneider Electric | Schneider Electric | 01022021 |  | Schneider Electric |  | SED | 09989 |  |  | 19.82 |  | 1 |  | 100 | INZETSTUK GK VIERK.VR 6MM | INSERT GK CARRE FEMELLE 6MM |  | 6MM FEM.SQUARE IP55 DOOR INSERT | [18 empty] | 1 | 3303430099895 | 0 |  | 35 | 8 | 8 | 2 | 0.128 | 13303430099892 | 100 | 3600 | 40 | 30 | 20 | [17 empty] | 19 | N | [12 empty] | MD1 | MW | 8301409000 | [5 empty] | 220060 | [8 empty] | Inzetstuk GK vierh. VR 6 mm | Insert GK carré femelle 6 mm | [17 empty] | https://eref.se.com/be/nl/sis-tarif/product/09989 | https://eref.se.com/be/fr/sis-tarif/product/09989
Schneider Electric | Schneider Electric | 01022021 |  | Schneider Electric |  | SED | 10200 |  |  | 11.96 |  | 1 |  | 1 | FRONTPANEEL 12 MODULES | Plastron 12M |  | 12 MODULE FRONT PLATE | [18 empty] | 1 | 3303430102007 | 0 |  | 67 | 24 | 15 | 2 | 0.72 | [7 empty] | 43303430102005 | 50 | 3837 | 40 | 30 | 30 | [10 empty] | 7 | N | [12 empty] | MB6 | IT | 3926909790 | [33 empty] | https://eref.se.com/be/nl/sis-tarif/product/10200 | https://eref.se.com/be/fr/sis-tarif/product/10200
Schneider Electric | Schneider Electric | 01022021 |  | Schneider Electric |  | SED | 10209 |  |  | 13.53 |  | 1 |  | 1 | FRONTPANEEL 18 MODULES | Plastron 18M |  | 18 MODULE FRONT PLATE | [18 empty] | 1 | 3303430102090 | 0 |  | 105 | 35 | 15 | 2 | 1.05 | [7 empty] | 43303430102098 | 40 | 4687 | 40 | 30 | 30 | [10 empty] | 7 | N | [12 empty] | MB6 | IT | 3926909790 | [33 empty] | https://eref.se.com/be/nl/sis-tarif/product/10209 | https://eref.se.com/be/fr/sis-tarif/product/10209
Schneider Electric | Schneider Electric | 01022021 |  | Schneider Electric |  | SED | 10286 |  |  | 9.58 |  | 1 |  | 1 | KAM C60 UL1077 2P 2X18MM 12 MOD. | PEIGNE UL1077 2X18MM 12 MOD, |  | UL1077 COMB BUS BARS 2X18MM 12 | [18 empty] | 1 | 3303430102861 | 0 |  | 96 | 22 | 6 | 1 | 0.132 | [7 empty] | 43303430102869 | 144 | 14418 | 40 | 30 | 30 | [10 empty] | 6 | N | [12 empty] | CUX | ZX | 8536901000 | [14 empty] | combinatierail C60N UL 1077 - 2 polen - 63 A - 12 x 18 mm | peigne C60N UL 1077 - 2P - 63 A - 12 x 18 mm | [17 empty] | https://eref.se.com/be/nl/sis-tarif/product/10286 | https://eref.se.com/be/fr/sis-tarif/product/10286
Schneider Electric | Schneider Electric | 01022021 |  | Schneider Electric |  | SED | 10405 |  |  | 4.64 |  | 1 |  | 10 | Set van 10 eindkapjes | LOT DE 10 EMBOUTS BARRE 4 PHASES |  | 10 ENDCOVER FOR BUSBARS 4 PHASES | [18 empty] | 1 | 3303430104056 | 0 |  | 10 | 10 | 7 | 2 | 0.14 | 23303430104050 | 10 | 170 | 23 | 9 | 10 |  | 43303430104054 | 120 | 2542 | 40 | 30 | 30 | [10 empty] | 6 | N | [12 empty] | MH3 | OZ | 8536901000 | [14 empty] | 1 set van 10 - combinatierail zijafdekkingen - 4 fasen | [18 empty] | https://eref.se.com/be/nl/sis-tarif/product/10405 | https://eref.se.com/be/fr/sis-tarif/product/10405
Schneider Electric | Schneider Electric | 01022021 |  | Schneider Electric |  | SED | 10938 |  |  | 146.32 |  | 1 |  | 1 | PRAGMA UP 4R | PRAGMA UP 4R |  | PRAGMA UP 4 ROW 12 MODULES FLUSH MODULAR | [18 empty] | 1 | 3303430109389 | 0 |  | 4962 | 36 | 76 | 11 | 30.096 | [14 empty] | 73303430109388 | 36 | 190632 | 120 | 80 | 80 |  |  |  | 25 | N | [12 empty] | MB5 | IQ | 8538100000 | [14 empty] | verzonken behuiz. Pragma - IP 40 - 4 x 12 mod. - 63 A - ondoorz. omkeerbare deur | boîtier encastré Pragma - IP40 - 4x12 modules - 63 A - porte opaque réversible | [17 empty] | https://eref.se.com/be/nl/sis-tarif/product/10938 | https://eref.se.com/be/fr/sis-tarif/product/10938
Schneider Electric | Schneider Electric | 01022021 |  | Schneider Electric |  | SED | 10955 |  |  | 5.1 |  | 1 |  | 1 | KLEMMEN 4 OPENINGEN | BORNIER 4 TROUS |  | TERMINAL BLOCK 4 HOLES FOR PRAGMA UP FLU | [18 empty] | 1 | 3303430109556 | 0 |  | 20 | 5 | 4 | 2 | 0.04 | [7 empty] | 43303430109554 | 100 | 2455 | 40 | 30 | 15 | [10 empty] | 25 | N | [12 empty] | MB6 | IT | 8536901000 | [15 empty] | accessoire de boîtier - bloc de connexion - 4 trous - pour Pragma UP | [17 empty] | https://eref.se.com/be/nl/sis-tarif/product/10955 | https://eref.se.com/be/fr/sis-tarif/product/10955
Schneider Electric | Schneider Electric | 01022021 |  | Schneider Electric |  | SED | 1139 |  |  | 350.47 |  | 1 |  | 1 | 3 B24D4Z + 6 SLEUTELS PROFALUX | 3 B24D4Z + 6 CLES PROFALUX |  | 3 B24D4Z + 6 KEY PROFALUX | [18 empty] | 1 |  | 0 |  | 501 | 8.1 | 10.5 | 11.5 | 978.075 | [23 empty] | 2 | Y | [12 empty] | MH3 | OZ | 85389099
Schneider Electric | Schneider Electric | 01022021 |  | Schneider Electric |  | SED | 13135 |  |  | 3.27 |  | 1 |  | 10 | FLENS 65X85 VOOR CONT.DOOS 50 X 50 | PLAQUE FONCTIONNEL POUR PRISE 50 x 50 |  | enclosure accessory 65x85 mm | [18 empty] | 1 | 3303430131359 | 0 |  | 33 | 10 | 9 | 2 | 0.18 | 23303430131353 | 10 | 383 | 17 | 11 | 11 |  | 43303430131357 | 100 | 4317 | 40 | 30 | 30 | [10 empty] | 7 | N | [12 empty] | MB6 | IT | 3925908000 | [5 empty] | 220060 | [8 empty] | Kader voor contactdozen 50 x 50 | Plaque pour prises 50 x 50 | [17 empty] | https://eref.se.com/be/nl/sis-tarif/product/13135 | https://eref.se.com/be/fr/sis-tarif/product/13135
Schneider Electric | Schneider Electric | 01022021 |  | Schneider Electric |  | SED | 13136 |  |  | 3.85 |  | 1 |  | 10 | FLENS 90X100 VOOR CONT.DOOS 65 X 85 | PLAQUE FONCTIONNEL POUR PRISE 65 x 85 |  | enclos. access 90x100 plate 65x85 outlet | [18 empty] | 1 | 3303430131366 | 0 |  | 30 | 12 | 11 | 2 | 0.264 | 23303430131360 | 10 | 342 | 16.6 | 11.2 | 11 |  | 43303430131364 | 100 | 3907 | 40 | 30 | 30 | [10 empty] | 2 | Y | [12 empty] | MB6 | IT | 3925908000 | [5 empty] | 220060 | [8 empty] | Kader voor contactdozen 65 x 85 | Plaque pour prises 65 x 85 | [17 empty] | https://eref.se.com/be/nl/sis-tarif/product/13136 | https://eref.se.com/be/fr/sis-tarif/product/13136
Schneider Electric | Schneider Electric | 01022021 |  | Schneider Electric |  | SED | 13137 |  |  | 3.85 |  | 1 |  | 10 | FLENS 90X100 VOOR CONT.DOOS 65 X 65 | PLAQUE FONCTIONNEL POUR PRISE 65 x 65 ET |  | enclos. access. 90x100 plate 65x65&75x75 | [18 empty] | 1 | 3303430131373 | 0 |  | 44 | 12 | 10 | 2 | 0.24 | 23303430131377 | 10 | 482 | 17 | 11 | 11 |  | 43303430131371 | 100 | 5307 | 40 | 30 | 30 | [10 empty] | 2 | Y | [12 empty] | MB6 | IT | 3925908000 | [5 empty] | 220060 | [8 empty] | Kader voor contactdozen 65 x 65 en 75 x 75 | Plaque pour prises 65 x 65 et 75 x 75 | [17 empty] | https://eref.se.com/be/nl/sis-tarif/product/13137 | https://eref.se.com/be/fr/sis-tarif/product/13137
Schneider Electric | Schneider Electric | 01022021 |  | Schneider Electric |  | SED | 13138 |  |  | 3.85 |  | 1 |  | 10 | FLENS 90X100 VOOR DIAMETER 16/22 | PLAQUE FONCTIONNEL POUR BOUTON DIAMETRE |  | enclos. access. 90x100 plate 3x22 diam | [18 empty] | 1 | 3303430131380 | 0 |  | 34 | 10 | 9 | 1 | 0.09 | 23303430131384 | 10 | 400 | 16.3 | 10.6 | 10.6 |  | 43303430131388 | 100 | 4490 | 40 | 30 | 30 | [10 empty] | 7 | N | [12 empty] | MB6 | IT | 3925908000 | [5 empty] | 220060 | [8 empty] | Kader voor knoppen 22 mm | Plaque pour boutonnerie 22 mm | [17 empty] | https://eref.se.com/be/nl/sis-tarif/product/13138 | https://eref.se.com/be/fr/sis-tarif/product/13138
Schneider Electric | Schneider Electric | 01022021 |  | Schneider Electric |  | SED | 13139 |  |  | 6.77 |  | 1 |  | 3 | KIT 90X100 VOOR INS 63/80A KAEDRA | KIT (90x100) POUR INS 63/80A KAEDRA |  | enclos. access. 90x100 plate Interpact | [18 empty] | 1 | 3303430131397 | 0 |  | 98 | 10 | 10 | 2 | 0.2 | 13303430131394 | 3 | 360 | 11 | 11 | 17 |  | 43303430131395 | 30 | 4087 | 40 | 30 | 30 | [10 empty] | 7 | N | [12 empty] | MB6 | IT | 8538100000 | [5 empty] | 220060 | [8 empty] | Kit (90 x 100) voor INS 63/80 A | Kit (90 x 100) pour INS 63/80 A | [17 empty] | https://eref.se.com/be/nl/sis-tarif/product/13139 | https://eref.se.com/be/fr/sis-tarif/product/13139
Schneider Electric | Schneider Electric | 01022021 |  | Schneider Electric |  | SED | 13140 |  |  | 6.77 |  | 1 |  | 1 | KIT 90X100 VOOR ID KAEDRA | KIT (90x100) VOOR ID KAEDRA |  | enclos. access. 90x100 plate circbreak | [18 empty] | 1 | 3303430131403 | 0 |  | 267 | 17 | 11 | 11 | 2.057 | [7 empty] | 43303430131401 | 10 | 3157 | 40 | 30 | 30 | [10 empty] | 7 | N | [12 empty] | MB6 | IT | 3926909790 | [5 empty] | 220060 | [8 empty] | Kit (90 x 100) voor ID | Kit (90 x 100) pour ID
Schneider Electric | Schneider Electric | 01022021 |  | Schneider Electric |  | SED | 13141 |  |  | 6.59 |  | 1 |  | 10 | FLENS 90X100 BLIND INCL CODERING | OBTURATION |  | enclos. access 90x100 plate identificat. | [18 empty] | 1 | 3303430131410 | 0 |  | 36 | 10 | 9 | 1 | 0.09 | 13303430131417 | 10 | 402 | 11 | 11 | 17 |  | 43303430131418 | 100 | 4507 | 40 | 30 | 30 | [10 empty] | 7 | N | [12 empty] | MB6 | IT | 3925908000 | [5 empty] | 220060 | [8 empty] | Bindplaatje en identificatie | Obturation et identification
Schneider Electric | Schneider Electric | 01022021 |  | Schneider Electric |  | SED | 13142 |  |  | 5.87 |  | 1 |  | 8 | FLENS 103X225 VOOR 85X65/90X100 KAEDRA | KADER VOOR 85x65/90x100 KAEDRA |  | enclos. access 103x225 plate 2 openings | [18 empty] | 1 | 3303430131427 | 0 |  | 144 | 23 | 10 | 2 | 0.46 | 23303430131421 | 8 | 1270 | 27.5 | 21.6 | 11.6 |  | 43303430131425 | 24 | 4375 | 40 | 30 | 30 | [10 empty] | 7 | N | [12 empty] | MB6 | IT | 3925908000 | [5 empty] | 220060 | [8 empty] | Kader (103 x 225) voor plaats van 85 x 65 en 90 x 100 | Plaque (103 x 225) pour emplacement 85 x 65 et 90 x 100 | [17 empty] | https://eref.se.com/be/nl/sis-tarif/product/13142 | https://eref.se.com/be/fr/sis-tarif/product/13142
Schneider Electric | Schneider Electric | 01022021 |  | Schneider Electric |  | SED | 13143 |  |  | 9.06 |  | 1 |  | 8 | FLENS 103X225 BLIND KAEDRA | AFDEKPLAAT KAEDRA |  | enclos. access 103x225 plate 65x65-75x75 | [18 empty] | 1 | 3303430131434 | 0 |  | 148 | 24 | 12 | 4 | 1.152 | 23303430131438 | 8 | 1330 | 27.2 | 21.6 | 12.2 |  | 43303430131432 | 24 | 4477 | 40 | 30 | 30 | [10 empty] | 7 | N | [12 empty] | MB6 | IT | 3926909790 | [5 empty] | 220060 | [8 empty] | Kader (103 x 225) voor bindplaatje | Plaque (103 x 225) pour obturation | [17 empty] | https://eref.se.com/be/nl/sis-tarif/product/13143 | https://eref.se.com/be/fr/sis-tarif/product/13143
Schneider Electric | Schneider Electric | 01022021 |  | Schneider Electric |  | SED | 13144 |  |  | 7.04 |  | 1 |  | 8 | FLENS 103X225 VOOR CONT.DOOS 100X107 | PLAQUE POUR PRISES BT KAEDRA |  | enclos. access. 103x225 plate 100x107 | [18 empty] | 1 | 3303430131441 | 0 |  | 132 | 10 | 22 | 2 | 0.44 | 23303430131445 | 8 | 1180 | 26.7 | 21.5 | 11.7 |  | 43303430131449 | 24 | 4030 | 40 | 30 | 30 | [10 empty] | 7 | N | [12 empty] | MB6 | IT | 3925908000 | [5 empty] | 220060 | [8 empty] | Kader voor contactdozen LS (100 x 107) | Plaque pour prises BT (100 x 107) | [17 empty] | https://eref.se.com/be/nl/sis-tarif/product/13144 | https://eref.se.com/be/fr/sis-tarif/product/13144
Schneider Electric | Schneider Electric | 01022021 |  | Schneider Electric |  | SED | 13150 |  |  | 46.89 |  | 1 |  | 8 | MINI KAST KAEDRA VOOR STEKKERS 4M/1OPEN | MINI COFFRET KAEDRA POUR PRISES 4M/1OUV |  | Kaedra for socket mini 1 opening 65x85 | [18 empty] | 1 | 3303430131502 | 0 |  | 400 | 25 | 10 | 10 | 2.5 | 23303430131506 | 8 | 3504 | 40 | 22 | 34 | [8 empty] | 73303430131501 | 192 | 96096 | 120 | 80 | 80 |  |  |  | 7 | N | [12 empty] | MB4 | IS | 8538100000 | [5 empty] | 220060 | [8 empty] | Mini-kast voor stopcontacten 65x85 KAEDRA 4 modules / 1 opening | Mini-coffret pour prises 65x85 KAEDRA 4 modules / 1 ouverture | [17 empty] | https://eref.se.com/be/nl/sis-tarif/product/13150 | https://eref.se.com/be/fr/sis-tarif/product/13150
Schneider Electric | Schneider Electric | 01022021 |  | Schneider Electric |  | SED | 13151 |  |  | 66.61 |  | 1 |  | 8 | MINI KAST KAEDRA VOOR STEKKERS 4M/2OPEN | MINI COFFRET KAEDRA POUR PRISES 4M/2OUV |  | Kaedra for socket mini 2 openings 65x85 | [18 empty] | 1 | 3303430131519 | 0 |  | 490 | 31 | 9 | 9 | 2.511 |  | 8 | 4920 | 40.5 | 34.5 | 21.5 | [9 empty] | 192 | 96096 | 120 | 80 | 80 |  |  |  | 7 | N | [12 empty] | MB4 | IS | 8538100000 | [5 empty] | 220060 | [8 empty] | Mini-kast voor stopcontacten 65x85 KAEDRA 4 modules / 2 openingen | Mini-coffret pour prises 65x85 KAEDRA 4 modules / 2 ouvertures | [17 empty] | https://eref.se.com/be/nl/sis-tarif/product/13151 | https://eref.se.com/be/fr/sis-tarif/product/13151
Schneider Electric | Schneider Electric | 01022021 |  | Schneider Electric |  | SED | 13152 |  |  | 82.22 |  | 1 |  | 6 | MINI COFFRET KAEDRA POUR PRISES 4M/3OUV | MINI KAST KAEDRA VOOR STEKKERS 4M/3OPEN |  | Kaedra for socket mini 3 openings 65x85 | [18 empty] | 1 | 3303430131526 | 0 |  | 573 | 39 | 10 | 10 | 3.9 | 23303430131520 | 6 | 3800 | 40 | 34.4 | 22.3 | [8 empty] | 73303430131525 | 144 | 108000 | 120 | 80 | 101 |  |  |  | 7 | N | [12 empty] | MB4 | IS | 8538100000 | [5 empty] | 220060 | [8 empty] | Mini-kast voor stopcontacten 65x85 KAEDRA 4 modules / 3 openingen | Mini-coffret pour prises 65x85 KAEDRA 4 modules / 3 ouvertures | [17 empty] | https://eref.se.com/be/nl/sis-tarif/product/13152 | https://eref.se.com/be/fr/sis-tarif/product/13152
Schneider Electric | Schneider Electric | 01022021 |  | Schneider Electric |  | SED | 13153 |  |  | 79.48 |  | 1 |  | 1 | KAST KAEDRA VOOR STEKKERS 5M/2OPEN | COFFRET KAEDRA POUR PRISES 5M/2OUV |  | ENCLOSURE KAEDRA 2 SOCKETS | [18 empty] | 1 | 3303430131533 | 0 |  | 1416 | 47 | 17 | 16 | 12.784 | [14 empty] | 73303430131532 | 66 | 105456 | 120 | 80 | 80 |  |  |  | 7 | N | [12 empty] | MB4 | IS | 8538100000 | [5 empty] | 220060 | [8 empty] | Kast voor stopcontacten 90x100 KAEDRA 5 modules / 2 openingen | Coffret pour prises 90x100 KAEDRA 5 modules / 2 ouvertures | [17 empty] | https://eref.se.com/be/nl/sis-tarif/product/13153 | https://eref.se.com/be/fr/sis-tarif/product/13153
Schneider Electric | Schneider Electric | 01022021 |  | Schneider Electric |  | SED | 13154 |  |  | 97.03 |  | 1 |  | 1 | KAST KAEDRA VOOR STEKKERS 8M/4OPEN | COFFRET KAEDRA POUR PRISES 8M/4OUV |  | ENCLOSURE KAEDRA FOR 4 SOCKETS | [18 empty] | 1 | 3303430131540 | 0 |  | 2050 | 47 | 26 | 17 | 20.774 | [14 empty] | 73303430131549 | 42 | 101922 | 120 | 80 | 80 |  |  |  | 7 | N | [12 empty] | MB4 | IS | 8538100000 | [5 empty] | 220060 | [8 empty] | Kast voor stopcontacten 90x100 KAEDRA 8 modules / 4 openingen | Coffret pour prises 90x100 KAEDRA 8 modules / 4 ouvertures | [17 empty] | https://eref.se.com/be/nl/sis-tarif/product/13154 | https://eref.se.com/be/fr/sis-tarif/product/13154
Schneider Electric | Schneider Electric | 01022021 |  | Schneider Electric |  | SED | 13155 |  |  | 114.05 |  | 1 |  | 1 | KAST KAEDRA VOOR STEKKERS 12M/3OPEN | COFFRET KAEDRA POUR PRISES 12M/3OUV |  | ENCLOSURE KAEDRA FOR 3 SOCKETS | [18 empty] | 1 | 3303430131557 | 0 |  | 2190 | 36 | 35 | 17 | 21.42 | [15 empty] | 36 | 90840 | 120 | 80 | 80 |  |  |  | 7 | N | [12 empty] | MB4 | IS | 8538100000 | [5 empty] | 220060 | [8 empty] | Kast voor stopcontacten 90x100 KAEDRA 12 modules / 3 openingen | Coffret pour prises 90x100 KAEDRA 12 modules / 3 ouvertures | [17 empty] | https://eref.se.com/be/nl/sis-tarif/product/13155 | https://eref.se.com/be/fr/sis-tarif/product/13155
Schneider Electric | Schneider Electric | 01022021 |  | Schneider Electric |  | SED | 13156 |  |  | 163.75 |  | 1 |  | 1 | KAST KAEDRA VOOR STEKKERS 12M/6OPEN | COFFRET KAEDRA POUR PRISES 12M/6OUV |  | ENCLOSURE KAEDRA FOR 6 SOCKETS | [18 empty] | 1 | 3303430131564 | 0 |  | 2850 | 17 | 36 | 47 | 28.764 | [14 empty] | 73303430131563 | 28 | 95384 | 120 | 80 | 80 |  |  |  | 7 | N | [12 empty] | MB4 | IS | 8538100000 | [5 empty] | 220060 | [8 empty] | Kast voor stopcontacten 90x100 KAEDRA 12 modules / 6 openingen | Coffret pour prises 90x100 KAEDRA 12 modules / 6 ouvertures | [17 empty] | https://eref.se.com/be/nl/sis-tarif/product/13156 | https://eref.se.com/be/fr/sis-tarif/product/13156
Schneider Electric | Schneider Electric | 01022021 |  | Schneider Electric |  | SED | 13157 |  |  | 257.14 |  | 1 |  | 1 | KAST KAEDRA VOOR STEKKERS 18M/8OPEN | COFFRET KAEDRA POUR PRISES 18M/8OUV |  | ENCLOSURE KAEDRA FOR 8 SOCKETS | [18 empty] | 1 | 3303430131571 | 0 |  | 3650 | 18 | 47 | 48 | 40.608 | [14 empty] | 73303430131570 | 18 | 75702 | 120 | 80 | 80 |  |  |  | 7 | N | [12 empty] | MB4 | IS | 8538100000 | [5 empty] | 220060 | [8 empty] | Kast voor stopcontacten 90x100 KAEDRA 18 modules / 8 openingen | Coffret pour prises 90x100 KAEDRA 18 modules / 8 ouvertures | [17 empty] | https://eref.se.com/be/nl/sis-tarif/product/13157 | https://eref.se.com/be/fr/sis-tarif/product/13157
Schneider Electric | Schneider Electric | 01022021 |  | Schneider Electric |  | SED | 13160 |  |  | 65.88 |  | 1 |  | 1 | KAST KAEDRA VOOR STEKKERS 5M/1OPEN | COFFRET KAEDRA POUR PRISES 5M/1OUV |  | ENCLOSURE KAEDRA 1 SOCKET UNIKA | [18 empty] | 1 | 3303430131601 | 0 |  | 1377 | 47 | 17 | 16 | 12.784 | [14 empty] | 73303430131600 | 66 | 102882 | 120 | 80 | 80 |  |  |  | 7 | N | [12 empty] | MB4 | IS | 8538100000 | [5 empty] | 220060 | [8 empty] | Kast voor onderling vergrendelde stopcontacten KAEDRA 5 modules / 1 opening | Coffret pour prises interverrouillées KAEDRA 5 modules / 1 ouverture | [17 empty] | https://eref.se.com/be/nl/sis-tarif/product/13160 | https://eref.se.com/be/fr/sis-tarif/product/13160
Schneider Electric | Schneider Electric | 01022021 |  | Schneider Electric |  | SED | 13161 |  |  | 83.07 |  | 1 |  | 1 | KAST KAEDRA VOOR STEKKERS 8M/2OPEN | COFFRET KAEDRA POUR PRISES 8M/2OUV |  | ENCLOSURE KAEDRA 2 SOCKETS UNIKA | [18 empty] | 1 | 3303430131618 | 0 |  | 1867 | 47 | 26 | 17 | 20.774 | [14 empty] | 73303430131617 | 42 | 90414 | 120 | 80 | 80 |  |  |  | 7 | N | [12 empty] | MB4 | IS | 8538100000 | [5 empty] | 220060 | [8 empty] | Kast voor onderling vergrendelde stopcontacten KAEDRA 8 modules / 2 opening | Coffret pour prises interverrouillées KAEDRA 8 modules / 2 ouverture | [17 empty] | https://eref.se.com/be/nl/sis-tarif/product/13161 | https://eref.se.com/be/fr/sis-tarif/product/13161
Schneider Electric | Schneider Electric | 01022021 |  | Schneider Electric |  | SED | 13162 |  |  | 138.06 |  | 1 |  | 1 | KAST KAEDRA VOOR STEKKERS 12M/3OPEN | COFFRET KAEDRA POUR PRISES 12M/3OUV |  | ENCLOSURE KAEDRA 3 SOCKETS UNIKA | [18 empty] | 1 | 3303430131625 | 0 |  | 2607 | 47 | 36 | 17 | 28.764 | [14 empty] | 73303430131624 | 28 | 84996 | 120 | 80 | 80 |  |  |  | 7 | N | [12 empty] | MB4 | IS | 8538100000 | [5 empty] | 220060 | [8 empty] | Kast voor onderling vergrendelde stopcontacten KAEDRA 12 modules / 3 opening | Coffret pour prises interverrouillées KAEDRA 12 modules / 3 ouverture | [17 empty] | https://eref.se.com/be/nl/sis-tarif/product/13162 | https://eref.se.com/be/fr/sis-tarif/product/13162
Schneider Electric | Schneider Electric | 01022021 |  | Schneider Electric |  | SED | 13163 |  |  | 221.65 |  | 1 |  | 1 | KAST KAEDRA VOOR STEKKERS 18M/4OPEN | COFFRET KAEDRA POUR PRISES 18M/4OUV |  | ENCLOSURE KAEDRA 4 SOCKETS UNIKA | [18 empty] | 1 | 3303430131632 | 0 |  | 3110 | 47 | 47 | 17 | 37.553 | [14 empty] | 73303430131631 | 18 | 67980 | 120 | 80 | 80 |  |  |  | 7 | N | [12 empty] | MB4 | IS | 8538100000 | [5 empty] | 220060 | [8 empty] | Kast voor onderling vergrendelde stopcontacten KAEDRA 18 modules / 4 opening | Coffret pour prises interverrouillées KAEDRA 18 modules / 4 ouverture | [17 empty] | https://eref.se.com/be/nl/sis-tarif/product/13163 | https://eref.se.com/be/fr/sis-tarif/product/13163
Schneider Electric | Schneider Electric | 01022021 |  | Schneider Electric |  | SED | 13164 |  |  | 69.19 |  | 1 |  | 1 | KAEDRA UNIVERSEEL 5 MOD 460X138 | COFFRET POLYVALENT KAEDRA 5M POUR PRISES |  | ENCLOSURE KAEDRA 5 UNITS HT 46CM | [18 empty] | 1 | 3303430131649 | 0 |  | 1356 | 47 | 17 | 16 | 12.784 | [14 empty] | 73303430131648 | 66 | 101496 | 120 | 80 | 80 |  |  |  | 7 | N | [12 empty] | MB4 | IS | 8538100000 | [5 empty] | 220060 | [8 empty] | Polyvalente kast voor stopcontacten KAEDRA 138 x 460 x 160 / 5M | Coffret polyvalents pour prises KAEDRA 138 x 460 x 160 / 5M | [17 empty] | https://eref.se.com/be/nl/sis-tarif/product/13164 | https://eref.se.com/be/fr/sis-tarif/product/13164
Schneider Electric | Schneider Electric | 01022021 |  | Schneider Electric |  | SED | 13165 |  |  | 79.26 |  | 1 |  | 1 | KAEDRA UNIVERSEEL 8 MOD 460X236 | COFFRET POLYVALENT KAEDRA 8M POUR PRISES |  | ENCLOSURE KAEDRA 8 UNITS HT 46CM | [18 empty] | 1 | 3303430131656 | 0 |  | 1890 | 47 | 26 | 17 | 20.774 | [14 empty] | 73303430131655 | 42 | 91380 | 120 | 80 | 80 |  |  |  | 7 | N | [12 empty] | MB4 | IS | 8538100000 | [5 empty] | 220060 | [8 empty] | Polyvalente kast voor stopcontacten KAEDRA 236 x 460 x 160 / 8M | Coffret polyvalents pour prises KAEDRA 236 x 460 x 160 / 8M | [17 empty] | https://eref.se.com/be/nl/sis-tarif/product/13165 | https://eref.se.com/be/fr/sis-tarif/product/13165
Schneider Electric | Schneider Electric | 01022021 |  | Schneider Electric |  | SED | 13166 |  |  | 99.73 |  | 1 |  | 1 | KAEDRA UNIVERSEEL 12 MOD 335X340 | COFFRET POLYVALENT KAEDRA 12M POUR PRISE |  | ENCLOSUR KAEDRA 12 UNITS HT 34CM | [18 empty] | 1 | 3303430131663 | 0 |  | 2122 | 36 | 35 | 17 | 21.42 | [14 empty] | 73303430131662 | 36 | 88392 | 120 | 80 | 80 |  |  |  | 7 | N | [12 empty] | MB4 | IS | 8538100000 | [5 empty] | 220060 | [8 empty] | Polyvalente kast voor stopcontacten KAEDRA 340 x 335 x 160 / 12M | Coffret polyvalents pour prises KAEDRA 340 x 335 x 160 / 12M | [17 empty] | https://eref.se.com/be/nl/sis-tarif/product/13166 | https://eref.se.com/be/fr/sis-tarif/product/13166
Schneider Electric | Schneider Electric | 01022021 |  | Schneider Electric |  | SED | 13167 |  |  | 135.09 |  | 1 |  | 1 | KAEDRA UNIVERSEEL 13 MOD AFM 460X340 | COFFRET POLYVALENT KAEDRA 12M POUR PRISE |  | ENCLOSUR KAEDRA 12 UNITS HT 46CM | [18 empty] | 1 | 3303430131670 | 0 |  | 2687 | 47 | 36 | 17 | 28.764 | [14 empty] | 73303430131679 | 28 | 87236 | 120 | 80 | 80 |  |  |  | 7 | N | [12 empty] | MB4 | IS | 8538100000 | [5 empty] | 220060 | [8 empty] | Polyvalente kast voor stopcontacten KAEDRA 340 x 460 x 160 / 12M | Coffret polyvalents pour prises KAEDRA 340 x 460 x 160 / 12M | [17 empty] | https://eref.se.com/be/nl/sis-tarif/product/13167 | https://eref.se.com/be/fr/sis-tarif/product/13167
Schneider Electric | Schneider Electric | 01022021 |  | Schneider Electric |  | SED | 13168 |  |  | 224.79 |  | 1 |  | 1 | KAST POLYVALENT KAEDRA 18M VOOR STEKKERS | COFFRET POLYVALENT KAEDRA 18M POUR PRISE |  | ENCLOSUR KAEDRA 18 UNITS HT 46CM | [18 empty] | 1 | 3303430131687 | 0 |  | 3430 | 47 | 47 | 18 | 39.762 | [14 empty] | 73303430131686 | 18 | 73740 | 120 | 80 | 80 |  |  |  | 2 | Y | [12 empty] | MB4 | IS | 8538100000 | [5 empty] | 220060 | [8 empty] | Polyvalente kaste voor stopcontacten KAEDRA 448 x 460 x 160 / 18M | Coffret polyvalents pour prises KAEDRA 448 x 460 x 160 / 18M | [17 empty] | https://eref.se.com/be/nl/sis-tarif/product/13168 | https://eref.se.com/be/fr/sis-tarif/product/13168
Schneider Electric | Schneider Electric | 01022021 |  | Schneider Electric |  | SED | 13170 |  |  | 92.41 |  | 1 |  | 1 | KASTEN KEADRA POLYVALENT 340X460 IP65 | COFFRET KAEDRA POLYVALENT 340X460 IP65 |  | POLYVALENT ENCLOSURE 340X460MM | [18 empty] | 1 | 3303430131700 | 0 |  | 2687 | 47 | 36 | 17 | 28.764 | [14 empty] | 73303430131709 | 28 | 87236 | 120 | 80 | 80 |  |  |  | 2 | Y | [12 empty] | MB4 | IS | 8538100000 | [5 empty] | 220060 | [8 empty] | Polyvalente kast KAEDRA 340 x 460 | Coffret KAEDRA Polyvalent 340 x 460 | [17 empty] | https://eref.se.com/be/nl/sis-tarif/product/13170 | https://eref.se.com/be/fr/sis-tarif/product/13170
Schneider Electric | Schneider Electric | 01022021 |  | Schneider Electric |  | SED | 13171 |  |  | 143.71 |  | 1 |  | 1 | KASTEN KEADRA POLYVALENT 340X610 IP65 | COFFRET KAEDRA POLYVALENT 340X610 IP65 |  | POLYVALENT ENCLOSURE 340X610MM | [18 empty] | 1 | 3303430131717 | 0 |  | 2687 | 62 | 36 | 17 | 37.944 | [14 empty] | 73303430131716 | 22 | 71114 | 120 | 80 | 80 |  |  |  | 2 | Y | [12 empty] | MB4 | IS | 8538100000 | [5 empty] | 220060 | [8 empty] | Polyvalente kast KAEDRA 340 x 610 | Coffret KAEDRA Polyvalent 340 x 610 | [17 empty] | https://eref.se.com/be/nl/sis-tarif/product/13171 | https://eref.se.com/be/fr/sis-tarif/product/13171
Schneider Electric | Schneider Electric | 01022021 |  | Schneider Electric |  | SED | 13172 |  |  | 131.23 |  | 1 |  | 1 | KASTEN KEADRA POLYVALENT 448X460 IP65 | COFFRET KAEDRA POLYVALENT 448X460 IP65 |  | POLYVALENT ENCLOSURE 448X460MM | [18 empty] | 1 | 3303430131724 | 0 |  | 3110 | 47 | 47 | 17 | 37.553 | [14 empty] | 73303430131723 | 18 | 67980 | 120 | 80 | 80 |  |  |  | 7 | N | [12 empty] | MB4 | IS | 8538100000 | [5 empty] | 220060 | [8 empty] | Polyvalente kast KAEDRA 448 x 460 | Coffret KAEDRA Polyvalent 448 x 460 | [17 empty] | https://eref.se.com/be/nl/sis-tarif/product/13172 | https://eref.se.com/be/fr/sis-tarif/product/13172
Schneider Electric | Schneider Electric | 01022021 |  | Schneider Electric |  | SED | 13173 |  |  | 200.18 |  | 1 |  | 1 | KASTEN KEADRA POLYVALENT 448X610 IP65 | COFFRET KAEDRA POLYVALENT 448X610 IP65 |  | POLYVALENT ENCLOSURE 448X610MM | [18 empty] | 1 | 3303430131731 | 0 |  | 3110 | 62 | 47 | 17 | 49.538 | [14 empty] | 73303430131730 | 19 | 71090 | 120 | 80 | 80 |  |  |  | 7 | N | [12 empty] | MB4 | IS | 8538100000 | [5 empty] | 220060 | [8 empty] | Polyvalente kast KAEDRA 448 x 610 | Coffret KAEDRA Polyvalent 448 x 610 | [17 empty] | https://eref.se.com/be/nl/sis-tarif/product/13173 | https://eref.se.com/be/fr/sis-tarif/product/13173
Schneider Electric | Schneider Electric | 01022021 |  | Schneider Electric |  | SED | 13174 |  |  | 267.99 |  | 1 |  | 1 | KASTEN KEADRA POLYVALENT 448X842 IP65 | COFFRET KAEDRA POLYVALENT 448X842 IP65 |  | POLYVALENT ENCLUSURE 448X842MM | [18 empty] | 1 | 3303430131748 | 0 |  | 3110 | 85 | 47 | 17 | 67.915 | [14 empty] | 73303430131747 | 11 | 46210 | 120 | 80 | 80 |  |  |  | 15 | N | [12 empty] | MB4 | IS | 8538100000 | [5 empty] | 220060 | [8 empty] | Polyvalente kast KAEDRA 448 x 842 | Coffret KAEDRA Polyvalent 448 x 842 | [17 empty] | https://eref.se.com/be/nl/sis-tarif/product/13174 | https://eref.se.com/be/fr/sis-tarif/product/13174
Schneider Electric | Schneider Electric | 01022021 |  | Schneider Electric |  | SED | 13181 |  |  | 163.75 |  | 1 |  | 1 | KAEDRA COMBI 13 MOD EN 6 OPEN 340x460 | COFFRET KAEDRA POUR 6 PRISES |  | ENCLOSURE KAEDRA FOR 6 SOCKETS | [18 empty] | 1 | 3303430131816 | 0 |  | 2848 | 47 | 36 | 17 | 28.764 | [14 empty] | 73303430131815 | 28 | 91744 | 120 | 80 | 80 |  |  |  | 7 | N | [12 empty] | MB4 | IS | 8538100000 | [5 empty] | 220060 | [8 empty] | Kaedra kast voor 6 stopcontact | Coffret KAEDRA pour 6 prises | [17 empty] | https://eref.se.com/be/nl/sis-tarif/product/13181 | https://eref.se.com/be/fr/sis-tarif/product/13181
Schneider Electric | Schneider Electric | 01022021 |  | Schneider Electric |  | SED | 13364 |  |  | 9.36 |  | 1 |  | 10 | METALEN STEUN 24 MOD MINI KAEDRA | SUPPORT BORNIER MINI PRAGMA |  | TERMINAL SUPPORT 12M | [18 empty] | 10 | 3303430133643 | 0 |  | 62 | 25 | 4 | 2 | 0.2 | 23303430133647 | 10 | 696 | 31 | 12 | 12 |  | 43303430133641 | 40 | 3271 | 40 | 30 | 30 | [10 empty] | 7 | N | [12 empty] | MB6 | IT | 8538909999 | [5 empty] | 210040 | [8 empty] | Steun voor klemblok waterdichte Mini Pragma 12 mod. | Support bornier Mini Pragma étanche 12 modules | [17 empty] | https://eref.se.com/be/nl/sis-tarif/product/13364 | https://eref.se.com/be/fr/sis-tarif/product/13364
Schneider Electric | Schneider Electric | 01022021 |  | Schneider Electric |  | SED | 13429 |  |  | 8.96 |  | 1 |  | 10 | DEELBARE AFDEKPL.10 MOD. 10ST. | 10 OBTURATEURS FRACTIONNABLES |  | 10 BLANKING PLATES 5MOD. | [18 empty] | 1 | 3303430134299 | 0 |  | 93 | 13 | 8 | 3 | 0.312 |  | 10 | 1210000 | 16 | 35 | 17 |  | 43303430134297 | 30 | 3406 | 40 | 30 | 30 |  |  | 720 | 66960 | 120 | 80 | 105 |  |  |  | 7 | N | [12 empty] | MB6 | IT | 8538100000 | [14 empty] | Deelbare blindplaatjes (10 stuks van 5 modules) | Obturateurs fractionnables (10 pièces de 5 modules) | [17 empty] | https://eref.se.com/be/nl/sis-tarif/product/13429 | https://eref.se.com/be/fr/sis-tarif/product/13429
Schneider Electric | Schneider Electric | 01022021 |  | Schneider Electric |  | SED | 13575 |  |  | 4.82 |  | 1 |  | 30 | 4 AANSLUITINGEN 2X10 + 2X16 | BORNIER 80A - 4 TROUS |  | TERMINAL BLOCK 80A 4 HOLES | [18 empty] | 1 | 3303430135753 | 0 |  | 16 | 8 | 7 | 1 | 0.056 |  | 30 | 520 | 1.1 | 1.1 | 1.7 |  | 43303430135751 | 300 | 5807 | 40 | 30 | 30 | [10 empty] | 2 | Y | [12 empty] | MB6 | IT | 8536901000 | [5 empty] | 220060 | [8 empty] | Klemmenblok 4 gaten voor Pragma C | Bornier 80A - 4 trous pour Pragma C | [17 empty] | https://eref.se.com/be/nl/sis-tarif/product/13575 | https://eref.se.com/be/fr/sis-tarif/product/13575
Schneider Electric | Schneider Electric | 01022021 |  | Schneider Electric |  | SED | 13576 |  |  | 6.89 |  | 1 |  | 5 | 8 AANSLUITINGEN 4X10 + 4X16 | BORNIER 80A - 8 TROUS |  | TERMINAL BLOCK 80A 8 HOLES | [18 empty] | 1 | 3303430135760 | 0 |  | 28 | 11 | 11 | 3 | 0.363 | 23303430135764 | 5 | 146000000 | 11 | 2 | 9 |  | 43303430135768 | 100 | 3410 | 40 | 30 | 30 |  | 53303430135765 | 2000 | 60000 | 120 | 100 | 35 |  |  |  | 2 | Y | [12 empty] | MB6 | IT | 8536901000 | [5 empty] | 220060 | [8 empty] | Klemmenblok 8 gaten voor Pragma C | Bornier 80A - 8 trous pour Pragma C | [17 empty] | https://eref.se.com/be/nl/sis-tarif/product/13576 | https://eref.se.com/be/fr/sis-tarif/product/13576
Schneider Electric | Schneider Electric | 01022021 |  | Schneider Electric |  | SED | 13577 |  |  | 7.67 |  | 1 |  | 5 | 16 AANSLUITINGEN 8X10 + 8X16 | BORNIER 80A - 16 TROUS |  | TERMINAL BLOCK 80A 16 HOLES | [18 empty] | 5 | 3303430135777 | 0 |  | 58 | 21 | 2 | 2 | 0.084 | 23303430135771 | 5 | 301 | 2 | 10 | 21 |  | 43303430135775 | 100 | 6507 | 40 | 30 | 30 | [10 empty] | 7 | N | [12 empty] | MB6 | IT | 8536901000 | [5 empty] | 220060 | [8 empty] | Klemmenblok 16 gaten voor Pragma C | Bornier 80A - 16 trous pour Pragma C | [17 empty] | https://eref.se.com/be/nl/sis-tarif/product/13577 | https://eref.se.com/be/fr/sis-tarif/product/13577
Schneider Electric | Schneider Electric | 01022021 |  | Schneider Electric |  | SED | 13578 |  |  | 12.54 |  | 1 |  | 5 | 22 AANSLUITINGEN 11X10 + 11X16 | BORNIER 80A - 22 TROUS |  | TERMINAL BLOCK 80A 22 HOLES | [18 empty] | 5 | 3303430135784 | 0 |  | 74 | 21 | 2 | 2 | 0.084 | 23303430135788 | 5 | 370 | 21 | 8 | 2 |  | 43303430135782 | 100 | 7938 | 40 | 30 | 30 | [10 empty] | 7 | N | [12 empty] | MB6 | IT | 8536901000 | [5 empty] | 220060 | [8 empty] | Klemmenblok 22 gaten voor Pragma C | Bornier 80A - 22 trous pour Pragma C | [17 empty] | https://eref.se.com/be/nl/sis-tarif/product/13578 | https://eref.se.com/be/fr/sis-tarif/product/13578
Schneider Electric | Schneider Electric | 01022021 |  | Schneider Electric |  | SED | 13579 |  |  | 15.09 |  | 1 |  | 5 | 32 AANSLUITINGEN 16X10 + 16X16 | BORNIER 80A - 32 TROUS |  | TERMINAL BLOCK 80A 32 HOLES | [18 empty] | 5 | 3303430135791 | 0 |  | 97 | 24 | 3 | 3 | 0.216 | 23303430135795 | 5 | 502 | 24 | 3 | 15 |  | 43303430135799 | 100 | 10527 | 40 | 30 | 30 | [10 empty] | 7 | N | [12 empty] | MB6 | IT | 8536901000 | [5 empty] | 220060 | [8 empty] | Klemmenblok 32 gaten voor Pragma C | Bornier 80A - 32 trous pour Pragma C | [17 empty] | https://eref.se.com/be/nl/sis-tarif/product/13579 | https://eref.se.com/be/fr/sis-tarif/product/13579
Schneider Electric | Schneider Electric | 01022021 |  | Schneider Electric |  | SED | 13582 |  |  | 2.78 |  | 1 |  | 5 | AFDEKPL.GROEN/GEEL 4/8 AANSL. | CAPOT VERT POUR BORNIER 4/8 TR |  | YW .GREEN COV.TERM.4 8 HOLES | [18 empty] | 5 | 3303430135821 | 0 |  | 4 | 10 | 3 | 2 | 0.06 | 23303430135825 | 5 | 24 | 6 | 2 | 6 |  | 43303430135829 | 300 | 1927 | 40 | 30 | 30 | [10 empty] | 7 | N | [12 empty] | MB6 | IT | 8547200090 | [5 empty] | 220060 | [8 empty] | Groene beschermkap voor klemmenblok 4/8 gaten | Capot de protection vert pour bornier 4/8 trous | [17 empty] | https://eref.se.com/be/nl/sis-tarif/product/13582 | https://eref.se.com/be/fr/sis-tarif/product/13582
Schneider Electric | Schneider Electric | 01022021 |  | Schneider Electric |  | SED | 13587 |  |  | 4.67 |  | 1 |  | 5 | AFDEKPL BLAUW 16/22/32 AANSL. | CAPOT BLEU POUR BORNIERS 16/22 |  | BLUE COV.F TERM.16 22 32HOLES | [18 empty] | 5 | 3303430135876 | 0 |  | 12 | 10 | 5 | 2 | 0.1 | 13303430135873 | 5 | 66 | 4 | 7 | 10 |  | 43303430135874 | 100 | 1807 | 40 | 30 | 30 | [10 empty] | 7 | N | [12 empty] | MB6 | IT | 8547200090 | [5 empty] | 220060 | [8 empty] | Blauwe beschermkap voor klemmenblok 16/22/32 gaten | Capot de protection bleu pour bornier 16/22/32 trous | [17 empty] | https://eref.se.com/be/nl/sis-tarif/product/13587 | https://eref.se.com/be/fr/sis-tarif/product/13587
Schneider Electric | Schneider Electric | 01022021 |  | Schneider Electric |  | SED | 13934 |  |  | 5.69 |  | 1 |  | 10 | KOPPELINGSSET IP65 VERDELERS (1 ST=2) | LOT D'ASSOCIATION |  | LOT ASSOCIATION KAEDRA | [18 empty] | 1 | 3303430139348 | 0 |  | 36 | 5 | 10 | 6 | 0.3 | 23303430139342 | 10 | 439 | 23 | 10.5 | 13 |  | 43303430139346 | 60 | 3057 | 40 | 30 | 30 | [10 empty] | 2 | Y | [12 empty] | MB6 | IT | 7326909890 | [5 empty] | 220060 | [8 empty] | Set samenbouw: 2 moffen + 4 moeren + 4 afdichtingen | Lot d#association: 2 manchons + 4 écrous + 4 joints | [17 empty] | https://eref.se.com/be/nl/sis-tarif/product/13934 | https://eref.se.com/be/fr/sis-tarif/product/13934
Schneider Electric | Schneider Electric | 01022021 |  | Schneider Electric |  | SED | 13935 |  |  | 11.82 |  | 1 |  | 10 | MUURBEVESTIGINGSHAKEN (1 ST=4) | PATTES DE FIXATION MURALE (LOT DE 4) |  | KIT ANCHOR CLIP | [18 empty] | 1 | 3303430139355 | 0 |  | 39 | 9 | 11 | 1 | 0.099 | 23303430139359 | 10 | 460 | 16.5 | 11 | 11 |  | 43303430139353 | 100 | 5121 | 40 | 30 | 30 | [10 empty] | 2 | Y | [12 empty] | MB6 | IT | 8538909999 | [5 empty] | 220060 | [8 empty] | Wandbevestigingshaken (set van 4) | Pattes de fixation murale (lot de 4) | [17 empty] | https://eref.se.com/be/nl/sis-tarif/product/13935 | https://eref.se.com/be/fr/sis-tarif/product/13935
Schneider Electric | Schneider Electric | 01022021 |  | Schneider Electric |  | SED | 13940 |  |  | 4.4 |  | 1 |  | 3 | BLINDSTROOK 10 x 5 MOD | OBTURATEUR (LOT DE 10X5 MODULES) |  | KIT 10 OBTURATORS | [18 empty] | 1 | 3303430139409 | 0 |  | 84 | 9 | 6 | 5 | 0.27 |  | 3 | 340 | 11 | 16 | 11 |  | 43303430139407 | 30 | 3557 | 40 | 30 | 30 |  | 73303430139408 | 240 | 40456 | 120 | 80 | 50 |  |  |  | 2 | Y | [12 empty] | MB6 | IT | 8538909999 | [5 empty] | 220060 | [8 empty] | Afsluiter (set van 10 x 5 modules) | Obturateur (lot de 10 x 5 modules) | [17 empty] | https://eref.se.com/be/nl/sis-tarif/product/13940 | https://eref.se.com/be/fr/sis-tarif/product/13940
Schneider Electric | Schneider Electric | 01022021 |  | Schneider Electric |  | SED | 13941 |  |  | 14.39 |  | 1 |  | 20 | RASTERPLAAT 150 X 250 MM | PLATINE PERFOREE 150X250MM |  | PLATINE PERFOREE H150MM KAEDRA | [18 empty] | 1 | 3303430139416 | 0 |  | 225 | 25 | 14 | 0 | 0 | 23303430139410 | 20 | 4685 | 22 | 12 | 27 |  | 43303430139414 | 60 | 14542 | 40 | 30 | 30 | [10 empty] | 7 | N | [12 empty] | MB6 | IT | 8538909999 | [5 empty] | 220060 | [8 empty] | Geperforeerde basisplaat 150 x 250 mm | Platine perforée 150 x 250 mm | [17 empty] | https://eref.se.com/be/nl/sis-tarif/product/13941 | https://eref.se.com/be/fr/sis-tarif/product/13941
Schneider Electric | Schneider Electric | 01022021 |  | Schneider Electric |  | SED | 13944 |  |  | 19.77 |  | 1 |  | 1 | BLINDE AFDEKPLAAT 12 MOD | PLASTRON PLEIN 12M |  | 1R 12 MOD FULL FRONT PLATE | [18 empty] | 1 | 3303430139447 | 0 |  | 140 | 24 | 15 | 1 | 0.36 | [7 empty] | 43303430139445 | 50 | 7487 | 40 | 30 | 30 | [10 empty] | 7 | N | [12 empty] | MB6 | IT | 3926909790 | [5 empty] | 220060 | [8 empty] | Volle afdekplaat 12 modules | Plastron plein12 modules | [17 empty] | https://eref.se.com/be/nl/sis-tarif/product/13944 | https://eref.se.com/be/fr/sis-tarif/product/13944
Schneider Electric | Schneider Electric | 01022021 |  | Schneider Electric |  | SED | 13945 |  |  | 22 |  | 1 |  | 1 | BLINDE AFDEKPLAAT 18 MOD | PLASTRON PLEIN 18M |  | 1R 18 MOD FULL FRONT PLATE | [18 empty] | 1 | 3303430139454 | 0 |  | 214 | 35 | 15 | 1 | 0.525 | [7 empty] | 43303430139452 | 40 | 9047 | 40 | 30 | 30 | [10 empty] | 7 | N | [12 empty] | MB6 | IT | 3926909790 | [5 empty] | 220060 | [8 empty] | Volle afdekplaat 18 modules | Plastron plein18 modules | [17 empty] | https://eref.se.com/be/nl/sis-tarif/product/13945 | https://eref.se.com/be/fr/sis-tarif/product/13945
Schneider Electric | Schneider Electric | 01022021 |  | Schneider Electric |  | SED | 13946 |  |  | 8.19 |  | 1 |  | 10 | BEUGEL DRAADGELEIDING (1 ST=5) | BRACELET DE FILERIE |  | BRACELET DE FILERIE | [18 empty] | 1 | 3303430139461 | 0 |  | 25 | 10 | 10 | 3 | 0.3 | 23303430139465 | 10 | 330 | 23 | 13 | 11 |  | 43303430139469 | 100 | 3687 | 40 | 30 | 30 | [10 empty] | 7 | N | [12 empty] | MB6 | IT | 3926909790 | [5 empty] | 220060 | [8 empty] | Bedradingsbevestigingsbeugel | Bracelet de filerie
Schneider Electric | Schneider Electric | 01022021 |  | Schneider Electric |  | SED | 13948 |  |  | 9.44 |  | 1 |  | 10 | SLEUTELVERGRENDELING | SERRURE A CLEF |  | LOCK WITH KEY | [18 empty] | 1 | 3303430139485 | 0 |  | 48 | 10 | 7 | 4 | 0.28 | 23303430139489 | 10 | 553.5 | 22.8 | 13.1 | 10.2 |  | 43303430139483 | 60 | 3900 | 40 | 30 | 30 | [10 empty] | 2 | Y | [12 empty] | MB6 | IT | 8301409000 | [5 empty] | 220060 | [8 empty] | Slot met sleutel | Serrure à clé | [17 empty] | https://eref.se.com/be/nl/sis-tarif/product/13948 | https://eref.se.com/be/fr/sis-tarif/product/13948
Schneider Electric | Schneider Electric | 01022021 |  | Schneider Electric |  | SED | 13949 |  |  | 5.93 |  | 1 |  | 10 | SLEUTELVERGRENDELING MET DRIEHOEK | INSERT TRIANGLE |  | TRIANGULAR INSERT | [18 empty] | 1 | 3303430139492 | 0 |  | 35 | 5 | 5 | 2 | 0.05 | 13303430139499 | 10 | 425 | 23 | 13 | 11 |  | 43303430139490 | 60 | 3037 | 40 | 30 | 30 | [10 empty] | 7 | N | [12 empty] | MB6 | IT | 8301409000 | [5 empty] | 220060 | [8 empty] | Invoegstuk driehoekig | Insert triangle | [17 empty] | https://eref.se.com/be/nl/sis-tarif/product/13949 | https://eref.se.com/be/fr/sis-tarif/product/13949
Schneider Electric | Schneider Electric | 01022021 |  | Schneider Electric |  | SED | 13956 |  |  | 29.16 |  | 1 |  | 20 | MINI COFFRET KAEDRA 3M | MINI COFFRET KAEDRA 3M IP65 |  | MINI COFFRET KAEDRA 3M | [18 empty] | 1 | 3303430139560 | 0 |  | 270 | 15 | 10 | 8 | 1.2 |  | 20 | 5750 | 40 | 34 | 21.7 |  |  | 20 | 5780 | 60 | 40 | 30 |  | 73303430139569 | 480 | 136560000000 | 101 | 80 | 120 |  |  |  | 2 | Y | [12 empty] | MB4 | IS | 8538100000 | [5 empty] | 220060 | [8 empty] | Mini-kast KAEDRA 3M | Mini-coffret KAEDRA 3M | [17 empty] | https://eref.se.com/be/nl/sis-tarif/product/13956 | https://eref.se.com/be/fr/sis-tarif/product/13956
Schneider Electric | Schneider Electric | 01022021 |  | Schneider Electric |  | SED | 13957 |  |  | 30.98 |  | 1 |  | 9 | MINI COFFRET KAEDRA 4M | MINI COFFRET KAEDRA 4M IP65 |  | MINI COFFRET KAEDRA 4M | [18 empty] | 1 | 3303430139577 | 0 |  | 500 | 20 | 12 | 11 | 2.64 |  | 9 | 0 | 41 | 34 | 22 |  | 23303430139571 | 9 | 4800 | 60 | 40 | 30 |  |  | 216 | 128304 | 120 | 80 | 80 |  |  |  | 2 | Y | [12 empty] | MB4 | IS | 8538100000 | [5 empty] | 220060 | [8 empty] | Mini-kast KAEDRA 4M | Mini-coffret KAEDRA 4M | [17 empty] | https://eref.se.com/be/nl/sis-tarif/product/13957 | https://eref.se.com/be/fr/sis-tarif/product/13957
Schneider Electric | Schneider Electric | 01022021 |  | Schneider Electric |  | SED | 13958 |  |  | 34.3 |  | 1 |  | 7 | MINI COFFRET KAEDRA 6M | MINI COFFRET KAEDRA 6M IP65 |  | MINI COFFRET KAEDRA 6M | [18 empty] | 1 | 3303430139584 | 0 |  | 585 | 20 | 16 | 11 | 3.52 | 23303430139588 | 7 | 4495 | 41 | 35 | 22 | [8 empty] | 73303430139583 | 168 | 119880 | 120 | 80 | 80 |  |  |  | 2 | Y | [12 empty] | MB4 | IS | 8538100000 | [5 empty] | 220060 | [8 empty] | Mini-kast KAEDRA 6M | Mini-coffret KAEDRA 6M | [17 empty] | https://eref.se.com/be/nl/sis-tarif/product/13958 | https://eref.se.com/be/fr/sis-tarif/product/13958
Schneider Electric | Schneider Electric | 01022021 |  | Schneider Electric |  | SED | 13959 |  |  | 37.41 |  | 1 |  | 6 | MINI COFFRET KAEDRA 8M | MINI COFFRET KAEDRA 8M IP65 |  | MINI COFFRET KAEDRA 8M | [18 empty] | 1 | 3303430139591 | 0 |  | 706 | 20 | 20 | 12 | 4.8 | 23303430139595 | 6 | 4500 | 41 | 34 | 22 | [8 empty] | 73303430139590 | 144 | 122064 | 120 | 80 | 80 |  |  |  | 2 | Y | [12 empty] | MB4 | IS | 8538100000 | [5 empty] | 220060 | [8 empty] | Mini-kast KAEDRA 8M | Mini-coffret KAEDRA 8M | [17 empty] | https://eref.se.com/be/nl/sis-tarif/product/13959 | https://eref.se.com/be/fr/sis-tarif/product/13959
Schneider Electric | Schneider Electric | 01022021 |  | Schneider Electric |  | SED | 13960 |  |  | 44.9 |  | 1 |  | 4 | MINI COFFRET KAEDRA 12M | MINI COFFRET KAEDRA 12M IP65 |  | MINI COFFRET KAEDRA 12M | [18 empty] | 1 | 3303430139607 | 0 |  | 930 | 27 | 20 | 11 | 5.94 | 23303430139601 | 4 | 4000 | 39.7 | 34.8 | 22 | [8 empty] | 73303430139606 | 96 | 110784 | 120 | 80 | 80 |  |  |  | 2 | Y | [12 empty] | MB4 | IS | 8538100000 | [5 empty] | 220060 | [8 empty] | Mini-kast KAEDRA 12M | Mini-coffret KAEDRA 12M | [17 empty] | https://eref.se.com/be/nl/sis-tarif/product/13960 | https://eref.se.com/be/fr/sis-tarif/product/13960
Schneider Electric | Schneider Electric | 01022021 |  | Schneider Electric |  | SED | 13962 |  |  | 63.19 |  | 1 |  | 1 | KAEDRA OPBW 12 MOD | COFFRET KAEDRA 12M 1R IP65 |  | KAEDRA ENCLOSURE 12 MOD | [18 empty] | 1 | 3303430139621 | 0 |  | 1978 | 37 | 30 | 18 | 19.98 | [14 empty] | 73303430139620 | 48 | 106944 | 120 | 80 | 80 |  |  |  | 2 | Y | [12 empty] | MB4 | IS | 8538100000 | [5 empty] | 220060 | [8 empty] | Kast KAEDRA 12M 1R | Coffret KAEDRA 12M 1R | [17 empty] | https://eref.se.com/be/nl/sis-tarif/product/13962 | https://eref.se.com/be/fr/sis-tarif/product/13962
Schneider Electric | Schneider Electric | 01022021 |  | Schneider Electric |  | SED | 13963 |  |  | 105.18 |  | 1 |  | 1 | KAEDRA OPBW 18 MOD | COFFRET KAEDRA 18M 1R IP65 |  | KAEDRA ENCLOSURE 18 MOD | [18 empty] | 1 | 3303430139638 | 0 |  | 2508 | 47 | 29 | 17 | 23.171 | [14 empty] | 73303430139637 | 36 | 102288 | 120 | 80 | 80 |  |  |  | 2 | Y | [12 empty] | MB4 | IS | 8538100000 | [5 empty] | 220060 | [8 empty] | Kast KAEDRA 18M 1R | Coffret KAEDRA 18M 1R | [17 empty] | https://eref.se.com/be/nl/sis-tarif/product/13963 | https://eref.se.com/be/fr/sis-tarif/product/13963
Schneider Electric | Schneider Electric | 01022021 |  | Schneider Electric |  | SED | 13964 |  |  | 101.54 |  | 1 |  | 1 | KAEDRA OPBW 2x12 MOD | COFFRET KAEDRA 12M 2R IP65 |  | KAEDRA ENCLOSURE 2X12 MOD | [18 empty] | 1 | 3303430139645 | 0 |  | 3350 | 47 | 36 | 17 | 28.764 | [14 empty] | 73303430139644 | 28 | 107228 | 120 | 80 | 115 |  |  |  | 2 | Y | [12 empty] | MB4 | IS | 8538100000 | [5 empty] | 220060 | [8 empty] | Kast KAEDRA 12M 2R | Coffret KAEDRA 12M 2R | [17 empty] | https://eref.se.com/be/nl/sis-tarif/product/13964 | https://eref.se.com/be/fr/sis-tarif/product/13964
Schneider Electric | Schneider Electric | 01022021 |  | Schneider Electric |  | SED | 13965 |  |  | 166.92 |  | 1 |  | 1 | KAEDRA OPBW 2x18 MOD | KASTEN KEADRA 18M 2R IP65 |  | KAEDRA ENCLOSURE 2X18 MOD | [18 empty] | 1 | 3303430139652 | 0 |  | 4150 | 48 | 47 | 18 | 40.608 | [14 empty] | 73303430139651 | 18 | 87060 | 120 | 80 | 80 |  |  |  | 2 | Y | [12 empty] | MB4 | IS | 8538100000 | [5 empty] | 220060 | [8 empty] | Kast KAEDRA 18M 2R | Coffret KAEDRA 18M 2R | [17 empty] | https://eref.se.com/be/nl/sis-tarif/product/13965 | https://eref.se.com/be/fr/sis-tarif/product/13965
Schneider Electric | Schneider Electric | 01022021 |  | Schneider Electric |  | SED | 13966 |  |  | 130.7 |  | 1 |  | 1 | KAEDRA OPBW 3x12 MOD | COFFRET KAEDRA 12M 3R IP65 |  | KAEDRA ENCLOSURE 3X12 MOD | [18 empty] | 1 | 3303430139669 | 0 |  | 4250 | 62 | 36 | 17 | 37.944 | [14 empty] | 73303430139668 | 22 | 107920 | 120 | 80 | 80 |  |  |  | 7 | N | [12 empty] | MB4 | IS | 8538100000 | [5 empty] | 220060 | [8 empty] | Kast KAEDRA 12M 3R | Coffret KAEDRA 12M 3R | [17 empty] | https://eref.se.com/be/nl/sis-tarif/product/13966 | https://eref.se.com/be/fr/sis-tarif/product/13966
Schneider Electric | Schneider Electric | 01022021 |  | Schneider Electric |  | SED | 13967 |  |  | 221.24 |  | 1 |  | 1 | KAEDRA OPBW 54 MOD | KASTEN KEADRA 18M 3R IP65 |  | KAEDRA ENCLOSURE 54 MOD | [18 empty] | 1 | 3303430139676 | 0 |  | 5550 | 63 | 47 | 17 | 50.337 | [14 empty] | 73303430139675 | 19 | 117184 | 120 | 80 | 121 |  |  |  | 2 | Y | [12 empty] | MB4 | IS | 8538100000 | [5 empty] | 220060 | [8 empty] | Kast KAEDRA 18M 3R | Coffret KAEDRA 18M 3R | [17 empty] | https://eref.se.com/be/nl/sis-tarif/product/13967 | https://eref.se.com/be/fr/sis-tarif/product/13967
Schneider Electric | Schneider Electric | 01022021 |  | Schneider Electric |  | SED | 13968 |  |  | 302.28 |  | 1 |  | 1 | KAEDRA OPBW 72 MOD | COFFRET KAEDRA 18M 4R IP65 |  | KAEDRA ENCLOSURE 72 MOD | [18 empty] | 1 | 3303430139683 | 0 |  | 7595 | 85 | 47 | 17 | 67.915 | [14 empty] | 73303430139682 | 11 | 96051 | 12 | 8 | 10.1 |  |  |  | 7 | N | [12 empty] | MB4 | IS | 8538100000 | [5 empty] | 220060 | [8 empty] | Kast KAEDRA 18M 4R | Coffret KAEDRA 18M 4R | [17 empty] | https://eref.se.com/be/nl/sis-tarif/product/13968 | https://eref.se.com/be/fr/sis-tarif/product/13968
Schneider Electric | Schneider Electric | 01022021 |  | Schneider Electric |  | SED | 13970 |  |  | 82.67 |  | 1 |  | 1 | COFFRET KAEDRA + INTERFACE 12M/1OUVERT. | KAST KAEDRA + INTERFACE 12M/1OPENING |  | ENCLOSURE 12M INTERFACE 1 OPE 90X100 | [18 empty] | 1 | 3303430139706 | 0 |  | 2475 | 47 | 29 | 17 | 23.171 | [14 empty] | 73303430139705 | 36 | 101100 | 120 | 80 | 80 |  |  |  | 7 | N | [12 empty] | MB4 | IS | 8538100000 | [5 empty] | 220060 | [8 empty] | Kast met geïntegreerde interface KAEDRA 12 modules / 1 opening | Coffret avec interface intégrée KAEDRA 12 modules / 1 ouverture | [17 empty] | https://eref.se.com/be/nl/sis-tarif/product/13970 | https://eref.se.com/be/fr/sis-tarif/product/13970
Schneider Electric | Schneider Electric | 01022021 |  | Schneider Electric |  | SED | 13971 |  |  | 134.4 |  | 1 |  | 1 | KAST KAEDRA + INTERFACE 24M/3OPENINGEN | COFFRET KAEDRA + INTERFACE 24M/3OUVERT. |  | ENCLOSURE 24M INTERFACE 3 OPE 90X100 | [18 empty] | 1 | 3303430139713 | 0 |  | 4000 | 47 | 47 | 18 | 39.762 | [14 empty] | 73303430139712 | 18 | 84000 | 120 | 80 | 80 |  |  |  | 7 | N | [12 empty] | MB4 | IS | 8538100000 | [5 empty] | 220060 | [8 empty] | Kast met geïntegreerde interface KAEDRA 24 modules / 3 openingen | Coffret avec interface intégrée KAEDRA 24 modules / 3 ouvertures | [17 empty] | https://eref.se.com/be/nl/sis-tarif/product/13971 | https://eref.se.com/be/fr/sis-tarif/product/13971
Schneider Electric | Schneider Electric | 01022021 |  | Schneider Electric |  | SED | 13972 |  |  | 175.73 |  | 1 |  | 1 | KAST KAEDRA + INTERFACE 36M/4OPENINGEN | COFFRET KAEDRA + INTERFACE 36M/4OUVERT. |  | ENCLOSURE 36M INTERFACE 4 OPE 90X100 | [18 empty] | 1 | 3303430139720 | 0 |  | 5200 | 62 | 47 | 17 | 49.538 | [14 empty] | 73303430139729 | 19 | 114505 | 120 | 80 | 80 |  |  |  | 7 | N | [12 empty] | MB4 | IS | 8538100000 | [5 empty] | 220060 | [8 empty] | Kast met geïntegreerde interface KAEDRA 36 modules / 4 openingen | Coffret avec interface intégrée KAEDRA 36 modules / 4 ouvertures | [17 empty] | https://eref.se.com/be/nl/sis-tarif/product/13972 | https://eref.se.com/be/fr/sis-tarif/product/13972
Schneider Electric | Schneider Electric | 01022021 |  | Schneider Electric |  | SED | 13973 |  |  | 51.71 |  | 1 |  | 1 | INTERFACEKAST KAEDRA 3 OPENINGEN | COFFRET KAEDRA D' INTERFACE 3 OUVERTURES |  | ENCLOSURE INTERFACE 3 OPE 90X100 | [18 empty] | 1 | 3303430139737 | 0 |  | 1286 | 47 | 16 | 16 | 12.032 | [14 empty] | 73303430139736 | 66 | 98130 | 120 | 80 | 80 |  |  |  | 7 | N | [12 empty] | MB4 | IS | 8538100000 | [5 empty] | 220060 | [8 empty] | Interface kast 3 openingen | Coffret d#interface 3 ouvertures | [17 empty] | https://eref.se.com/be/nl/sis-tarif/product/13973 | https://eref.se.com/be/fr/sis-tarif/product/13973
Schneider Electric | Schneider Electric | 01022021 |  | Schneider Electric |  | SED | 13974 |  |  | 67.18 |  | 1 |  | 1 | INTERFACEKAST KAEDRA 4 OPENINGEN | COFFRET KAEDRA D' INTERFACE 4 OUVERTURES |  | ENCLOSURE INTERFACE 3 OPE 90X100 | [18 empty] | 1 | 3303430139744 | 0 |  | 1595 | 62 | 16 | 14 | 13.888 | [14 empty] | 73303430139743 | 64 | 114080 | 120 | 80 | 120 |  |  |  | 7 | N | [12 empty] | MB4 | IS | 8538100000 | [5 empty] | 220060 | [8 empty] | Interface kast 4 openingen | Coffret d#interface 4 ouvertures | [17 empty] | https://eref.se.com/be/nl/sis-tarif/product/13974 | https://eref.se.com/be/fr/sis-tarif/product/13974
Schneider Electric | Schneider Electric | 01022021 |  | Schneider Electric |  | SED | 14210 |  |  | 41.55 |  | 1 |  | 10 | SPATWATERDICHT VENSTER 10 MOD. | FENETRE A VOLET ETANCHE |  | HEAVY DUTY WINDOW 10 MOD. | [8 empty] | 09.07 | 1 | [8 empty] | 1 | 3303430142102 | 0 |  | 400 | 26 | 14 | 6 | 2.184 | 13303430142109 | 10 | 4329 | 32 | 29 | 27 | [8 empty] | 73303430142101 | 300 | 141870 | 120 | 80 | 112 |  |  |  | 6 | N | [12 empty] | MB6 | IT | 8538909999 | [14 empty] | Waterdicht klapdeksel 10 modules | Fenêtre à volet étanche | [17 empty] | https://eref.se.com/be/nl/sis-tarif/product/14210 | https://eref.se.com/be/fr/sis-tarif/product/14210
Schneider Electric | Schneider Electric | 01022021 |  | Schneider Electric |  | SED | 14211 |  |  | 13.3 |  | 1 |  | 1 | DIN-RAIL PANEELFR.MONT.10 MOD. | SUPPORT RAIL DIN 10 MODULES |  | DIN SUPPORT 10 MOD. | [8 empty] | 09.07 | 1 | [8 empty] | 1 | 3303430142119 | 0 |  | 239 | 19 | 11 | 2 | 0.418 | [7 empty] | 43303430142117 | 50 | 1.27e+19 | 40 | 30 | 30 |  | 73303430142118 | 300 | 86730000 | 80 | 120 | 80 |  |  |  | 7 | N | [12 empty] | MB6 | IT | 8538909999 | [14 empty] | DIN-profiel 10 modules | Support rail din 10 modules | [17 empty] | https://eref.se.com/be/nl/sis-tarif/product/14211 | https://eref.se.com/be/fr/sis-tarif/product/14211
Schneider Electric | Schneider Electric | 01022021 |  | Schneider Electric |  | SED | 14740 |  |  | 74.15 |  | 1 |  | 1 | C60 1P+N/L1-2-3 12 AANSLUITING | PEIGNE 1P+N |  | C60 1P+N/L1-2-3 12 AANSLUITING | [18 empty] | 1 | 3303430147404 | 0 |  | 299 | 2 | 3 | 45 | 270 | [23 empty] | 2 | Y | [12 empty] | MB6 | IT | 8536901000 | [5 empty] | 220060 | [27 empty] | https://eref.se.com/be/nl/sis-tarif/product/14740 | https://eref.se.com/be/fr/sis-tarif/product/14740
Schneider Electric | Schneider Electric | 01022021 |  | Schneider Electric |  | SED | 14745 |  |  | 26.18 |  | 1 |  | 25 | AANSLUITRAILS DPNA/N 1P+N | Peigne de raccordement DPNA/N 1P+N |  | Aansluitrails DPNA/N 1P+N | [18 empty] | 1 | 3303430147459 | 0 |  | 153 | 44 | 2.5 | 2.5 | 275 |  | 25 | 4095 | 11 | 9 | 103 | [17 empty] | 25 | N | [12 empty] | MH3 | OZ | 8536901000 | [33 empty] | https://eref.se.com/be/nl/sis-tarif/product/14745 | https://eref.se.com/be/fr/sis-tarif/product/14745
Schneider Electric | Schneider Electric | 01022021 |  | Schneider Electric |  | SED | 14746 |  |  | 67.43 |  | 1 |  | 25 | AANSLUITRAILS DPNA/N 1P+N L1-L2-L3 | Peigne de raccordement DPNA/N L1-L2-L3 |  | Aansluitrails DPNA/N 1P+N L1-L2-L3 | [18 empty] | 1 | 3303430147466 | 0 |  | 330 | 3 | 2 | 44 | 264 |  | 25 | 8545 | 11 | 9 | 103 | [17 empty] | 2 | Y | [12 empty] | MB6 | IT | 8536901000 | [33 empty] | https://eref.se.com/be/nl/sis-tarif/product/14746 | https://eref.se.com/be/fr/sis-tarif/product/14746
Schneider Electric | Schneider Electric | 01022021 |  | Schneider Electric |  | SED | 14811 |  |  | 23.81 |  | 1 |  | 20 | DOORVERBINDINGSKAM KAM 1P NG125 | PEIGNE DE RACCORDEMENT 1P |  | 1P COMB BUSBAR 27MM SPACING | [18 empty] | 1 | 3303430148111 | 0 |  | 105 | 48 | 6 | 2 | 0.576 | 23303430148115 | 20 | 2410 | 103 | 11 | 10 | [8 empty] | 73303430148110 | 80 | 21640 | 120 | 80 | 45 |  |  |  | 6 | N | [12 empty] | MB6 | IT | 8536901000 | [5 empty] | 220060 | [8 empty] | Aansluitrail 1P | Peigne de raccordement 1P | [17 empty] | https://eref.se.com/be/nl/sis-tarif/product/14811 | https://eref.se.com/be/fr/sis-tarif/product/14811
Schneider Electric | Schneider Electric | 01022021 |  | Schneider Electric |  | SED | 14812 |  |  | 31.26 |  | 1 |  | 20 | DOORVERBINDINGSKAM KAM 2P NG125 | PEIGNE DE RACCORDEMENT 2P |  | 2P COMB BUSBAR 27MM SPACING | [18 empty] | 1 | 3303430148128 | 0 |  | 194 | 50 | 7 | 2 | 0.7 | 23303430148122 | 20 | 3950 | 103 | 95 | 11 | [8 empty] | 73303430148127 | 280 | 67300 | 120 | 80 | 112 |  |  |  | 6 | N | [12 empty] | MB6 | IT | 8536901000 | [5 empty] | 220060 | [8 empty] | Aansluitrail 2P | Peigne de raccordement 2P | [17 empty] | https://eref.se.com/be/nl/sis-tarif/product/14812 | https://eref.se.com/be/fr/sis-tarif/product/14812
Schneider Electric | Schneider Electric | 01022021 |  | Schneider Electric |  | SED | 14813 |  |  | 41.16 |  | 1 |  | 20 | DOORVERBINDINGSKAM KAM 3P NG125 | PEIGNE DE RACCORDEMENT 3P |  | 3P COMB BUSBAR 27MM SPACING | [18 empty] | 1 | 3303430148135 | 0 |  | 215 | 46 | 3 | 2 | 0.276 | 23303430148139 | 20 | 4635 | 103 | 10 | 10 | [8 empty] | 73303430148134 | 240 | 67920 | 120 | 80 | 80 |  |  |  | 6 | N | [12 empty] | MB6 | IT | 8536901000 | [5 empty] | 220060 | [8 empty] | Aansluitrail 3P | Peigne de raccordement 3P | [17 empty] | https://eref.se.com/be/nl/sis-tarif/product/14813 | https://eref.se.com/be/fr/sis-tarif/product/14813
Schneider Electric | Schneider Electric | 01022021 |  | Schneider Electric |  | SED | 14814 |  |  | 50.15 |  | 1 |  | 20 | DOORVERBINDINGSKAM KAM 4P NG125 | PEIGNE DE RACCORDEMENT 4P |  | 4P COMB BUSBAR 27MM SPACING | [18 empty] | 1 | 3303430148142 | 0 |  | 281.9 | 37 | 4 | 3 | 0.444 | 23303430148146 | 20 | 6040 | 103 | 11 | 11 | [8 empty] | 73303430148141 | 80 | 36160 | 120 | 80 | 45 |  |  |  | 2 | Y | [12 empty] | MB6 | IT | 8536901000 | [5 empty] | 220060 | [8 empty] | Aansluitrail 4P | Peigne de raccordement 4P | [17 empty] | https://eref.se.com/be/nl/sis-tarif/product/14814 | https://eref.se.com/be/fr/sis-tarif/product/14814
Schneider Electric | Schneider Electric | 01022021 |  | Schneider Electric |  | SED | 14818 |  |  | 9.06 |  | 1 |  | 20 | TANDISOLATIE (1 ST=20) | EMBOUT CACHE-DENT NG125 20P |  | END CAPS AND TOOTH CAPS | [18 empty] | 1 | 3303430148180 | 0 |  | 30 | 12 | 8 | 3 | 0.288 | 23303430148184 | 20 | 686 | 28 | 14 | 17 |  | 43303430148188 | 40 | 1622 | 40 | 30 | 30 | [10 empty] | 6 | N | [12 empty] | MB6 | IT | 3926909790 | [5 empty] | 220060 | [8 empty] | Uiteinden klemkappen NG125 | Embout cache-dent NG125 (20 pièces) | [17 empty] | https://eref.se.com/be/nl/sis-tarif/product/14818 | https://eref.se.com/be/fr/sis-tarif/product/14818
Schneider Electric | Schneider Electric | 01022021 |  | Schneider Electric |  | SED | 14860 |  |  | 9.31 |  | 1 |  | 1 | VERHOGINGST. DIN-RAIL 2 MOD. | REHAUSSES 15MM RAIL DIN (10P) |  | 10SPACERS H15 1M F SYM.DINRAIL | [18 empty] | 1 | 3303430148609 | 0 |  | 38 | 8 | 8 | 2 | 0.128 | [7 empty] | 43303430148607 | 80 | 3527 | 40 | 30 | 30 | [10 empty] | 7 | N | [12 empty] | MB6 | IT | 8547200090 | [5 empty] | 220060 | [8 empty] | Verhoging 15 mm voor DIN-rail (10 stuks) | Rehaussé de 15 mm pour rail din (10 pièces)
Schneider Electric | Schneider Electric | 01022021 |  | Schneider Electric |  | SED | 14878 |  |  | 14.56 |  | 1 |  | 24 | DOORVERBINDINGSKAM 1P+N 26 POLEN | PEIGNE 1P+N 26P |  | COMB BUSBARS PHASE 13 POLES | [18 empty] | 24 | 3303430148784 | 0 |  | 39 | 24 | 0 | 3 | 0 | 23303430148788 | 24 | 961 | 26 | 7 | 5 |  | 43303430148782 | 240 | 9830 | 40 | 30 | 30 |  |  | 11520 | 500304 | 120 | 80 | 50 |  |  |  | 2 | Y | [12 empty] | MH3 | OZ | 8536901000 | [14 empty] | aansluitrail Bar'clic - 1P - 63 A - 13 x 18 mm | peigne Bar'clic - 1P - 63 A - L = 13 x 18 mm | [17 empty] | https://eref.se.com/be/nl/sis-tarif/product/14878 | https://eref.se.com/be/fr/sis-tarif/product/14878
Schneider Electric | Schneider Electric | 01022021 |  | Schneider Electric |  | SED | 14879 |  |  | 14.56 |  | 1 |  | 240 | DOORVERBINDINGSKAM 1P+N 48 POLEN | PEIGNE 1P+N 48P |  | COMB BUSBARS NEUTRAL 13 POLES | [18 empty] | 24 | 3303430148791 | 0 |  | 37 | 24 | 2 | 1 | 0.048 |  | 240 | 0 | 30.6 | 19.7 | 19.5 |  | 43303430148799 | 240 | 9700 | 60 | 40 | 30 |  |  | 11520 | 493104 | 120 | 80 | 50 |  |  |  | 2 | Y | [12 empty] | MH3 | OZ | 8536901000 | [14 empty] | aansluitrail Bar'clic - N - 63 A - 13 x 18 mm | peigne Bar'clic - N - 63 A - L = 13 x 18 mm | [17 empty] | https://eref.se.com/be/nl/sis-tarif/product/14879 | https://eref.se.com/be/fr/sis-tarif/product/14879
Schneider Electric | Schneider Electric | 01022021 |  | Schneider Electric |  | SED | 14938 |  |  | 18.43 |  | 1 |  | 4 | AANSLUITKLEMMENBLOK 1P/35MM | BORNIER D'ENTREE TRIPOLAIRE 35 |  | INCOMING TERM.BLOCK 1P 35MM2 | [18 empty] | 4 | 3303430149385 | 0 |  | 130 | 5 | 5 | 4 | 0.1 |  | 4 | 550 | 8 | 10 | 9 |  | 43303430149383 | 48 | 7175 | 40 | 30 | 15 |  | 73303430149384 | 384 | 61920 | 120 | 80 | 80 |  |  |  | 21 | N | [12 empty] | MB6 | IT | 8536901000 | [5 empty] | 220060 | [8 empty] | Hoofdaansluitklem driepolig 35 mm2 | Bornier d'entrée tripolaire 35 mm2
Schneider Electric | Schneider Electric | 01022021 |  | Schneider Electric |  | SED | 14948 |  |  | 39.25 |  | 1 |  | 2 | AANSLUITVERDEELBLOK 3P+N/ 6 AANSL | BORNIER TETRAPOLAIRE 4 X 6 TRO |  | INC.TERM.BLK 140A 4X6 CLAMPS | [18 empty] | 2 | 3303430149484 | 0 |  | 405 | 16 | 8 | 6 | 0.768 | 23303430149488 | 2 | 812 | 21 | 8 | 18 |  | 43303430149482 | 40 | 18650 | 60 | 40 | 30 |  | 73303430149483 | 160 | 79864 | 120 | 80 | 80 |  |  |  | 21 | N | [12 empty] | MB6 | IT | 8536901000 | [5 empty] | 220060 | [8 empty] | Klemmenblok 4 polig - 4 x 6 gaten | Bornier tétrapolaire 4 x 6 trous
Schneider Electric | Schneider Electric | 01022021 |  | Schneider Electric |  | SED | 14949 |  |  | 56.88 |  | 1 |  | 4 | AANSLUITVERDEELBLOK 3P+N/12 AANSL | BORNIER TETRAPOLAIRE 4 X 12 TR |  | INC.TERM.BLK 140A 4X12 CLAMPS | [18 empty] | 4 | 3303430149491 | 0 |  | 768 | 29 | 9 | 6 | 1.566 | 23303430149495 | 4 | 3080 | 32 | 12 | 22 |  | 43303430149499 | 20 | 16166 | 60 | 40 | 30 | [10 empty] | 7 | N | [12 empty] | MB6 | IT | 8536901000 | [5 empty] | 220060 | [8 empty] | Klemmenblok 4 polig - 4 x 12 gaten | Bornier tétrapolaire 4 x 12 trous
Schneider Electric | Schneider Electric | 01022021 |  | Schneider Electric |  | SED | 14975 |  |  | 4.24 |  | 1 |  | 5 | KLEMMENBLOK 80A 2X10 + 2X16 | BORNIER 80A - 4 TROUS |  | TERMINAL BLOCK 80A 4 HOLES | [18 empty] | 5 | 3303430149750 | 0 |  | 26 | 7 | 4 | 3 | 0.084 | 23303430149754 | 5 | 135 | 13 | 6 | 13 |  | 43303430149758 | 400 | 11566 | 60 | 40 | 30 | [10 empty] | 7 | N | [12 empty] | MB6 | IT | 8536901000 | [5 empty] | 220060 | [8 empty] | Verdeelklem 80A - 4 gaten | Bornier 80A - 4 trous | [17 empty] | https://eref.se.com/be/nl/sis-tarif/product/14975 | https://eref.se.com/be/fr/sis-tarif/product/14975
Schneider Electric | Schneider Electric | 01022021 |  | Schneider Electric |  | SED | 14979 |  |  | 5.25 |  | 1 |  | 5 | KLEMMENBLOK 125A 7X10 + 6X16 + 1X35 | BORNIER ISOLE 125A - 14 TROUS |  | TERMINAL BLOCK 125A 14 HOLES | [18 empty] | 5 | 3303430149798 | 0 |  | 63.8 | 13 | 12 | 4 | 0.624 | 23303430149792 | 5 | 2595 | 20 | 5 | 11 |  | 43303430149796 | 250 | 16653 | 60 | 40 | 30 |  |  | 2000 | 145200 | 120 | 80 | 80 |  |  |  | 7 | N | [12 empty] | MB6 | IT | 8536901000 | [5 empty] | 220060 | [8 empty] | Klemmenblok 125A - 14 gaten | Bornier isolé 125A - 14 trous | [17 empty] | https://eref.se.com/be/nl/sis-tarif/product/14979 | https://eref.se.com/be/fr/sis-tarif/product/14979
Schneider Electric | Schneider Electric | 01022021 |  | Schneider Electric |  | SED | 15125 |  |  | 53.97 |  | 1 |  | 1 | CMV SCHAKELAAR VOLT-METER | COMMUTATEUR CMV |  | CMV VOLTMETER CHANGE-OVER SWITCH 7 OUTP | [18 empty] | 1 | 3303430151258 | 0 |  | 72 | 8 | 8 | 4 | 0.256 | [7 empty] | 43303430151256 | 80 | 6873 | 40 | 30 | 30 | [10 empty] | 6 | N | [12 empty] | MS4 | MX | 8536508090 | [5 empty] | 290000 | [8 empty] | Omschakelaar iCMV voor voltmeters | Commutateur iCMV pour voltmètres | [17 empty] | https://eref.se.com/be/nl/sis-tarif/product/15125 | https://eref.se.com/be/fr/sis-tarif/product/15125
Schneider Electric | Schneider Electric | 01022021 |  | Schneider Electric |  | SED | 15126 |  |  | 53.18 |  | 1 |  | 1 | CMA SCHAKELAAR AMPERE-METER | COMMUTATEUR CMA |  | CMA AMPMETER CHANGE-OVER SWITCH 4 OUTPUT | [18 empty] | 1 | 3303430151265 | 0 |  | 76 | 8 | 8 | 4 | 0.256 | [7 empty] | 43303430151263 | 80 | 6953 | 40 | 30 | 30 | [10 empty] | 6 | N | [12 empty] | MS4 | MX | 8536508090 | [5 empty] | 290000 | [8 empty] | Omschakelaar iCMA voor ampèremeters | Commutateur iCMA pour ampèremètres | [17 empty] | https://eref.se.com/be/nl/sis-tarif/product/15126 | https://eref.se.com/be/fr/sis-tarif/product/15126
Schneider Electric | Schneider Electric | 01022021 |  | Schneider Electric |  | SED | 15201 |  |  | 231.19 |  | 1 |  | 1 | VLT METER DIGITAAL 0-600 | VOLTMETRE DIGITAL 600V |  | DIGITAL VOLTMETER 0-600V | [18 empty] | 1 | 3303430152019 | 0 |  | 183 | 9 | 8 | 4 | 0.288 | [7 empty] | 43303430152017 | 36 | 6950 | 40 | 30 | 15 | [10 empty] | 6 | N | [12 empty] | MS4 | MX | 9030332090 | [5 empty] | 290000 | [8 empty] | Digitale voltmeter 600V | Voltmètre digital 600V | [17 empty] | https://eref.se.com/be/nl/sis-tarif/product/15201 | https://eref.se.com/be/fr/sis-tarif/product/15201
Schneider Electric | Schneider Electric | 01022021 |  | Schneider Electric |  | SED | 15202 |  |  | 213.73 |  | 1 |  | 1 | AMP METER DIGITAAL 0-10 | AMPEREMETRE DIGITAL 10A |  | DIRECT AMMETER 10A | [18 empty] | 1 | 3303430152026 | 0 |  | 187 | 9 | 8 | 4 | 0.288 | [7 empty] | 43303430152024 | 36 | 7102 | 40 | 30 | 15 | [10 empty] | 6 | N | [12 empty] | MS4 | MX | 9030332090 | [5 empty] | 290000 | [8 empty] | Ampèremeter digitaal 0-10 A | Ampèremètre digital 10A | [17 empty] | https://eref.se.com/be/nl/sis-tarif/product/15202 | https://eref.se.com/be/fr/sis-tarif/product/15202
Schneider Electric | Schneider Electric | 01022021 |  | Schneider Electric |  | SED | 15209 |  |  | 203.34 |  | 1 |  | 1 | AMP METER DIGITAAL 0-5000A | AMPEREM.MULTI-CALIBRES 50 /6000A |  | AMMETER WITH CT 50/6000A | [18 empty] | 1 | 3303430152095 | 0 |  | 185 | 9 | 8 | 4 | 0.288 | [7 empty] | 43303430152093 | 36 | 7038 | 40 | 30 | 15 | [10 empty] | 6 | N | [12 empty] | MS4 | MX | 9030332090 | [5 empty] | 290000 | [8 empty] | Ampèremeter digitaal multicaliber | Ampèremètre digital multicalibre | [17 empty] | https://eref.se.com/be/nl/sis-tarif/product/15209 | https://eref.se.com/be/fr/sis-tarif/product/15209
Schneider Electric | Schneider Electric | 01022021 |  | Schneider Electric |  | SED | 15331 |  |  | 91.49 |  | 1 |  | 1 | IH 7D 18MM | INTER.HORAIRE IHH 7 JOURS |  | IH 7D 18MM | [8 empty] | 09.07 | 1 | [8 empty] | 1 | 3303430153313 | 0 |  | 101 | 11 | 2 | 7 | 0.154 | [8 empty] | 150 | 15337 | 40 | 30 | 30 | [10 empty] | 6 | N | [12 empty] | G11 | OH | 9107000090 | [5 empty] | 210040 | [8 empty] | Schakelklok IHH - 7 dagen | Interrupteur horaire IHH 7 jours | [17 empty] | https://eref.se.com/be/nl/sis-tarif/product/15331 | https://eref.se.com/be/fr/sis-tarif/product/15331
Schneider Electric | Schneider Electric | 01022021 |  | Schneider Electric |  | SED | 15335 |  |  | 58.72 |  | 1 |  | 1 | IH SCHAKELKLOK 24U 1K | IH 24H 16A 1 MOD. |  | IH 18MM 24H WITHOUT RESERVE 1C | [8 empty] | 09.07 | 1 | [8 empty] | 1 | 3303430153351 | 0 |  | 94 | 10 | 7 | 2 | 0.14 | [7 empty] | 43303430153359 | 150 | 14622 | 40 | 30 | 30 | [10 empty] | 2 | Y | [12 empty] | G11 | OH | 9107000090 | [5 empty] | 210040 | [8 empty] | Schakelblok IH - 24u - 1 kan. - 16A - 1 mod. | Interrupteur horaire IH - 24H - 1 can. - 16A - 1 mod. | [17 empty] | https://eref.se.com/be/nl/sis-tarif/product/15335 | https://eref.se.com/be/fr/sis-tarif/product/15335
Schneider Electric | Schneider Electric | 01022021 |  | Schneider Electric |  | SED | 15336 |  |  | 95.69 |  | 1 |  | 1 | IH SCHAKELKLOK 24U+GANGRESERVE 1K | IH 24H 16A 1 MOD. ARM |  | IH 18MM 24H MEM 1C 16A | [8 empty] | 09.07 | 1 | [8 empty] | 1 | 3303430153368 | 0 |  | 103 | 11 | 7 | 2 | 0.154 | [7 empty] | 43303430153366 | 110 | 11964 | 40 | 30 | 30 |  | 73303430153367 | 880 | 110192 | 120 | 80 | 50 |  |  |  | 2 | Y | [12 empty] | G11 | OH | 9107000090 | [5 empty] | 210040 | [8 empty] | Schakelblok IH - 24u - 1 kan. - 16A - 1 mod. - MGR | Interrupteur horaire IH - 24H - 1 can. - 16A - 1 mod. - arm | [17 empty] | https://eref.se.com/be/nl/sis-tarif/product/15336 | https://eref.se.com/be/fr/sis-tarif/product/15336
Schneider Electric | Schneider Electric | 01022021 |  | Schneider Electric |  | SED | 15337 |  |  | 160.25 |  | 1 |  | 1 | IH SCHAKELKLOK 24U+GANGRESERVE 2K | INTER. HORAIRE IH - 24 h - 2 c |  | IH 24H MEM 2C 10A | [8 empty] | 09.07 | 1 | [8 empty] | 1 | 3303430153375 | 0 |  | 234 | 11 | 8 | 8 | 0.704 | [23 empty] | 6 | N | [12 empty] | G11 | OH | 9107000090 | [5 empty] | 210040 | [8 empty] | Schakelklok IH - 24u - 2 kanalen - 10A - met gangreserve 150 uur | Interrupteur horaire IH - 24 H - 2 can. - 10A - arm 150H | [17 empty] | https://eref.se.com/be/nl/sis-tarif/product/15337 | https://eref.se.com/be/fr/sis-tarif/product/15337
Schneider Electric | Schneider Electric | 01022021 |  | Schneider Electric |  | SED | 15341 |  |  | 4.41 |  | 1 |  | 1 | IH RUITERTJES (1 ST=20) | LOT 20 CAVALIERS |  | SET 20 RIDERS FOR TIME SWITCH | [8 empty] | 09.07 | 1 | [8 empty] | 1 | 3303430153412 | 0 |  | 4 | 7 | 2 | 1 | 0.014 | [7 empty] | 43303430153410 | 600 | 2887 | 40 | 30 | 30 | [10 empty] | 6 | N | [12 empty] | G11 | OH | 8538909999 | [5 empty] | 210040 | [8 empty] | 20 ruiters (5 van elk) rood-groen-wit-geel | Lot 20 cavaliers
Schneider Electric | Schneider Electric | 01022021 |  | Schneider Electric |  | SED | 15359 |  |  | 4.46 |  | 1 |  | 5 | MIN KLEMMENAFDEKKAP | CACHE-BORNES POUR MINUTERIE |  | TIMER TERMINAL PROTECTION CB ACTI9 | [18 empty] | 1 | 3303430153597 | 0 |  | 47 | 13 | 6 | 3 | 0.234 | 13303430153594 | 5 | 317 | 18 | 16 | 9 |  | 43303430153595 | 30 | 2442 | 40 | 30 | 30 | [10 empty] | 6 | N | [12 empty] | G11 | OH | 3926909790 | [5 empty] | 210040 | [8 empty] | Klemmenafdekkap voor trappenhuisautomaat | Cache-bornes pour minuterie
Schneider Electric | Schneider Electric | 01022021 |  | Schneider Electric |  | SED | 15363 |  |  | 38.72 |  | 1 |  | 10 | MIN TRAPPENHUISAUT. 7MIN 16A | MINUTERIE REGLABLE DE 1 A 7 MI |  | TIMER 1 TO 7 MINUTES 230V | [8 empty] | 09.07 | 1 | [8 empty] | 1 | 3303430153634 | 0 |  | 85 | 10 | 7 | 2 | 0.14 | 13303430153631 | 10 | 895 | 22 | 10.5 | 7.5 |  | 43303430153632 | 110 | 10781 | 40 | 30 | 30 |  | 73303430153633 | 880 | 94656 | 120 | 80 | 50 |  |  |  | 2 | Y | [12 empty] | G11 | OH | 8536508090 | [5 empty] | 210040 | [8 empty] | Trappenhuisautomaat 1 tot 7 minuten MIN | Minuterie réglable de 1 à 7 minutes MIN. | [17 empty] | https://eref.se.com/be/nl/sis-tarif/product/15363 | https://eref.se.com/be/fr/sis-tarif/product/15363
Schneider Electric | Schneider Electric | 01022021 |  | Schneider Electric |  | SED | 15366 |  |  | 166.27 |  | 1 |  | 1 | IH SCHAKELKLOK 24U-7D+GANGRESERVE 2K | INTER. HORAIRE IH - 24h - 2 ca |  | IH 24H AND 7J MEM 1 AND 1C 10A | [8 empty] | 09.07 | 1 | [8 empty] | 1 | 3303430153665 | 0 |  | 240 | 11 | 8 | 7 | 0.616 | [23 empty] | 6 | N | [12 empty] | G11 | OH | 9107000090 | [5 empty] | 210040 | [8 empty] | Schakelklok IH - 24u+ 7d - 2 kan - 10A. - met gangreserve 150 uur | Interrupteur horaire IH - 24H - 2 can. - 30 + 14 com. - 10A - ARM 150H | [17 empty] | https://eref.se.com/be/nl/sis-tarif/product/15366 | https://eref.se.com/be/fr/sis-tarif/product/15366
Schneider Electric | Schneider Electric | 01022021 |  | Schneider Electric |  | SED | 15440 |  |  | 28.07 |  | 1 |  | 1 | CH URENTELLER 220V | COMPTEUR HORAIRE 220/240V |  | CH HOURS COUNTER DIN 220/240V 50 HZ | [18 empty] | 1 | 3303430154402 | 0 |  | 94 | 9 | 4 | 8 | 0.288 | [7 empty] | 43303430154400 | 72 | 7141 | 40 | 30 | 30 | [10 empty] | 2 | Y | [12 empty] | MS4 | MX | 9029100090 | [5 empty] | 290000 | [8 empty] | Bedrijfsurenteller CH DIN | Compteur horaire CH DIN | [17 empty] | https://eref.se.com/be/nl/sis-tarif/product/15440 | https://eref.se.com/be/fr/sis-tarif/product/15440
Schneider Electric | Schneider Electric | 01022021 |  | Schneider Electric |  | SED | 15443 |  |  | 60.39 |  | 1 |  | 1 | CI PULSTELLER 220V | COMPTEUR D'IMPULSION CI |  | CI IMPULSE COUNTER DIN | [18 empty] | 1 | 3303430154433 | 0 |  | 92 | 9 | 7 | 4 | 0.252 | [7 empty] | 43303430154431 | 72 | 7111 | 40 | 30 | 30 | [10 empty] | 7 | N | [12 empty] | MS4 | MX | 9029100090 | [5 empty] | 290000 | [8 empty] | Pulsteller CI DIN | Compteur d'impulsion CI DIN | [17 empty] | https://eref.se.com/be/nl/sis-tarif/product/15443 | https://eref.se.com/be/fr/sis-tarif/product/15443
Schneider Electric | Schneider Electric | 01022021 |  | Schneider Electric |  | SED | 15607 |  |  | 30.45 |  | 1 |  | 1 | UURTELLER CH 48X48 24VAC | COMPTEUR CH 48X48 24VCA |  | CH HOURS COUNTER 48X48 24VAC | [18 empty] | 1 | 3303430156079 | 0 |  | 60 | 6 | 6 | 6 | 0.216 | [7 empty] | 43303430156077 | 96 | 5904 | 40 | 30 | 30 | [10 empty] | 7 | N | [12 empty] | MS4 | MX | 9029100090 | [5 empty] | 290000 | [8 empty] | Bedrijfsurenteller CH 24V AC - 48 x 48 | Compteur horaire CH 24V CA - 48 x 48 | [17 empty] | https://eref.se.com/be/nl/sis-tarif/product/15607 | https://eref.se.com/be/fr/sis-tarif/product/15607
Schneider Electric | Schneider Electric | 01022021 |  | Schneider Electric |  | SED | 15608 |  |  | 30.15 |  | 1 |  | 1 | HOUR COUNTER 48 x 48 230V AC 50Hz | COMPTEUR CH 48X48 230VCA |  | CH HOURS COUNTER 48X48 230VAC | [18 empty] | 1 | 3303430156086 | 0 |  | 60 | 6 | 6 | 6 | 0.216 | [7 empty] | 43303430156084 | 96 | 6315 | 40 | 30 | 30 | [10 empty] | 2 | Y | [12 empty] | MS4 | MX | 9029100090 | [5 empty] | 290000 | [8 empty] | Bedrijfsurenteller CH 230V AC - 48 x 48 | Compteur horaire CH 230V CA - 48 x 48 | [17 empty] | https://eref.se.com/be/nl/sis-tarif/product/15608 | https://eref.se.com/be/fr/sis-tarif/product/15608
Schneider Electric | Schneider Electric | 01022021 |  | Schneider Electric |  | SED | 15609 |  |  | 51.51 |  | 1 |  | 1 | UURTELLER CH 48X48 12 TOT 36VDC | COMPTEUR CH 48X48 12 A 36VCC |  | CH HOURS COUNTER 48X48 12/36VDC | [18 empty] | 1 | 3303430156093 | 0 |  | 60 | 6 | 6 | 6 | 0.216 | [7 empty] | 43303430156091 | 96 | 6200 | 40 | 30 | 30 | [10 empty] | 2 | Y | [12 empty] | MS4 | MX | 9029100090 | [5 empty] | 290000 | [8 empty] | Bedrijfsurenteller CH 12 tot 36 V DC - 48 x 48 | Compteur horaire CH 12 tot 36V CC - 48 x 48 | [17 empty] | https://eref.se.com/be/nl/sis-tarif/product/15609 | https://eref.se.com/be/fr/sis-tarif/product/15609
Schneider Electric | Schneider Electric | 01022021 |  | Schneider Electric |  | SED | 15668 |  |  | 5.16 |  | 1 |  | 24 | SIGNALISATIELAMPJE VOOR STI | VOYANT DE SIGNALISATION STI |  | FUSE INDICATOR SFT/STI | [8 empty] | 09.07 | 1 | [8 empty] | 1 | 3303430156680 | 0 |  | 5 | 7 | 5 | 2 | 0.07 | 23303430156684 | 24 | 171 | 20 | 30 | 2.73 |  | 43303430156688 | 288 | 2545 | 40 | 30 | 30 | [10 empty] | 6 | N | [12 empty] | CUX | ZX | 8536508090 | [5 empty] | 210040 | [8 empty] | Signalisatielampje voor STI | Voyant de signalisation STI | [17 empty] | https://eref.se.com/be/nl/sis-tarif/product/15668 | https://eref.se.com/be/fr/sis-tarif/product/15668
Schneider Electric | Schneider Electric | 01022021 |  | Schneider Electric |  | SED | 15726 |  |  | 39.68 |  | 1 |  | 1 | ZAKJE VERLICHTING SBI 14X51 (1 ST=12) | SACHET 12P VOYANTS SBI 14X51 |  | 12 FUSE INDICATOR SBI 14X51 | [8 empty] | 09.07 | 1 | [8 empty] | 1 | 3303430157267 | 0 |  | 28 | 10 | 8 | 1 | 0.08 | [7 empty] | 43303430157265 | 36 | 1233 | 40 | 15 | 15 | [10 empty] | 14 | N | [12 empty] | CUC | ZC | 8538909999 | [5 empty] | 210040 | [8 empty] | ZAKJE 12 ST VERLICHTING SBI 14x51 | SACHET 12 P VOYANTS SBI 14x51 | [17 empty] | https://eref.se.com/be/nl/sis-tarif/product/15726 | https://eref.se.com/be/fr/sis-tarif/product/15726
Schneider Electric | Schneider Electric | 01022021 |  | Schneider Electric |  | SED | 15835 |  |  | 46.17 |  | 1 |  | 1 | VOELER VOOR THP | SONDE POUR THP |  | NO AJUSTABLE PROBE | [8 empty] | 09.07 | 1 | [8 empty] | 1 | 3303430158356 | 0 |  | 67 | 10 | 8 | 4 | 0.32 | [7 empty] | 43303430158354 | 66 | 4971 | 40 | 30 | 30 | [10 empty] | 6 | N | [12 empty] | CUC | ZC | 9025900090 | [5 empty] | 210040 | [8 empty] | Voeler voor THP | Sonde pour THP | [17 empty] | https://eref.se.com/be/nl/sis-tarif/product/15835 | https://eref.se.com/be/fr/sis-tarif/product/15835
Schneider Electric | Schneider Electric | 01022021 |  | Schneider Electric |  | SED | 15836 |  |  | 58.55 |  | 1 |  | 1 | REGELBARE VOELER VOOR THP | SONDE REGLABLE POUR THP |  | AJUSTABLE PROBE | [8 empty] | 09.07 | 1 | [8 empty] | 1 | 3303430158363 | 0 |  | 76 | 9 | 8 | 4 | 0.288 | [7 empty] | 43303430158361 | 66 | 5573 | 40 | 30 | 30 | [10 empty] | 6 | N | [12 empty] | CUC | ZC | 9025900090 | [5 empty] | 210040 | [8 empty] | Regelbare voeler voor THP | Sonde réglable pour THP | [17 empty] | https://eref.se.com/be/nl/sis-tarif/product/15836 | https://eref.se.com/be/fr/sis-tarif/product/15836
Schneider Electric | Schneider Electric | 01022021 |  | Schneider Electric |  | SED | 15858 |  |  | 118.85 |  | 1 |  | 1 | ANTENNE ANT DCF | ANTENNE ANT DCF |  | RADIO ANTENNA FOR IHP 15857 | [18 empty] | 1 | 3303430158585 | 0 |  | 191 | 11 | 8 | 8 | 0.704 | [7 empty] | 43303430158583 | 24 | 5071 | 40 | 30 | 30 | [10 empty] | 6 | N | [12 empty] | G11 | OH | 9107000090 | [5 empty] | 210040 | [8 empty] | Antenne ANT DCF | Antenne ANT DCF | [17 empty] | https://eref.se.com/be/nl/sis-tarif/product/15858 | https://eref.se.com/be/fr/sis-tarif/product/15858
Schneider Electric | Schneider Electric | 01022021 |  | Schneider Electric |  | SED | 16003 |  |  | 34.46 |  | 1 |  | 1 | AMP MOTEUR ANAL.72*72 TI X/5 | ANAL.AMP MOTOREN 72*72 TI X/5 |  | AMMETER 72X72 3IN WITHOUT DIAL | [18 empty] | 1 | 3303430160038 | 0 |  | 190 | 10 | 9 | 9 | 0.81 | [7 empty] | 43303430160036 | 33 | 6757 | 40 | 30 | 30 | [10 empty] | 7 | N | [12 empty] | MS4 | MX | 9030900000 | [5 empty] | 290000 | [8 empty] | Analoge ampèremeter voor motoren 72 x 72 TI X/5 | Ampèremètre analogique pour moteurs 72 x 72 TI X/5 | [17 empty] | https://eref.se.com/be/nl/sis-tarif/product/16003 | https://eref.se.com/be/fr/sis-tarif/product/16003
Schneider Electric | Schneider Electric | 01022021 |  | Schneider Electric |  | SED | 16004 |  |  | 33.41 |  | 1 |  | 1 | AMMETER 72X72 1,3IN WITHOUT DIAL (DE) | AMP ANALOGIQUE 72*72 TI X/5 |  | AMMETER 72X72 1,3IN WITHOUT DIAL | [18 empty] | 1 | 3303430160045 | 0 |  | 192 | 10 | 9 | 9 | 0.81 | [7 empty] | 43303430160043 | 33 | 6810 | 40 | 30 | 30 | [10 empty] | 7 | N | [12 empty] | MS4 | MX | 9030900000 | [5 empty] | 290000 | [8 empty] | Analoge ampèremeter 72 x 72 TI X/5 | Ampèremètre analogique 72 x 72 TI X/5 | [17 empty] | https://eref.se.com/be/nl/sis-tarif/product/16004 | https://eref.se.com/be/fr/sis-tarif/product/16004
Schneider Electric | Schneider Electric | 01022021 |  | Schneider Electric |  | SED | 16005 |  |  | 39.71 |  | 1 |  | 1 | VOLTMETER 72X72 0-500V (DE) | VLT ANALOGIQUE 72*72 0-500V |  | VOLTMETER 72X72 0-500V | [18 empty] | 1 | 3303430160052 | 0 |  | 215 | 10 | 9 | 9 | 0.81 | [7 empty] | 43303430160050 | 33 | 7380 | 40 | 30 | 30 | [10 empty] | 2 | Y | [12 empty] | MS4 | MX | 9030332090 | [5 empty] | 290000 | [8 empty] | Analoge voltmeter 72 x 72 0-500V | Voltmètre analogique 72 x 72 0-500V | [17 empty] | https://eref.se.com/be/nl/sis-tarif/product/16005 | https://eref.se.com/be/fr/sis-tarif/product/16005
Schneider Electric | Schneider Electric | 01022021 |  | Schneider Electric |  | SED | 16006 |  |  | 3.84 |  | 1 |  | 10 | AMMETER SCHAAL 3IN VOOR TC30/5A (DE) | CADRAN 0...30A 72*72 |  | AMMETER DIAL 3IN FOR TC30/5A | [18 empty] | 10 | 3303430160069 | 0 |  | 8 | 8 | 8 | 0 | 0 | 23303430160063 | 10 | 102 | 9 | 9 | 9 |  | 43303430160067 | 200 | 2527 | 40 | 30 | 30 | [10 empty] | 7 | N | [12 empty] | MS4 | MX | 9030900000 | [5 empty] | 290000 | [8 empty] | Wijzerplaat 3 In 0-30-90A 72 x 72 voor TI 30/5 | Cadran 3 In 0-30-90A 72 x 72 pour TI 30/5 | [17 empty] | https://eref.se.com/be/nl/sis-tarif/product/16006 | https://eref.se.com/be/fr/sis-tarif/product/16006
Schneider Electric | Schneider Electric | 01022021 |  | Schneider Electric |  | SED | 16007 |  |  | 3.84 |  | 1 |  | 10 | AMMETER SCHAA; 3IN VOOR TC75/5A (DE) | CADRAN 0...75A 72*72 |  | AMMETER DIAL 3IN FOR TC75/5A | [18 empty] | 10 | 3303430160076 | 0 |  | 8 | 8 | 6 | 0 | 0 | 23303430160070 | 10 | 117 | 9 | 9 | 9 |  | 43303430160074 | 200 | 2827 | 40 | 30 | 30 | [10 empty] | 7 | N | [12 empty] | MS4 | MX | 9030900000 | [5 empty] | 290000 | [8 empty] | Wijzerplaat 3 In 0-75-225A 72 x 72 voor TI 75/5 | Cadran 3 In 0-75-225A 72 x 72 pour TI 75/5 | [17 empty] | https://eref.se.com/be/nl/sis-tarif/product/16007 | https://eref.se.com/be/fr/sis-tarif/product/16007
Schneider Electric | Schneider Electric | 01022021 |  | Schneider Electric |  | SED | 16008 |  |  | 3.84 |  | 1 |  | 10 | AMMETER SCHAAL 3IN VOOR TC200/5A (DE) | CADRAN 0...200A 72*72 |  | AMMETER DIAL 3IN FOR TC200/5A | [18 empty] | 10 | 3303430160083 | 0 |  | 8 | 8 | 6 | 0 | 0 | 23303430160087 | 10 | 112 | 9 | 9 | 9 |  | 43303430160081 | 480 | 5863 | 40 | 30 | 30 | [10 empty] | 7 | N | [12 empty] | MS4 | MX | 9030900000 | [5 empty] | 290000 | [8 empty] | Wijzerplaat 3 In 0-200-600A 72 x 72 voor TI 200/5 | Cadran 3 In 0-200-600A 72 x 72 pour TI 200/5 | [17 empty] | https://eref.se.com/be/nl/sis-tarif/product/16008 | https://eref.se.com/be/fr/sis-tarif/product/16008
Schneider Electric | Schneider Electric | 01022021 |  | Schneider Electric |  | SED | 16009 |  |  | 3.81 |  | 1 |  | 10 | AMMETER SCHAAL 1,5IN VOOR TC50/5A (DE) | CADRAN 0...50A 72*72 |  | AMMETER DIAL 1,5IN FOR TC50/5A | [18 empty] | 10 | 3303430160090 | 0 |  | 7 | 8 | 8 | 0 | 0 | 23303430160094 | 10 | 102 | 9 | 9 | 9 |  | 43303430160098 | 100 | 1507 | 40 | 30 | 30 | [10 empty] | 7 | N | [12 empty] | MS4 | MX | 9030900000 | [5 empty] | 290000 | [8 empty] | Wijzerplaat 1,3 In 0-50A 72 x 72 voor TI 50/5 | Cadran 1,3 In 0-50A 72 x 72 pour TI 50/5 | [17 empty] | https://eref.se.com/be/nl/sis-tarif/product/16009 | https://eref.se.com/be/fr/sis-tarif/product/16009
Schneider Electric | Schneider Electric | 01022021 |  | Schneider Electric |  | SED | 16010 |  |  | 3.81 |  | 1 |  | 10 | AMMETER SCHAAL 1,5IN VOOR TC100/5A (DE) | CADRAN 0...100A 72*72 |  | AMMETER DIAL 1,5IN FOR TC100/5A | [18 empty] | 10 | 3303430160106 | 0 |  | 8 | 8 | 8 | 0 | 0 | 23303430160100 | 10 | 112 | 9 | 9 | 9 |  | 43303430160104 | 360 | 4519 | 40 | 30 | 30 | [10 empty] | 7 | N | [12 empty] | MS4 | MX | 9030900000 | [5 empty] | 290000 | [8 empty] | Wijzerplaat 1,3 In 0-100A 72 x 72 voor TI 100/5 | Cadran 1,3 In 0-100A 72 x 72 pour TI 100/5 | [17 empty] | https://eref.se.com/be/nl/sis-tarif/product/16010 | https://eref.se.com/be/fr/sis-tarif/product/16010
Schneider Electric | Schneider Electric | 01022021 |  | Schneider Electric |  | SED | 16011 |  |  | 3.84 |  | 1 |  | 10 | AMMETER SCHAAL 1,5IN VOOR TC200/5A (DE) | CADRAN 0...200A 72*72 |  | AMMETER DIAL 1,5IN FOR TC200/5A | [18 empty] | 10 | 3303430160113 | 0 |  | 3 | 8 | 8 | 0 | 0 | 23303430160117 | 10 | 96 | 8.5 | 8.7 | 8.5 |  | 43303430160111 | 100 | 1447 | 40 | 30 | 30 | [10 empty] | 7 | N | [12 empty] | MS4 | MX | 9030900000 | [5 empty] | 290000 | [8 empty] | Wijzerplaat 1,3 In 0-200A 72 x 72 voor TI 200/5 | Cadran 1,3 In 0-200A 72 x 72 pour TI 200/5 | [17 empty] | https://eref.se.com/be/nl/sis-tarif/product/16011 | https://eref.se.com/be/fr/sis-tarif/product/16011
Schneider Electric | Schneider Electric | 01022021 |  | Schneider Electric |  | SED | 16012 |  |  | 3.79 |  | 1 |  | 10 | AMMETER SCHAAL 1,5IN VOOR TC400/5A (DE) | CADRAN 0...400A 72*72 |  | AMMETER DIAL 1,5IN FOR TC400/5A | [18 empty] | 10 | 3303430160120 | 0 |  | 8 | 8 | 8 | 0 | 0 | 23303430160124 | 10 | 112 | 9 | 9 | 9 |  | 43303430160128 | 100 | 1607 | 40 | 30 | 30 | [10 empty] | 7 | N | [12 empty] | MS4 | MX | 9030900000 | [5 empty] | 290000 | [8 empty] | Wijzerplaat 1,3 In 0-400A 72 x 72 voor TI 400/5 | Cadran 1,3 In 0-400A 72 x 72 pour TI 400/5 | [17 empty] | https://eref.se.com/be/nl/sis-tarif/product/16012 | https://eref.se.com/be/fr/sis-tarif/product/16012
Schneider Electric | Schneider Electric | 01022021 |  | Schneider Electric |  | SED | 16013 |  |  | 3.81 |  | 1 |  | 10 | AMMETER SCHAAL 1,5IN VOOR TC600/5A (DE) | CADRAN 0...600A 72*72 |  | AMMETER DIAL 1,5IN FOR TC600/5A | [18 empty] | 10 | 3303430160137 | 0 |  | 8 | 8 | 8 | 0 | 0 | 23303430160131 | 10 | 112 | 9 | 9 | 9 |  | 43303430160135 | 100 | 1607 | 40 | 30 | 30 | [10 empty] | 7 | N | [12 empty] | MS4 | MX | 9030900000 | [5 empty] | 290000 | [8 empty] | Wijzerplaat 1,3 In 0-600A 72 x 72 voor TI 600/5 | Cadran 1,3 In 0-600A 72 x 72 pour TI 600/5 | [17 empty] | https://eref.se.com/be/nl/sis-tarif/product/16013 | https://eref.se.com/be/fr/sis-tarif/product/16013
Schneider Electric | Schneider Electric | 01022021 |  | Schneider Electric |  | SED | 16014 |  |  | 3.84 |  | 1 |  | 10 | AMMETER SCHAAL 1,5IN VOOR TC1000/5A (DE) | CADRAN 0...1000A 72*72 |  | AMMETER DIAL 1,5IN FOR TC1000/5A | [18 empty] | 10 | 3303430160144 | 0 |  | 8 | 8 | 8 | 0 | 0 | 23303430160148 | 10 | 112 | 9 | 9 | 9 |  | 43303430160142 | 360 | 4519 | 40 | 30 | 30 | [10 empty] | 7 | N | [12 empty] | MS4 | MX | 9030900000 | [5 empty] | 290000 | [8 empty] | Wijzerplaat 1,3 In 0-1000A 72 x 72 voor TI 1000/5 | Cadran 1,3 In 0-1000A 72 x 72 pour TI 1000/5 | [17 empty] | https://eref.se.com/be/nl/sis-tarif/product/16014 | https://eref.se.com/be/fr/sis-tarif/product/16014
Schneider Electric | Schneider Electric | 01022021 |  | Schneider Electric |  | SED | 16015 |  |  | 3.84 |  | 1 |  | 10 | AMMETER SCHAAL 1,5IN VOOR TC1250/5A (DE) | CADRAN 0...1250A 72*72 |  | AMMETER DIAL 1,5IN FOR TC1250/5A | [18 empty] | 10 | 3303430160151 | 0 |  | 8 | 8 | 8 | 0 | 0 | 23303430160155 | 10 | 112 | 9 | 9 | 9 |  | 43303430160159 | 100 | 1607 | 40 | 30 | 30 | [10 empty] | 7 | N | [12 empty] | MS4 | MX | 9030900000 | [5 empty] | 290000 | [8 empty] | Wijzerplaat 1,3 In 0-1250A 72 x 72 voor TI 1250/5 | Cadran 1,3 In 0-1250A 72 x 72 pour TI 1250/5 | [17 empty] | https://eref.se.com/be/nl/sis-tarif/product/16015 | https://eref.se.com/be/fr/sis-tarif/product/16015
Schneider Electric | Schneider Electric | 01022021 |  | Schneider Electric |  | SED | 16016 |  |  | 3.84 |  | 1 |  | 10 | AMMETER SCHAAL 1,5IN VOOR TC1500/5A (DE) | CADRAN 0...1500A 72*72 |  | AMMETER DIAL 1,5IN FOR TC1500/5A | [18 empty] | 10 | 3303430160168 | 0 |  | 8 | 8 | 8 | 0 | 0 | 23303430160162 | 10 | 112 | 9 | 9 | 9 |  | 43303430160166 | 480 | 5863 | 40 | 30 | 30 | [10 empty] | 7 | N | [12 empty] | MS4 | MX | 9030900000 | [5 empty] | 290000 | [8 empty] | Wijzerplaat 1,3 In 0-1500A 72 x 72 voor TI 1500/5 | Cadran 1,3 In 0-1500A 72 x 72 pour TI 1500/5 | [17 empty] | https://eref.se.com/be/nl/sis-tarif/product/16016 | https://eref.se.com/be/fr/sis-tarif/product/16016
Schneider Electric | Schneider Electric | 01022021 |  | Schneider Electric |  | SED | 16017 |  |  | 46.85 |  | 1 |  | 1 | COMMUTATEUR CMA 72*72 | SELECTOR SWITCH CMA 4 POSITIONS (DE) |  | SELECTOR SWITCH CMA 4 POSITIONS | [18 empty] | 1 | 3303430160175 | 0 |  | 119 | 11 | 6 | 6 | 0.396 | [7 empty] | 43303430160173 | 80 | 10095 | 40 | 30 | 30 | [10 empty] | 6 | N | [12 empty] | MS4 | MX | 8536508090 | [5 empty] | 290000 | [8 empty] | Omschakelaar CMA voor ampèremeters - 4 standen | Commutateur CMA 72 x 72 | [17 empty] | https://eref.se.com/be/nl/sis-tarif/product/16017 | https://eref.se.com/be/fr/sis-tarif/product/16017
Schneider Electric | Schneider Electric | 01022021 |  | Schneider Electric |  | SED | 16018 |  |  | 46.85 |  | 1 |  | 1 | COMMUTATEUR CMV 72*72 | SELECTOR SWITCH CMV 7 POSITIONS (DE) |  | SELECTOR SWITCH CMV 7 POSITIONS | [18 empty] | 1 | 3303430160182 | 0 |  | 122 | 7 | 7 | 10 | 0.49 | [7 empty] | 43303430160180 | 80 | 9927 | 40 | 30 | 30 | [10 empty] | 6 | N | [12 empty] | MS4 | MX | 8536508090 | [5 empty] | 290000 | [8 empty] | Omschakelaar CMA voor voltmeters - 7 standen | Commutateur CMV 72 x 72 | [17 empty] | https://eref.se.com/be/nl/sis-tarif/product/16018 | https://eref.se.com/be/fr/sis-tarif/product/16018
Schneider Electric | Schneider Electric | 01022021 |  | Schneider Electric |  | SED | 16019 |  |  | 3.12 |  | 1 |  | 10 | AMMETER SCHAAL 1,5IN VOOR TC2000/5A (DE) | CADRAN 0...2000A 72*72 |  | AMMETER DIAL 1,5IN FOR TC2000/5A | [18 empty] | 10 | 3303430160199 | 0 |  | 7 | 8 | 8 | 0 | 0 | 23303430160193 | 10 | 102 | 9 | 9 | 9 |  | 43303430160197 | 480 | 5383 | 40 | 30 | 30 | [10 empty] | 7 | N | [12 empty] | MS4 | MX | 9030900000 | [14 empty] | Wijzerplaat 1,3 In 0-2000A 72 x 72 voor TI 2000/5 | Cadran 1,3 In 0-2000A 72 x 72 pour TI 2000/5 | [17 empty] | https://eref.se.com/be/nl/sis-tarif/product/16019 | https://eref.se.com/be/fr/sis-tarif/product/16019
Schneider Electric | Schneider Electric | 01022021 |  | Schneider Electric |  | SED | 16029 |  |  | 92.43 |  | 1 |  | 1 | AMP METER ANALOOG 0-30A | AMPEREMETRE 30A |  | MODULAR ANALOG AMMETER AMP 0 TO 30 A | [18 empty] | 1 | 3303430160298 | 0 |  | 163 | 9 | 8 | 8 | 0.576 | [7 empty] | 43303430160296 | 45 | 7732 | 40 | 30 | 30 | [10 empty] | 7 | N | [12 empty] | MS4 | MX | 9030332090 | [5 empty] | 290000 | [8 empty] | Ampèremeter 30A rechtstreekse aansluiting | Ampèremètre 30A connexion directe | [17 empty] | https://eref.se.com/be/nl/sis-tarif/product/16029 | https://eref.se.com/be/fr/sis-tarif/product/16029
Schneider Electric | Schneider Electric | 01022021 |  | Schneider Electric |  | SED | 16030 |  |  | 103.4 |  | 1 |  | 1 | AMP METER ANALOOG 0-5A | AMPEREMETRES SUR TI X/5 |  | MODULAR ANALOG AMMETER WITHOUT SCALE AMP | [18 empty] | 1 | 3303430160304 | 0 |  | 153 | 9 | 8 | 8 | 0.576 | [7 empty] | 43303430160302 | 45 | 7360 | 40 | 30 | 30 | [10 empty] | 7 | N | [12 empty] | MS4 | MX | 9030332090 | [5 empty] | 290000 | [8 empty] | Ampèremeter voor gebruik met TI X/5 | Ampèremètre pour branchement sur TI X/5 | [17 empty] | https://eref.se.com/be/nl/sis-tarif/product/16030 | https://eref.se.com/be/fr/sis-tarif/product/16030
Schneider Electric | Schneider Electric | 01022021 |  | Schneider Electric |  | SED | 16031 |  |  | 3.84 |  | 1 |  | 5 | UITWISSELBARE SCHAKELAAR 0-5A 1 ST | CADRAN 0...5A |  | SCALE-PLATE FOR AMMETER 5A | [18 empty] | 5 | 3303430160311 | 0 |  | 6 | 14 | 9 | 0 | 0 | 23303430160315 | 5 | 40 | 9 | 8 | 2 |  | 43303430160319 | 100 | 1287 | 40 | 30 | 30 | [10 empty] | 7 | N | [12 empty] | MS4 | MX | 9030900000 | [5 empty] | 290000 | [8 empty] | Wijzerplaat 0-5A | Cadran 0-5A | [17 empty] | https://eref.se.com/be/nl/sis-tarif/product/16031 | https://eref.se.com/be/fr/sis-tarif/product/16031
Schneider Electric | Schneider Electric | 01022021 |  | Schneider Electric |  | SED | 16032 |  |  | 3.84 |  | 1 |  | 5 | UITWISSELBARE SCHAKELAAR 0-50A 1ST | CADRAN 0...50A |  | SCALE-PLATE FOR AMMETER TI 50A | [18 empty] | 5 | 3303430160328 | 0 |  | 6 | 14 | 9 | 0 | 0 | 23303430160322 | 5 | 40 | 9 | 8 | 2 |  | 43303430160326 | 100 | 1287 | 40 | 30 | 30 | [10 empty] | 7 | N | [12 empty] | MS4 | MX | 9030900000 | [5 empty] | 290000 | [8 empty] | Wijzerplaat 0-50A | Cadran 0-50A | [17 empty] | https://eref.se.com/be/nl/sis-tarif/product/16032 | https://eref.se.com/be/fr/sis-tarif/product/16032
Schneider Electric | Schneider Electric | 01022021 |  | Schneider Electric |  | SED | 16033 |  |  | 3.84 |  | 1 |  | 5 | UITWISSELBARE SCHAKELAAR 0-75A 1ST | CADRAN 0...75A |  | SCALE-PLATE FOR AMMETER TI 75A | [18 empty] | 5 | 3303430160335 | 0 |  | 6 | 14 | 9 | 0 | 0 | 23303430160339 | 5 | 40 | 9 | 8 | 2 |  | 43303430160333 | 100 | 1287 | 40 | 30 | 30 | [10 empty] | 7 | N | [12 empty] | MS4 | MX | 9030900000 | [5 empty] | 290000 | [8 empty] | Wijzerplaat 0-75A | Cadran 0-75A | [17 empty] | https://eref.se.com/be/nl/sis-tarif/product/16033 | https://eref.se.com/be/fr/sis-tarif/product/16033
Schneider Electric | Schneider Electric | 01022021 |  | Schneider Electric |  | SED | 16034 |  |  | 3.81 |  | 1 |  | 5 | UITWISSELBARE SCHAKELAAR 0-100A | CADRANS 0...100A |  | SCALE-PLATE FOR AMMETER TI 100A | [18 empty] | 5 | 3303430160342 | 0 |  | 6 | 14 | 9 | 0 | 0 | 23303430160346 | 5 | 40 | 9 | 8 | 2 |  | 43303430160340 | 100 | 1287 | 40 | 30 | 30 | [10 empty] | 7 | N | [12 empty] | MS4 | MX | 9030900000 | [5 empty] | 290000 | [8 empty] | Wijzerplaat 0-100A | Cadran 0-100A | [17 empty] | https://eref.se.com/be/nl/sis-tarif/product/16034 | https://eref.se.com/be/fr/sis-tarif/product/16034
Schneider Electric | Schneider Electric | 01022021 |  | Schneider Electric |  | SED | 16035 |  |  | 3.84 |  | 1 |  | 5 | UITWISSELBARE SCHAKELAAR 0-150A 1ST | CADRAN 0...150A |  | SCALE-PLATE FOR AMMETER TI 150A | [18 empty] | 5 | 3303430160359 | 0 |  | 6 | 14 | 9 | 0 | 0 | 23303430160353 | 5 | 40 | 9 | 8 | 2 |  | 43303430160357 | 100 | 1287 | 40 | 30 | 30 | [10 empty] | 7 | N | [12 empty] | MS4 | MX | 9030900000 | [5 empty] | 290000 | [8 empty] | Wijzerplaat 0-150A | Cadran 0-150A | [17 empty] | https://eref.se.com/be/nl/sis-tarif/product/16035 | https://eref.se.com/be/fr/sis-tarif/product/16035
Schneider Electric | Schneider Electric | 01022021 |  | Schneider Electric |  | SED | 16036 |  |  | 3.84 |  | 1 |  | 5 | UITWISSELBARE SCHAKELAAR 0-200A 1ST | CADRAN 0...200A |  | SCALE-PLATE FOR AMMETER TI 200A | [18 empty] | 5 | 3303430160366 | 0 |  | 6 | 14 | 9 | 0 | 0 | 23303430160360 | 5 | 40 | 9 | 2 | 8 |  | 43303430160364 | 100 | 1287 | 40 | 30 | 30 | [10 empty] | 7 | N | [12 empty] | MS4 | MX | 9030900000 | [5 empty] | 290000 | [8 empty] | Wijzerplaat 0-200A | Cadran 0-200A | [17 empty] | https://eref.se.com/be/nl/sis-tarif/product/16036 | https://eref.se.com/be/fr/sis-tarif/product/16036
Schneider Electric | Schneider Electric | 01022021 |  | Schneider Electric |  | SED | 16037 |  |  | 3.84 |  | 1 |  | 5 | UITWISSELBARE SCHAKELAAR 0-250A 1ST | CADRAN 0...250A |  | SCALE-PLATE FOR AMMETER TI 250A | [18 empty] | 5 | 3303430160373 | 0 |  | 6 | 14 | 9 | 0 | 0 | 23303430160377 | 5 | 40 | 9 | 8 | 2 |  | 43303430160371 | 100 | 1287 | 40 | 30 | 30 | [10 empty] | 7 | N | [12 empty] | MS4 | MX | 9030900000 | [5 empty] | 290000 | [8 empty] | Wijzerplaat 0-250A | Cadran 0-250A | [17 empty] | https://eref.se.com/be/nl/sis-tarif/product/16037 | https://eref.se.com/be/fr/sis-tarif/product/16037
Schneider Electric | Schneider Electric | 01022021 |  | Schneider Electric |  | SED | 16038 |  |  | 3.84 |  | 1 |  | 5 | UITWISSELBARE SCHAKELAAR 0-300A 1ST | CADRAN 0...300A |  | SCALE-PLATE FOR AMMETER TI 300A | [18 empty] | 5 | 3303430160380 | 0 |  | 6 | 14 | 9 | 0 | 0 | 23303430160384 | 5 | 40 | 9 | 8 | 2 |  | 43303430160388 | 100 | 1287 | 40 | 30 | 30 | [10 empty] | 21 | N | [12 empty] | MS4 | MX | 9030900000 | [5 empty] | 290000 | [8 empty] | Wijzerplaat 0-300A | Cadran 0-300A | [17 empty] | https://eref.se.com/be/nl/sis-tarif/product/16038 | https://eref.se.com/be/fr/sis-tarif/product/16038
Schneider Electric | Schneider Electric | 01022021 |  | Schneider Electric |  | SED | 16039 |  |  | 3.84 |  | 1 |  | 5 | UITWISSELBARE SCHAKELAAR 0-400A 1ST | CADRAN 0...400A |  | SCALE-PLATE FOR AMMETER TI 400A | [18 empty] | 5 | 3303430160397 | 0 |  | 6 | 14 | 9 | 0 | 0 | 23303430160391 | 5 | 40 | 9 | 8 | 2 |  | 43303430160395 | 100 | 1287 | 40 | 30 | 30 | [10 empty] | 7 | N | [12 empty] | MS4 | MX | 9030900000 | [5 empty] | 290000 | [8 empty] | Wijzerplaat 0-400A | Cadran 0-400A | [17 empty] | https://eref.se.com/be/nl/sis-tarif/product/16039 | https://eref.se.com/be/fr/sis-tarif/product/16039
Schneider Electric | Schneider Electric | 01022021 |  | Schneider Electric |  | SED | 16040 |  |  | 3.84 |  | 1 |  | 5 | UITWISSELBARE SCHAKELAAR 0-500A 1ST | CADRAN 0...500A |  | SCALE-PLATE FOR AMMETER TI 500A | [18 empty] | 5 | 3303430160403 | 0 |  | 6 | 14 | 9 | 0 | 0 | 23303430160407 | 5 | 40 | 9 | 8 | 2 |  | 43303430160401 | 100 | 1287 | 40 | 30 | 30 | [10 empty] | 7 | N | [12 empty] | MS4 | MX | 9030900000 | [5 empty] | 290000 | [8 empty] | Wijzerplaat 0-500A | Cadran 0-500A | [17 empty] | https://eref.se.com/be/nl/sis-tarif/product/16040 | https://eref.se.com/be/fr/sis-tarif/product/16040
Schneider Electric | Schneider Electric | 01022021 |  | Schneider Electric |  | SED | 16041 |  |  | 3.81 |  | 1 |  | 5 | UITWISSELBARE SCHAKELAAR 0-600A 1ST | CADRAN 0...600A |  | SCALE-PLATE FOR AMMETER TI 600A | [18 empty] | 5 | 3303430160410 | 0 |  | 6 | 14 | 9 | 0 | 0 | 23303430160414 | 5 | 40 | 9 | 8 | 2 |  | 43303430160418 | 100 | 1287 | 40 | 30 | 30 | [10 empty] | 7 | N | [12 empty] | MS4 | MX | 9030900000 | [5 empty] | 290000 | [8 empty] | Wijzerplaat 0-600A | Cadran 0-600A | [17 empty] | https://eref.se.com/be/nl/sis-tarif/product/16041 | https://eref.se.com/be/fr/sis-tarif/product/16041
Schneider Electric | Schneider Electric | 01022021 |  | Schneider Electric |  | SED | 16042 |  |  | 3.84 |  | 1 |  | 5 | UITWISSELBARE SCHAKELAAR 0-800A 1ST | CADRAN 0...800A |  | SCALE-PLATE FOR AMMETER TI 800A | [18 empty] | 5 | 3303430160427 | 0 |  | 6 | 14 | 9 | 0 | 0 | 23303430160421 | 5 | 40 | 9 | 2 | 8 |  | 43303430160425 | 100 | 1287 | 40 | 30 | 30 | [10 empty] | 21 | N | [12 empty] | MS4 | MX | 9030900000 | [5 empty] | 290000 | [8 empty] | Wijzerplaat 0-800A | Cadran 0-800A | [17 empty] | https://eref.se.com/be/nl/sis-tarif/product/16042 | https://eref.se.com/be/fr/sis-tarif/product/16042
Schneider Electric | Schneider Electric | 01022021 |  | Schneider Electric |  | SED | 16043 |  |  | 3.84 |  | 1 |  | 5 | UITWISSELBARE SCHAKELAAR 0-1000A 1ST | CADRAN 0...1000A |  | SCALE-PLATE FOR AMMETER TI 1000A | [18 empty] | 5 | 3303430160434 | 0 |  | 6 | 14 | 9 | 0 | 0 | 23303430160438 | 5 | 40 | 9 | 2 | 8 |  | 43303430160432 | 100 | 1287 | 40 | 30 | 30 | [10 empty] | 7 | N | [12 empty] | MS4 | MX | 9030900000 | [5 empty] | 290000 | [8 empty] | Wijzerplaat 0-1000A | Cadran 0-1000A | [17 empty] | https://eref.se.com/be/nl/sis-tarif/product/16043 | https://eref.se.com/be/fr/sis-tarif/product/16043
Schneider Electric | Schneider Electric | 01022021 |  | Schneider Electric |  | SED | 16044 |  |  | 3.84 |  | 1 |  | 5 | UITWISSELBARE SCHAKELAAR 0-1500A 1S | CADRAN 0...1500A |  | SCALE-PLATE FOR AMMETER TI 1500A | [18 empty] | 5 | 3303430160441 | 0 |  | 6 | 14 | 9 | 0 | 0 | 23303430160445 | 5 | 40 | 9 | 2 | 8 |  | 43303430160449 | 100 | 1287 | 40 | 30 | 30 | [10 empty] | 7 | N | [12 empty] | MS4 | MX | 9030900000 | [5 empty] | 290000 | [8 empty] | Wijzerplaat 0-1500A | Cadran 0-1500A | [17 empty] | https://eref.se.com/be/nl/sis-tarif/product/16044 | https://eref.se.com/be/fr/sis-tarif/product/16044
Schneider Electric | Schneider Electric | 01022021 |  | Schneider Electric |  | SED | 16045 |  |  | 3.84 |  | 1 |  | 5 | UITWISSELBARE SCHAKELAAR 0-2000A 1ST | CADRAN 0...2000A |  | SCALE-PLATE FOR AMMETER TI 2000A | [18 empty] | 5 | 3303430160458 | 0 |  | 6 | 14 | 9 | 0 | 0 | 23303430160452 | 5 | 40 | 9 | 8 | 2 |  | 43303430160456 | 100 | 1287 | 40 | 30 | 30 | [10 empty] | 7 | N | [12 empty] | MS4 | MX | 9030900000 | [5 empty] | 290000 | [8 empty] | Wijzerplaat 0-2000A | Cadran 0-2000A | [17 empty] | https://eref.se.com/be/nl/sis-tarif/product/16045 | https://eref.se.com/be/fr/sis-tarif/product/16045
Schneider Electric | Schneider Electric | 01022021 |  | Schneider Electric |  | SED | 16060 |  |  | 88.44 |  | 1 |  | 1 | VLT VOLTMETER 0-300V | VLT ANALOGIQUE 0-300V |  | MODULAR ANALOG VOLTMETER VLT | [18 empty] | 1 | 3303430160601 | 0 |  | 165 | 9 | 8 | 8 | 0.576 | [7 empty] | 43303430160609 | 45 | 7912 | 40 | 30 | 30 | [10 empty] | 7 | N | [12 empty] | MS4 | MX | 9030332090 | [5 empty] | 290000 | [8 empty] | Analoge voltmeter 0-300V voor DIN-rail | Voltmètre analogique 0-300V pour rail DIN | [17 empty] | https://eref.se.com/be/nl/sis-tarif/product/16060 | https://eref.se.com/be/fr/sis-tarif/product/16060
Schneider Electric | Schneider Electric | 01022021 |  | Schneider Electric |  | SED | 16061 |  |  | 88.44 |  | 1 |  | 1 | VLT VOLTMETER 0-500V | VOLTMETRE ANALOGIQUE 0-500V |  | MODULAR ANALOG VOLTMETER VLT | [18 empty] | 1 | 3303430160618 | 0 |  | 163 | 9 | 8 | 8 | 0.576 | [7 empty] | 43303430160616 | 45 | 7781 | 40 | 30 | 30 | [10 empty] | 7 | N | [12 empty] | MS4 | MX | 9030332090 | [5 empty] | 290000 | [8 empty] | Analoge voltmeter 0-500V voor DIN-rail | Voltmètre analogique 0-500V pour rail DIN | [17 empty] | https://eref.se.com/be/nl/sis-tarif/product/16061 | https://eref.se.com/be/fr/sis-tarif/product/16061
Schneider Electric | Schneider Electric | 01022021 |  | Schneider Electric |  | SED | 16074 |  |  | 35.82 |  | 1 |  | 1 | AMMETER 96X96 VOOR STANDAARD VOEDING | AMP 96 X 96 POUR DEPART STANDARD |  | AMP 96 X 96 FOR STANDARD FEEDER | [18 empty] | 1 | 3303430160748 | 0 |  | 256 | 12 | 12 | 11 | 1.584 | [7 empty] | 43303430160746 | 12 | 3559 | 40 | 30 | 30 | [10 empty] | 7 | N | [12 empty] | MS4 | MX | 9030332090 | [14 empty] | Ampèremeter 96 x 96 voor standaard voeding | Ampèremètre 96 x 96 pour départs standard | [17 empty] | https://eref.se.com/be/nl/sis-tarif/product/16074 | https://eref.se.com/be/fr/sis-tarif/product/16074
Schneider Electric | Schneider Electric | 01022021 |  | Schneider Electric |  | SED | 16075 |  |  | 65.37 |  | 1 |  | 1 | VLT VOLTMETRE 96X96 MM 0-500V | VLT VOLTMETER 96X96 MM 0-500V |  | VLT 96 X 96 0-500V | [18 empty] | 1 | 3303430160755 | 0 |  | 282 | 12 | 11 | 11 | 1.452 | [7 empty] | 43303430160753 | 12 | 3830 | 40 | 30 | 30 | [10 empty] | 2 | Y | [12 empty] | MS4 | MX | 9030332090 | [14 empty] | Voltmeter 96 x 96 0-500V | Voltmètre 96 x 96 0-500V | [17 empty] | https://eref.se.com/be/nl/sis-tarif/product/16075 | https://eref.se.com/be/fr/sis-tarif/product/16075
Schneider Electric | Schneider Electric | 01022021 |  | Schneider Electric |  | SED | 16078 |  |  | 6.13 |  | 1 |  | 10 | CADRAN 3IN TC200/5 | WIJZERPLAAT 3 IN TC200/5 |  | DIAL 3IN TC200/5 | [18 empty] | 1 | 3303430160786 | 0 |  | 12 | 9 | 9 | 0 | 0 | 23303430160780 | 10 | 165 | 12 | 8 | 11 |  | 43303430160784 | 100 | 2137 | 40 | 30 | 30 | [10 empty] | 7 | N | [12 empty] | MS4 | MX | 9030900000 | [14 empty] | Wijzerplaat 3 In 0-30-90A 96 x 96 voor TI 200/5 | Cadran 3 In 0-30-90A 96 x 96 pour TI 200/5 | [17 empty] | https://eref.se.com/be/nl/sis-tarif/product/16078 | https://eref.se.com/be/fr/sis-tarif/product/16078
Schneider Electric | Schneider Electric | 01022021 |  | Schneider Electric |  | SED | 16079 |  |  | 6.13 |  | 1 |  | 10 | CADRAN 1,3 IN 0-50A 96x96 | WIJZERPLAAT 1,3 IN 0-50A 96x96 |  | DIAL 1,3IN TC50/5 | [18 empty] | 1 | 3303430160793 | 0 |  | 15 | 8 | 8 | 0 | 0 | 23303430160797 | 10 | 165 | 12 | 10 | 8 |  | 43303430160791 | 100 | 2137 | 40 | 30 | 30 | [10 empty] | 7 | N | [12 empty] | MS4 | MX | 9030900000 | [14 empty] | Wijzerplaat 1,3 In 0-50A 96 x 96 voor TI 50/5 | Cadran 1,3 In 0-50A 96 x 96 pour TI 50/5 | [17 empty] | https://eref.se.com/be/nl/sis-tarif/product/16079 | https://eref.se.com/be/fr/sis-tarif/product/16079
Schneider Electric | Schneider Electric | 01022021 |  | Schneider Electric |  | SED | 16088 |  |  | 5.91 |  | 1 |  | 10 | CADRAN 1,3 IN 0-2500A 96x96 | WIJZERPLAAT 1,3IN 0-2500A 96x96 |  | DIAL 1,3IN TC2500/5 | [18 empty] | 1 | 3303430160885 | 0 |  | 200 | 11 | 11 | 8 | 0.968 | 23303430160889 | 10 | 2000 | 12 | 8 | 12 |  | 43303430160883 | 100 | 20000 | 40 | 30 | 30 | [10 empty] | 7 | N | [12 empty] | MS4 | MX | 9030900000 | [14 empty] | Wijzerplaat 1,3 In 0-2500A 96 x 96 voor TI 2500/5 | Cadran 1,3 In 0-2500A 96 x 96 pour TI 2500/5 | [17 empty] | https://eref.se.com/be/nl/sis-tarif/product/16088 | https://eref.se.com/be/fr/sis-tarif/product/16088
Schneider Electric | Schneider Electric | 01022021 |  | Schneider Electric |  | SED | 16089 |  |  | 6.06 |  | 1 |  | 10 | CADRAN 1,3 IN 0-3000A 96x96 | WIJZERPLAAT 1,3 IN 0-3000A 96x96 |  | DIAL 1,3IN TC3000/5 | [18 empty] | 1 | 3303430160892 | 0 |  | 12 | 11 | 11 | 8 | 0.968 | 23303430160896 | 10 | 1650 | 16 | 7 | 15 |  | 43303430160890 | 100 | 16987 | 40 | 30 | 30 | [10 empty] | 7 | N | [12 empty] | MS4 | MX | 9030900000 | [14 empty] | Wijzerplaat 1,3 In 0-3000A 96 x 96 voor TI 3000/5 | Cadran 1,3 In 0-3000A 96 x 96 pour TI 3000/5 | [17 empty] | https://eref.se.com/be/nl/sis-tarif/product/16089 | https://eref.se.com/be/fr/sis-tarif/product/16089
Schneider Electric | Schneider Electric | 01022021 |  | Schneider Electric |  | SED | 16314 |  |  | 166.04 |  | 1 |  | 1 | CARTRIDGE C1MASTER-350 | CARTOUCHE PARAFOUDRE |  | CARTRIDGE C1 MASTER - 350V SURGE ARRESTE | [8 empty] | 09.07 | 1 | [8 empty] | 1 | 3606480060359 | 0 |  | 262 | 11 | 4 | 8 | 0.352 | [7 empty] | 43606480060357 | 35 | 9500 | 40 | 30 | 15 | [10 empty] | 6 | N | [12 empty] | CUC | ZC | 8536309090 | [14 empty] | cartridge C1 Master-350 voor overspanningsafleider PRD1 Master | CARTOUCHE PARAFOUDRE C1 MASTER - 350V A P KA | [17 empty] | https://eref.se.com/be/nl/sis-tarif/product/16314 | https://eref.se.com/be/fr/sis-tarif/product/16314
Schneider Electric | Schneider Electric | 01022021 |  | Schneider Electric |  | SED | 16315 |  |  | 166.04 |  | 1 |  | 1 | CARTRIDGE C1 25-350 | CARTOUCHE PARAFOUDRE C1 25 - 350V |  | CARTRIDGE C1 25 - 350V SURGE ARRESTER | [8 empty] | 09.07 | 1 | [8 empty] | 1 | 3606480060366 | 0 |  | 152 | 11 | 4 | 8 | 0.352 | [23 empty] | 6 | N | [12 empty] | CUC | ZC | 8536309090 | [14 empty] | cartridge C1 25-350 voor overspanningsafleider PRD1 | CARTOUCHE PARAFOUDRE C1 25 - 350V A P KA | [17 empty] | https://eref.se.com/be/nl/sis-tarif/product/16315 | https://eref.se.com/be/fr/sis-tarif/product/16315
Schneider Electric | Schneider Electric | 01022021 |  | Schneider Electric |  | SED | 16316 |  |  | 58.61 |  | 1 |  | 1 | CARTRIDGE C2 40-350 | CARTOUCHE PARAFOUDRE C2 40 - 350V |  | CARTRIDGE C2 40 - 350V SURGE ARRESTER | [8 empty] | 09.07 | 1 | [8 empty] | 1 | 3606480060373 | 0 |  | 61 | 10 | 7 | 2 | 0.14 | [7 empty] | 43606480060371 | 108 | 6964 | 40 | 30 | 30 | [10 empty] | 6 | N | [12 empty] | CUC | ZC | 8536309090 | [14 empty] | cartridge C2 40-350 voor overspanningsafleider PRD1 | CARTOUCHE PARAFOUDRE C2 40 - 350V A P KA | [17 empty] | https://eref.se.com/be/nl/sis-tarif/product/16316 | https://eref.se.com/be/fr/sis-tarif/product/16316
Schneider Electric | Schneider Electric | 01022021 |  | Schneider Electric |  | SED | 16317 |  |  | 156.26 |  | 1 |  | 1 | CARTRIDGE C1 NEUTRAL-350 | CARTOUCHE PARAFOUDRE C1 NEUTRAL - 350V |  | CARTRIDGE C1 NEUTRAL - 350V SURGE ARREST | [8 empty] | 09.07 | 1 | [8 empty] | 1 | 3606480060380 | 0 |  | 249 | 8 | 4 | 11 | 0.352 | [8 empty] | 28 | 6783 | 40 | 30 | 15 | [10 empty] | 6 | N | [12 empty] | CUC | ZC | 8536309090 | [14 empty] | cartridge C1 Neutraal-350 voor overspanningsafleider PRD1 25r en PRD1 Master | CARTOUCHE PARAFOUDRE C1 NEUTRAL - 350V A P KA | [17 empty] | https://eref.se.com/be/nl/sis-tarif/product/16317 | https://eref.se.com/be/fr/sis-tarif/product/16317
Schneider Electric | Schneider Electric | 01022021 |  | Schneider Electric |  | SED | 16318 |  |  | 137.43 |  | 1 |  | 1 | Vervangingspatroon voor PRD1 35r | Cartouche de rechange pour PRD1 35r |  | CARTRIDGE PRD1 35 -440V SURGE ARRESTER T | [8 empty] | 09.07 | 1 | [8 empty] | 1 | 3606480943249 | 0 |  | 270 | 11 | 8 | 5 | 0.44 | [7 empty] | 43606480943247 | 28 | 7998 | 40 | 30 | 15 | [10 empty] | 6 | N | [12 empty] | CUC | ZC | 8536309090 | [33 empty] | https://eref.se.com/be/nl/sis-tarif/product/16318 | https://eref.se.com/be/fr/sis-tarif/product/16318
Schneider Electric | Schneider Electric | 01022021 |  | Schneider Electric |  | SED | 16329 |  |  | 245.23 |  | 1 |  | 1 | PRD1 25R 1P TYPE1+2 | PARAFOUDRE PRD1 25R 1P 350 V AVEC REPORT |  | PRD1 25R 1P 350 V AVEC REPORT SIGNALISA | [8 empty] | 09.07 | 1 | [8 empty] | 1 | 3606480060397 | 0 |  | 331 | 7 | 4 | 9 | 0.252 | [8 empty] | 26 | 9737 | 40 | 30 | 15 | [10 empty] | 6 | N | [12 empty] | CUC | ZC | 8536303099 | [14 empty] | PRD1 25r modulaire overspanningsafleider - 1 pool - 350V - with remote transfer | Parafoudre modulaire PRD1 25r - 1 pôle - 350 V - avec report à distance | [17 empty] | https://eref.se.com/be/nl/sis-tarif/product/16329 | https://eref.se.com/be/fr/sis-tarif/product/16329
Schneider Electric | Schneider Electric | 01022021 |  | Schneider Electric |  | SED | 16330 |  |  | 490.48 |  | 1 |  | 1 | PRD1 25R 1P+N TYPE1+2 | PARAFOUDRE PRD1 25R 1P N 350 V AVEC REPO |  | PRD1 25R 1P N 350 V WITH REMOTE TRANSFE | [8 empty] | 09.07 | 1 | [8 empty] | 1 | 3606480060403 | 0 |  | 705 | 7 | 7 | 9 | 0.441 | [8 empty] | 12 | 8975 | 40 | 30 | 15 | [10 empty] | 6 | N | [12 empty] | CUC | ZC | 8536303099 | [14 empty] | PRD1 25r mod. overspanningsafleider-1 pool + N-350V-met overdracht op afstand | PARAFOUDRE PRD1 25R 1P N 350 V AVEC REPORT SIGNALISATION A P KA | [17 empty] | https://eref.se.com/be/nl/sis-tarif/product/16330 | https://eref.se.com/be/fr/sis-tarif/product/16330
Schneider Electric | Schneider Electric | 01022021 |  | Schneider Electric |  | SED | 16331 |  |  | 735.71 |  | 1 |  | 1 | PRD1 25R 3P TYPE1+2 | PARAFOUDRE PRD1 25R 3P 350V AVEC REPORT |  | PRD1 25R 3P 350V WITH REPORT SPD | [8 empty] | 09.07 | 1 | [8 empty] | 1 | 3606480060410 | 0 |  | 1076 | 18 | 14 | 10 | 2.52 | [7 empty] | 43606480060418 | 7 | 8083 | 40 | 30 | 30 | [10 empty] | 6 | N | [12 empty] | CUC | ZC | 8536303099 | [14 empty] | PRD1 25r modulaire overspanningsafleider - 3 polen - 350V - with remote transfer | PARAFOUDRE PRD1 25R 3P 350V AVEC REPORT SIGNALISATION A P KA | [17 empty] | https://eref.se.com/be/nl/sis-tarif/product/16331 | https://eref.se.com/be/fr/sis-tarif/product/16331
Schneider Electric | Schneider Electric | 01022021 |  | Schneider Electric |  | SED | 16332 |  |  | 982.9 |  | 1 |  | 1 | PRD1 25R 3P+N TYPE1+2 | PARAFOUDRE PRD1 25R 3P N 350V AVEC REPOR |  | PRD1 25R 3P N 350V WITH REPORT SPD | [8 empty] | 09.07 | 1 | [8 empty] | 1 | 3606480060427 | 0 |  | 1370 | 18 | 14 | 10 | 2.52 | [7 empty] | 43606480060425 | 7 | 10147 | 40 | 30 | 30 | [10 empty] | 2 | Y | [12 empty] | CUC | ZC | 8536303099 | [14 empty] | PRD1 25r modulaire overspanningsafleider - 3 p. + N - 350V - overdr. op afst. | PARAFOUDRE PRD1 25R 3P N 350V AVEC REPORT SIGNALISATION A P KA | [17 empty] | https://eref.se.com/be/nl/sis-tarif/product/16332 | https://eref.se.com/be/fr/sis-tarif/product/16332
Schneider Electric | Schneider Electric | 01022021 |  | Schneider Electric |  | SED | 16360 |  |  | 209.93 |  | 1 |  | 1 | PRD1 MASTER 25 1P TYPE1 | PARAFOUDRE PRD1 MASTER 1P 350V AVEC REPO |  | PRD1 MASTER 1P 350V WITH REMOTE TRANSFE | [8 empty] | 09.07 | 1 | [8 empty] | 1 | 3606480060434 | 0 |  | 397 | 7 | 4 | 9 | 0.252 | [8 empty] | 23 | 10161 | 40 | 30 | 15 | [10 empty] | 6 | N | [12 empty] | CUC | ZC | 8536303099 | [14 empty] | PRD1 Master mod. overspanningsafleider-1 pool-350V-met overdracht op afstand | Parafoudre modulaire Maître PRD1 - 1 pôle - 350 V - avec report à distance | [17 empty] | https://eref.se.com/be/nl/sis-tarif/product/16360 | https://eref.se.com/be/fr/sis-tarif/product/16360
Schneider Electric | Schneider Electric | 01022021 |  | Schneider Electric |  | SED | 16361 |  |  | 421.81 |  | 1 |  | 1 | PRD1 MASTER 25 1P+N TYPE1 | PARAFOUDRE PRD1 MASTER 1P N 350V AVEC RE |  | PRD1 MASTER 1P N 350V WITH REMOTE TRANS | [8 empty] | 09.07 | 1 | [8 empty] | 1 | 3606480060441 | 0 |  | 807 | 7 | 7 | 9 | 0.441 | [8 empty] | 11 | 8914 | 40 | 30 | 15 | [10 empty] | 6 | N | [12 empty] | CUC | ZC | 8536303099 | [14 empty] | PRD1 Master mod. overspanningsafleider-1 pool + N-350V-met overdracht op afstand | PARAFOUDRE PRD1 MASTER 1P N 350V AVEC REPORT SIGNALISATION A P KA | [17 empty] | https://eref.se.com/be/nl/sis-tarif/product/16361 | https://eref.se.com/be/fr/sis-tarif/product/16361
Schneider Electric | Schneider Electric | 01022021 |  | Schneider Electric |  | SED | 16362 |  |  | 633.71 |  | 1 |  | 1 | PRD1 MASTER 25 3P TYPE1 | PARAFOUDRE PRD1 MASTER 3P 350V AVEC REPO |  | PRD1 MASTER 3P 350V WITH REMOTE TRANSFE | [8 empty] | 09.07 | 1 | [8 empty] | 1 | 3606480060458 | 0 |  | 1247 | 18 | 14 | 9 | 2.268 | [7 empty] | 43606480060456 | 7 | 9760 | 40 | 30 | 30 | [10 empty] | 6 | N | [12 empty] | CUC | ZC | 8536303099 | [14 empty] | PRD1 Master mod. overspanningsafleider-3 polen-350V-met overdracht op afstand | PARAFOUDRE PRD1 MASTER 3P 350V AVEC REPORT SIGNALISATION A P KA | [17 empty] | https://eref.se.com/be/nl/sis-tarif/product/16362 | https://eref.se.com/be/fr/sis-tarif/product/16362
Schneider Electric | Schneider Electric | 01022021 |  | Schneider Electric |  | SED | 16363 |  |  | 824.01 |  | 1 |  | 1 | PRD1 MASTER 25 3P+N TYPE1 | PARAFOUDRE PRD1 MASTER 3P N 350V AVEC RE |  | PRD1 MASTER 3P N 350V WITH REPORT SPD | [8 empty] | 09.07 | 1 | [8 empty] | 1 | 3606480060465 | 0 |  | 1574 | 18 | 14 | 10 | 2.52 | [7 empty] | 43606480060463 | 7 | 11406 | 40 | 30 | 30 | [10 empty] | 2 | Y | [12 empty] | CUC | ZC | 8536303099 | [14 empty] | PRD1 Master modulaire overspanningsafleider - 3 p. + N - 350V - overdr. op afst. | PARAFOUDRE PRD1 MASTER 3P N 350V AVEC REPORT SIGNALISATION A P KA | [17 empty] | https://eref.se.com/be/nl/sis-tarif/product/16363 | https://eref.se.com/be/fr/sis-tarif/product/16363
Schneider Electric | Schneider Electric | 01022021 |  | Schneider Electric |  | SED | 16649 |  |  | 236.39 |  | 1 |  | 1 | PRD1 35r 1P 440V | PRD1 35R 1P 440 V AVEC REPORT SIGNALISA |  | PRD1 35R 1P 440 V WITH REMOTE TRANSFER | [8 empty] | 09.07 | 1 | [8 empty] | 1 | 3606480943256 | 0 |  | 423 | 11 | 8 | 5 | 0.44 | [7 empty] | 43606480943254 | 22 | 9748 | 40 | 30 | 15 | [10 empty] | 6 | N | [12 empty] | CUC | ZC | 8536303099 | [33 empty] | https://eref.se.com/be/nl/sis-tarif/product/16649 | https://eref.se.com/be/fr/sis-tarif/product/16649
Schneider Electric | Schneider Electric | 01022021 |  | Schneider Electric |  | SED | 16755 |  |  | 913.18 |  | 1 |  | 1 | ID AARDLEKSCH. 4P 40A 500MA TYPE B | ID 4P 40A 500mA TYPE B |  | RCCB 4P 40A 500MA B | [8 empty] | 09.07 | 1 | [8 empty] | 1 | 3303430167556 | 0 |  | 470 | 9 | 8 | 8 | 0.576 | [8 empty] | 12 | 6179 | 40 | 30 | 15 | [10 empty] | 22 | N | [12 empty] | CUR | ZR | 8536303099 | [5 empty] | 210040 | [9 empty] | disjoncteur différentiel RCCB ID - 4P - 40 A - classe B 500 mA
Schneider Electric | Schneider Electric | 01022021 |  | Schneider Electric |  | SED | 16759 |  |  | 1218.58 |  | 1 |  | 1 | ID AARDLEKSCH. 4P 63A 500MA TYPE B | ID 4P 63A 500mA TYPE B |  | RCCB 4P 63A 500MA B | [8 empty] | 09.07 | 1 | [8 empty] | 1 | 3303430167594 | 0 |  | 483 | 9 | 8 | 8 | 0.576 | [8 empty] | 12 | 6203 | 40 | 30 | 15 | [10 empty] | 6 | N | [12 empty] | CUR | ZR | 8536303099 | [5 empty] | 210040 | [9 empty] | disjoncteur différentiel RCCB ID - 4P - 63 A - classe B 500 mA
Schneider Electric | Schneider Electric | 01022021 |  | Schneider Electric |  | SED | 16763 |  |  | 2443.28 |  | 1 |  | 1 | ID AARDLEKSCH. 4P 125A 30MA TYPE B | ID 4P 125A 30mA TYPE B |  | RCCB 4P 125A 30MA B | [8 empty] | 09.07 | 1 | [8 empty] | 1 | 3303430167631 | 0 |  | 470 | 9 | 8 | 8 | 0.576 | [8 empty] | 12 | 6335 | 40 | 30 | 15 | [10 empty] | 6 | N | [12 empty] | CUR | ZR | 8536303099 | [5 empty] | 210040 | [8 empty] | differentieelschakelaar ID - 4-polig - 125 A - klasse B 30 mA | disjoncteur différentiel RCCB ID - 4P - 125 A - classe B 30 mA | [17 empty] | https://eref.se.com/be/nl/sis-tarif/product/16763 | https://eref.se.com/be/fr/sis-tarif/product/16763
Schneider Electric | Schneider Electric | 01022021 |  | Schneider Electric |  | SED | 16764 |  |  | 1985.16 |  | 1 |  | 1 | ID AARDLEKSCH. 4P 125A 300MA TYPE B | ID 4P 125A 300mA TYPE B |  | RCCB 4P 125A 300MA B | [8 empty] | 09.07 | 1 | [8 empty] | 1 | 3303430167648 | 0 |  | 470 | 9 | 8 | 8 | 0.576 | [7 empty] | 43303430167646 | 12 | 6323 | 40 | 30 | 15 | [10 empty] | 2 | Y | [12 empty] | CUR | ZR | 8536303099 | [5 empty] | 210040 | [8 empty] | differentieelschakelaar ID - 4-polig - 125 A - klasse B 300 mA | disjoncteur différentiel RCCB ID - 4P - 125 A - classe B 300 mA | [17 empty] | https://eref.se.com/be/nl/sis-tarif/product/16764 | https://eref.se.com/be/fr/sis-tarif/product/16764
Schneider Electric | Schneider Electric | 01022021 |  | Schneider Electric |  | SED | 16765 |  |  | 2687.59 |  | 1 |  | 1 | ID AARDLEKSCH. 4P 125A 300MA S TYPE B | ID 4P 125A 300mA S TYPE B |  | RCCB 4P 125A 300MA S B | [8 empty] | 09.07 | 1 | [8 empty] | 1 | 3303430167655 | 0 |  | 470 | 9 | 8 | 8 | 0.576 | [8 empty] | 12 | 6431 | 40 | 30 | 15 | [10 empty] | 6 | N | [12 empty] | CUR | ZR | 8536303099 | [5 empty] | 210040 | [9 empty] | disjoncteur différentiel RCCB ID - 4P - 125 A - classe B 300 mA S | [17 empty] | https://eref.se.com/be/nl/sis-tarif/product/16765 | https://eref.se.com/be/fr/sis-tarif/product/16765
Schneider Electric | Schneider Electric | 01022021 |  | Schneider Electric |  | SED | 16766 |  |  | 2458.54 |  | 1 |  | 1 | ID AARDLEKSCH. 4P 125A 500MA TYPE B | ID 4P 125A 500mA TYPE B |  | RCCB 4P 125A 500MA B | [8 empty] | 09.07 | 1 | [8 empty] | 1 | 3303430167662 | 0 |  | 470 | 9 | 8 | 8 | 0.576 | [8 empty] | 12 | 6323 | 40 | 30 | 15 | [10 empty] | 2 | Y | [12 empty] | CUR | ZR | 8536303099 | [5 empty] | 210040 | [9 empty] | disjoncteur différentiel RCCB ID - 4P - 125 A - classe B 500 mA | [17 empty] | https://eref.se.com/be/nl/sis-tarif/product/16766 | https://eref.se.com/be/fr/sis-tarif/product/16766
Schneider Electric | Schneider Electric | 01022021 |  | Schneider Electric |  | SED | 16920 |  |  | 420.13 |  | 1 |  | 1 | ID AARDLEKSCHAKELAAR SI 4P 125A 30MA | INT.DIF.ID 125A 30MA 4P SI |  | RCCB-ID 4P 125A 30MA ASI | [8 empty] | 09.07 | 1 | [8 empty] | 1 | 3303430169208 | 0 |  | 432 | 9 | 8 | 8 | 0.576 | [7 empty] | 43303430169206 | 24 | 11031 | 40 | 30 | 30 | [10 empty] | 6 | N | [12 empty] | CUR | ZR | 8536303099 | [5 empty] | 210040 | [8 empty] | Differentieelschakelaar - 4P - 125A - 30mA - si | Interrupteur différentiel ID - 125A - 30mA - 4P - si | [17 empty] | https://eref.se.com/be/nl/sis-tarif/product/16920 | https://eref.se.com/be/fr/sis-tarif/product/16920
Schneider Electric | Schneider Electric | 01022021 |  | Schneider Electric |  | SED | 16921 |  |  | 435.7 |  | 1 |  | 1 | ID AARDLEKSCHAKELAAR SI 4P 125A 300MA | RCCB-ID 4P 125A 300MA ASI INTERRUPTEUR D |  | RCCB-ID 4P125A 300MA ASI | [8 empty] | 09.07 | 1 | [8 empty] | 1 | 3303430169215 | 0 |  | 414 | 9 | 8 | 8 | 0.576 | [7 empty] | 43303430169213 | 24 | 10436 | 40 | 30 | 30 | [10 empty] | 2 | Y | [12 empty] | CUR | ZR | 8536303099 | [5 empty] | 210040 | [8 empty] | Differentieelschakelaar - 4P - 125A - 300mA - si | Interrupteur différentiel ID - 125A - 300mA - 4P - si | [17 empty] | https://eref.se.com/be/nl/sis-tarif/product/16921 | https://eref.se.com/be/fr/sis-tarif/product/16921
Schneider Electric | Schneider Electric | 01022021 |  | Schneider Electric |  | SED | 16924 |  |  | 370.95 |  | 1 |  | 1 | ID AARDLEKSCHAKELAAR 4P 125A 30MA A | INTER.DIF. ID 4P 125A 30MA A |  | RCCB 4P 125A 30MA A | [8 empty] | 09.07 | 1 | [8 empty] | 1 | 3303430169246 | 0 |  | 451 | 9 | 8 | 7 | 0.504 | [7 empty] | 43303430169244 | 12 | 5759 | 40 | 30 | 15 | [10 empty] | 2 | Y | [12 empty] | CUR | ZR | 8536303099 | [5 empty] | 210040 | [8 empty] | Differentieelschakelaar ID 4P 125A 30MA A | Interrupteur differentiel ID 4P 125A 30MA A | [17 empty] | https://eref.se.com/be/nl/sis-tarif/product/16924 | https://eref.se.com/be/fr/sis-tarif/product/16924
Schneider Electric | Schneider Electric | 01022021 |  | Schneider Electric |  | SED | 16925 |  |  | 427.71 |  | 1 |  | 1 | ID AARDLEKSCHAKELAAR 4P 125A 300MA A S | INTER.DIF. ID 4P 125A 300mA A Sélectif |  | RCCB 4P 125A 300MA A S | [8 empty] | 09.07 | 1 | [8 empty] | 1 | 3303430169253 | 0 |  | 436 | 9 | 8 | 8 | 0.576 | [8 empty] | 12 | 5687 | 40 | 30 | 15 | [10 empty] | 2 | Y | [12 empty] | CUR | ZR | 8536303099 | [5 empty] | 210040 | [8 empty] | Differentieelschakelaar 4P 125A 300MA A S (DE) | Interrupteur differentiel ID 4P 125A 300mA A | [17 empty] | https://eref.se.com/be/nl/sis-tarif/product/16925 | https://eref.se.com/be/fr/sis-tarif/product/16925
Schneider Electric | Schneider Electric | 01022021 |  | Schneider Electric |  | SED | 16926 |  |  | 362.55 |  | 1 |  | 1 | ID AARDLEKSCHAKELAAR 4P 125A 300MA A | INTER.DIF. ID 4P 125A 300mA A |  | RCCB 4P 125A 300MA A | [8 empty] | 09.07 | 1 | [8 empty] | 1 | 3303430169260 | 0 |  | 426 | 9 | 11 | 8 | 0.792 | [7 empty] | 43303430169268 | 12 | 5313 | 40 | 30 | 15 | [10 empty] | 2 | Y | [12 empty] | CUR | ZR | 8536303099 | [5 empty] | 210040 | [8 empty] | Differentieelschakelaar 4P 125A 300MA A (DE) | Interrupteur differentiel ID 4P 125A 300mA A | [17 empty] | https://eref.se.com/be/nl/sis-tarif/product/16926 | https://eref.se.com/be/fr/sis-tarif/product/16926
Schneider Electric | Schneider Electric | 01022021 |  | Schneider Electric |  | SED | 16927 |  |  | 372.37 |  | 1 |  | 1 | DIFFERENTIEELSCHAKELAAR 4P 125A 500MA A | Interrupteur différentiel 4P 125A 500mA |  | RCCB 4P 125A 500MA A | [8 empty] | 09.07 | 1 | [8 empty] | 1 | 3303430169277 | 0 |  | 413 | 9 | 8 | 8 | 0.576 | [7 empty] | 43303430169275 | 24 | 10395 | 40 | 30 | 30 | [10 empty] | 6 | N | [12 empty] | CUR | ZR | 8536303099 | [14 empty] | differentieelschakelaar ID - 4-polig - 125 A - klasse A 500 mA | interrupteur différentiel ID - 4P - 125 A - classe A 500 mA | [17 empty] | https://eref.se.com/be/nl/sis-tarif/product/16927 | https://eref.se.com/be/fr/sis-tarif/product/16927
Schneider Electric | Schneider Electric | 01022021 |  | Schneider Electric |  | SED | 16939 |  |  | 19.49 |  | 1 |  | 1 | KLEMMENAFDEKPLATEN 4P ID 80-100-125A | CACHE BORNE 4P ID 80-100-125A |  | 10 TERM,SCREW SHIELD 4P | [18 empty] | 1 | 3303430169390 | 0 |  | 50 | 10 | 8 | 3 | 0.24 | [8 empty] | 110 | 5280 | 30 | 40 | 15 | [10 empty] | 2 | Y | [12 empty] | CUX | ZX | 3926909790 | [5 empty] | 210040 | [9 empty] | cloison d’isolation - 4P - pour ID RCCB - lot de 10 | [17 empty] | https://eref.se.com/be/nl/sis-tarif/product/16939 | https://eref.se.com/be/fr/sis-tarif/product/16939
Schneider Electric | Schneider Electric | 01022021 |  | Schneider Electric |  | SED | 16940 |  |  | 22.03 |  | 1 |  | 1 | OFS ADAPTER + HULPCONTACT | AUXILIAIRE OFsp POUR ID |  | AUXILIARY CONTACT 1 NC AND 1 OC | [8 empty] | 09.07 | 1 | [8 empty] | 1 | 3303430169406 | 0 |  | 52 | 10 | 8 | 3 | 0.24 | [7 empty] | 43303430169404 | 45 | 2746 | 40 | 30 | 30 | [10 empty] | 2 | Y | [12 empty] | CUX | ZX | 8536508090 | [5 empty] | 210040 | [8 empty] | Hulpcontact OF SP voor differentieelschakelaar | Auxiliaire OF sp pour ID | [17 empty] | https://eref.se.com/be/nl/sis-tarif/product/16940 | https://eref.se.com/be/fr/sis-tarif/product/16940
Schneider Electric | Schneider Electric | 01022021 |  | Schneider Electric |  | SED | 16970 |  |  | 351.27 |  | 1 |  | 1 | ID AARDLEKSCHAKELAAR 2P 125A 30MA A | INTER.DIF. ID 2P 125A 30MA A |  | RCCB 2P 125A 30MA A | [8 empty] | 09.07 | 1 | [8 empty] | 1 | 3303430169703 | 0 |  | 264 | 9 | 8 | 4 | 0.288 | [7 empty] | 43303430169701 | 72 | 19500 | 40 | 30 | 30 | [10 empty] | 6 | N | [12 empty] | CUR | ZR | 8536303099 | [5 empty] | 210040 | [8 empty] | Differentieelschakelaar ID 2P 125A 30MA A | Interrupteur differentiel ID 2P 125A 30MA A | [17 empty] | https://eref.se.com/be/nl/sis-tarif/product/16970 | https://eref.se.com/be/fr/sis-tarif/product/16970
Schneider Electric | Schneider Electric | 01022021 |  | Schneider Electric |  | SED | 16971 |  |  | 335.19 |  | 1 |  | 1 | ID AARDLEKSCHAKELAAR 2P 125A 300MA A | INTER.DIF. ID 2P 125A 300MA A |  | RCCB 2P 125A 300MA A | [8 empty] | 09.07 | 1 | [8 empty] | 1 | 3303430169710 | 0 |  | 242 | 9 | 8 | 4 | 0.288 | [7 empty] | 43303430169718 | 72 | 17910 | 40 | 30 | 30 | [10 empty] | 6 | N | [12 empty] | CUR | ZR | 8536303099 | [5 empty] | 210040 | [8 empty] | Differentieelschakelaar ID 2P 125A 300MA A | Interrupteur differentiel ID 2P 125A 300MA A | [17 empty] | https://eref.se.com/be/nl/sis-tarif/product/16971 | https://eref.se.com/be/fr/sis-tarif/product/16971
Schneider Electric | Schneider Electric | 01022021 |  | Schneider Electric |  | SED | 16972 |  |  | 397.96 |  | 1 |  | 1 | ID AARDLEKSCHAKELAAR 2P 125A 30MA A SI | INTER.DIF. ID 2P 125A 30MA A SI |  | RCCB-ID 2P 125A 30MA ASI RESIDUAL CURREN | [8 empty] | 09.07 | 1 | [8 empty] | 1 | 3303430169727 | 0 |  | 261 | 9 | 8 | 4 | 0.288 | [7 empty] | 43303430169725 | 72 | 19420 | 40 | 30 | 30 | [10 empty] | 6 | N | [12 empty] | CUR | ZR | 8536303099 | [5 empty] | 210040 | [8 empty] | Differentieelschakelaar ID 2P 125A 30MA A S | Interrupteur differentiel ID 2P 125A 30MA A S | [17 empty] | https://eref.se.com/be/nl/sis-tarif/product/16972 | https://eref.se.com/be/fr/sis-tarif/product/16972
Schneider Electric | Schneider Electric | 01022021 |  | Schneider Electric |  | SED | 17411 |  |  | 24.18 |  | 1 |  | 12 | C60N 1P 0,5A C UL1077/CSA C22-2 | C60N 1P 0,5A C UL1077/CSA C22-2 |  | C.BREAKER C60 OEM UL1077 1P 0.5A C 277V | [8 empty] | 09.07 | 1 | [8 empty] | 1 | 785901884620 | 0 |  | 117 | 9 | 2 | 8 | 0.144 | 10785901884627 | 12 | 1467 | 24.5 | 9.5 | 8.5 |  | 40785901884628 | 144 | 18091 | 40 | 30 | 30 | [10 empty] | 13 | N | [12 empty] | CUD | ZD | 8536201090 | [5 empty] | 210040 | [8 empty] | Automaat C60N 1P 0,5A C UL1077/CSA C22-2 | Disjoncteur C60N 1P 0,5A C UL1077/CSA C22-2 | [17 empty] | https://eref.se.com/be/nl/sis-tarif/product/17411 | https://eref.se.com/be/fr/sis-tarif/product/17411
Schneider Electric | Schneider Electric | 01022021 |  | Schneider Electric |  | SED | 17424 |  |  | 29.07 |  | 1 |  | 12 | C60N 1P 5A D UL1077/CSA C22-2 | C60N 1P 5A D UL1077/CSA C22-2 |  | C.BREAKER C60 OEM UL1077 1P 5A D 277V 50 | [8 empty] | 09.07 | 1 | [8 empty] | 1 | 785901889328 | 0 |  | 119 | 9 | 2 | 8 | 0.144 | 10785901889325 | 12 | 1510 | 24.5 | 9.5 | 8.5 |  | 40785901889326 | 144 | 18607 | 40 | 30 | 30 | [10 empty] | 12 | N | [12 empty] | CUD | ZD | 8536201090 | [5 empty] | 210040 | [8 empty] | Automaat C60N 1P 5A D UL1077/CSA C22-2 | Disjoncteur C60N 1P 5A D UL1077/CSA C22-2
Schneider Electric | Schneider Electric | 01022021 |  | Schneider Electric |  | SED | 17425 |  |  | 24.48 |  | 1 |  | 12 | C60N 1P 7A D UL1077/CSA C22-2 | C60N 1P 7A D UL1077/CSA C22-2 |  | C.BREAKER C60 OEM UL1077 1P 7A D 277V 50 | [8 empty] | 09.07 | 1 | [8 empty] | 1 | 785901889335 | 0 |  | 117 | 9 | 2 | 8 | 0.144 | 10785901889332 | 12 | 1474 | 24.5 | 9.5 | 8.5 |  | 40785901889333 | 144 | 18175 | 40 | 30 | 30 | [10 empty] | 11 | N | [12 empty] | CUD | ZD | 8536201090 | [14 empty] | Automaat C60N 1P 7A D UL1077/CSA C22-2 | Disjoncteur C60N 1P 7A D UL1077/CSA C22-2
Schneider Electric | Schneider Electric | 01022021 |  | Schneider Electric |  | SED | 17456 |  |  | 46.68 |  | 1 |  | 6 | C60N 2P 15A D UL1077/CSA C22-2 | C60N 2P 15A D UL1077/CSA C22-2 |  | C.BREAKER C60 OEM UL1077 2P 15A D 480Y/2 | [8 empty] | 09.07 | 1 | [8 empty] | 1 | 785901889588 | 0 |  | 222 | 9 | 8 | 4 | 0.288 |  | 6 | 1484 | 24.5 | 9 | 8.5 |  |  | 72 | 18295 | 40 | 30 | 30 | [10 empty] | 13 | N | [12 empty] | CUD | ZD | 8536201090 | [5 empty] | 210040 | [8 empty] | Automaat C60N 2P 15A D UL1077/CSA C22-2 | Disjoncteur C60N 2P 15A D UL1077/CSA C22-2
Schneider Electric | Schneider Electric | 01022021 |  | Schneider Electric |  | SED | 17458 |  |  | 48.77 |  | 1 |  | 6 | C60N 2P 35A D UL1077/CSA C22-2 | C60N 2P 35A D UL1077/CSA C22-2 |  | C60 OEM UL1077 2P 35A D 480Y/277V 5000A | [8 empty] | 09.07 | 1 | [8 empty] | 1 | 785901889601 | 0 |  | 249 | 9 | 4 | 8 | 0.288 | 10785901889608 | 6 | 1590 | 24.5 | 9.5 | 8.5 |  | 40785901889609 | 72 | 19567 | 40 | 30 | 30 | [10 empty] | 12 | N | [12 empty] | CUD | ZD | 8536201090 | [14 empty] | Automaat C60N 2P 35A D UL1077/CSA C22-2 | Disjoncteur C60N 2P 35A D UL1077/CSA C22-2 | [17 empty] | https://eref.se.com/be/nl/sis-tarif/product/17458 | https://eref.se.com/be/fr/sis-tarif/product/17458
Schneider Electric | Schneider Electric | 01022021 |  | Schneider Electric |  | SED | 18264 |  |  | 550.32 |  | 1 |  | 1 | REDS 4P 25A 30MA A | REDs 4P 25A 30mA A |  | Acti 9 REDS 4P 25A 30mA A | [8 empty] | 09.07 | 1 | [8 empty] | 1 | 3303430182641 | 0 |  | 816 | 18 | 13 | 15 | 3.51 | [7 empty] | 43303430182649 | 6 | 5359 | 40 | 30 | 30 | [10 empty] | 6 | N | [12 empty] | CUR | ZR | 8536303099 | [33 empty] | https://eref.se.com/be/nl/sis-tarif/product/18264 | https://eref.se.com/be/fr/sis-tarif/product/18264
Schneider Electric | Schneider Electric | 01022021 |  | Schneider Electric |  | SED | 18265 |  |  | 538.67 |  | 1 |  | 1 | REDS 4P 25A 300MA A | REDs 4P 25A 300mA A |  | Acti 9 REDS 4P 25A 300mA A | [8 empty] | 09.07 | 1 | [8 empty] | 1 | 3303430182658 | 0 |  | 830 | 18 | 13 | 15 | 3.51 | [8 empty] | 8 | 7047 | 40 | 30 | 30 | [10 empty] | 6 | N | [12 empty] | CUR | ZR | 8504408290 | [33 empty] | https://eref.se.com/be/nl/sis-tarif/product/18265 | https://eref.se.com/be/fr/sis-tarif/product/18265
Schneider Electric | Schneider Electric | 01022021 |  | Schneider Electric |  | SED | 18266 |  |  | 573.64 |  | 1 |  | 1 | REDS 4P 40A 30MA A | REDs 4P 40A 30mA A |  | Acti 9 REDS 4P 40A 30mA A | [8 empty] | 09.07 | 1 | [8 empty] | 1 | 3303430182665 | 0 |  | 817 | 17 | 14 | 12 | 2.856 | [23 empty] | 6 | N | [12 empty] | CUR | ZR | 8504408290 | [33 empty] | https://eref.se.com/be/nl/sis-tarif/product/18266 | https://eref.se.com/be/fr/sis-tarif/product/18266
Schneider Electric | Schneider Electric | 01022021 |  | Schneider Electric |  | SED | 18267 |  |  | 559.66 |  | 1 |  | 1 | REDS 4P 40A 300MA A | REDs 4P 40A 300mA A |  | REDS 4P 40A 300MA A | [8 empty] | 09.07 | 1 | [8 empty] | 1 | 3303430182672 | 0 |  | 828 | 18 | 12 | 15 | 3.24 | [8 empty] | 8 | 7063 | 40 | 30 | 30 | [10 empty] | 6 | N | [12 empty] | CUR | ZR | 8504408290 | [33 empty] | https://eref.se.com/be/nl/sis-tarif/product/18267 | https://eref.se.com/be/fr/sis-tarif/product/18267
Schneider Electric | Schneider Electric | 01022021 |  | Schneider Electric |  | SED | 18268 |  |  | 766.19 |  | 1 |  | 1 | REDS 4P 63A 30MA A | REDs 4P 63A 30mA A |  | Acti 9 REDS 4P 63A 30mA A | [8 empty] | 09.07 | 1 | [8 empty] | 1 | 3303430182689 | 0 |  | 840 | 17 | 14 | 12 | 2.856 | [23 empty] | 6 | N | [12 empty] | CUR | ZR | 8504408290 | [33 empty] | https://eref.se.com/be/nl/sis-tarif/product/18268 | https://eref.se.com/be/fr/sis-tarif/product/18268
Schneider Electric | Schneider Electric | 01022021 |  | Schneider Electric |  | SED | 18269 |  |  | 658.26 |  | 1 |  | 1 | REDS 4P 63A 300MA A | REDS 4P 63A 300MA A |  | Acti 9 REDS 4P 63A 300mA A | [8 empty] | 09.07 | 1 | [8 empty] | 1 | 3303430182696 | 0 |  | 836 | 17 | 14 | 12 | 2.856 | [23 empty] | 6 | N | [12 empty] | CUR | ZR | 8504408290 | [33 empty] | https://eref.se.com/be/nl/sis-tarif/product/18269 | https://eref.se.com/be/fr/sis-tarif/product/18269
Schneider Electric | Schneider Electric | 01022021 |  | Schneider Electric |  | SED | 18280 |  |  | 417.67 |  | 1 |  | 1 | REDTEST 2P 25A 30MA A | REDTEST 2P 25A 30mA A |  | RED TEST 2P 25A 30mA A RCCB | [8 empty] | 09.07 | 1 | [8 empty] | 1 | 3303430182801 | 0 |  | 715 | 17 | 15 | 12 | 3.06 | [7 empty] | 43303430182809 | 7 | 5492 | 40 | 30 | 30 | [10 empty] | 6 | N | [12 empty] | CUR | ZR | 8536303099 | [5 empty] | 210040 | [9 empty] | interrupteur différentiel REDTEST - 2P - 25A - 30mA - A | [17 empty] | https://eref.se.com/be/nl/sis-tarif/product/18280 | https://eref.se.com/be/fr/sis-tarif/product/18280
Schneider Electric | Schneider Electric | 01022021 |  | Schneider Electric |  | SED | 18281 |  |  | 454.36 |  | 1 |  | 1 | REDTEST 2P 40A 30MA A | REDTEST 2P 40A 30mA A |  | RED TEST 2P 40A 30mA A RCCB | [8 empty] | 09.07 | 1 | [8 empty] | 1 | 3303430182818 | 0 |  | 728 | 18 | 15 | 12 | 3.24 | [7 empty] | 43303430182816 | 7 | 5583 | 40 | 30 | 30 | [10 empty] | 6 | N | [12 empty] | CUR | ZR | 8536303099 | [5 empty] | 210040 | [9 empty] | interrupteur différentiel REDTEST - 2P - 40A - 30mA - A | [17 empty] | https://eref.se.com/be/nl/sis-tarif/product/18281 | https://eref.se.com/be/fr/sis-tarif/product/18281
Schneider Electric | Schneider Electric | 01022021 |  | Schneider Electric |  | SED | 18526 |  |  | 8.48 |  | 1 |  | 10 | C120 KLEMMENAFDEKKAP 1P (1 ST=2) | CACHE-BORNE C120 |  | SET OF 2 TERMINAL SHIELDS /C120 | [8 empty] | 09.07 | 1 | [8 empty] | 1 | 3303430185260 | 0 |  | 41 | 7 | 6 | 3 | 0.126 | 13303430185267 | 10 | 456 | 33 | 9.5 | 8.5 |  | 43303430185268 | 60 | 3086 | 40 | 30 | 30 | [10 empty] | 6 | N | [12 empty] | CUX | ZX | 8547200090 | [5 empty] | 210040 | [8 empty] | Klemmenafdekkap C120 | Cache-borne C120 | [17 empty] | https://eref.se.com/be/nl/sis-tarif/product/18526 | https://eref.se.com/be/fr/sis-tarif/product/18526
Schneider Electric | Schneider Electric | 01022021 |  | Schneider Electric |  | SED | 18527 |  |  | 9.58 |  | 1 |  | 10 | C120 SCHROEVENAFDEKKAP (1 ST=8) | CACHE-VIS C120 |  | TERMINAL SCREW SHIELDS (8) /C120 | [8 empty] | 09.07 | 1 | [8 empty] | 1 | 3303430185277 | 0 |  | 26 | 12 | 4 | 2 | 0.096 | 13303430185274 | 10 | 312 | 33 | 9.5 | 8.5 |  | 43303430185275 | 90 | 3306 | 40 | 30 | 30 | [10 empty] | 6 | N | [12 empty] | CUX | ZX | 8536201090 | [5 empty] | 210040 | [8 empty] | Schroevenafdekkap C120 | Cache-vis C120 | [17 empty] | https://eref.se.com/be/nl/sis-tarif/product/18527 | https://eref.se.com/be/fr/sis-tarif/product/18527
Schneider Electric | Schneider Electric | 01022021 |  | Schneider Electric |  | SED | 18528 |  |  | 21.44 |  | 1 |  | 10 | REAR CONNEC. + TERM.SHIELD (1 ST=2) | BORNE PRISE ARRIŸRE (2 PIŸCES) |  | SET 2 REAR CONNEC. AND TERM.SHIELD | [18 empty] | 1 | 3303430185284 | 0 |  | 106 | 8 | 8 | 3 | 0.192 | 13303430185281 | 10 | 1127 | 33 | 9.5 | 8.5 |  | 43303430185282 | 90 | 10630 | 40 | 30 | 30 | [10 empty] | 12 | N | [12 empty] | CUX | ZX | 8536901000 | [5 empty] | 210040 | [8 empty] | Achterkantbevest. klem (2 stuks) | Borne prise arrière (2 pièces) | [17 empty] | https://eref.se.com/be/nl/sis-tarif/product/18528 | https://eref.se.com/be/fr/sis-tarif/product/18528
Schneider Electric | Schneider Electric | 01022021 |  | Schneider Electric |  | SED | 18610 |  |  | 71.62 |  | 1 |  | 12 | NG125N 1P C10 | NG125N 1P C10 |  | NG125N 1P 10A C | [8 empty] | 09.07 | 1 | [8 empty] | 1 | 3303430186106 | 0 |  | 245 | 11 | 3 | 8 | 0.264 | 23303430186100 | 12 | 2990 | 35.8 | 11.9 | 9.1 |  | 43303430186104 | 72 | 18427 | 40 | 30 | 30 | [10 empty] | 6 | N | [12 empty] | CUG | ZG | 8536201090 | [5 empty] | 210040 | [8 empty] | Automaat NG125N 1P C10 | Disjoncteur NG125N 1P C10 | [17 empty] | https://eref.se.com/be/nl/sis-tarif/product/18610 | https://eref.se.com/be/fr/sis-tarif/product/18610
Schneider Electric | Schneider Electric | 01022021 |  | Schneider Electric |  | SED | 18611 |  |  | 66.35 |  | 1 |  | 12 | NG125N 1P C16 | NG125N 1P C16 |  | NG125N 1P 16A C | [8 empty] | 09.07 | 1 | [8 empty] | 1 | 3303430186113 | 0 |  | 249 | 12 | 11 | 8 | 1.056 | 23303430186117 | 12 | 3034 | 36 | 11.9 | 9.1 |  | 43303430186111 | 72 | 18691 | 40 | 30 | 30 | [10 empty] | 6 | N | [12 empty] | CUG | ZG | 8536201090 | [5 empty] | 210040 | [8 empty] | Automaat NG125N 1P C16 | Disjoncteur NG125N 1P C16 | [17 empty] | https://eref.se.com/be/nl/sis-tarif/product/18611 | https://eref.se.com/be/fr/sis-tarif/product/18611
Schneider Electric | Schneider Electric | 01022021 |  | Schneider Electric |  | SED | 18612 |  |  | 66.35 |  | 1 |  | 12 | NG125N 1P C20 | NG125N 1P C20 |  | NG125N 1P 20A C | [8 empty] | 09.07 | 1 | [8 empty] | 1 | 3303430186120 | 0 |  | 244 | 11 | 8 | 3 | 0.264 | 13303430186127 | 12 | 3018 | 36.2 | 12.1 | 9.3 |  | 43303430186128 | 72 | 18544 | 40 | 30 | 30 | [10 empty] | 6 | N | [12 empty] | CUG | ZG | 8536201090 | [5 empty] | 210040 | [8 empty] | Automaat NG125N 1P C20 | Disjoncteur NG125N 1P C20 | [17 empty] | https://eref.se.com/be/nl/sis-tarif/product/18612 | https://eref.se.com/be/fr/sis-tarif/product/18612
Schneider Electric | Schneider Electric | 01022021 |  | Schneider Electric |  | SED | 18613 |  |  | 71.62 |  | 1 |  | 12 | NG125N 1P C25 | NG125N 1P C25 |  | NG125N 1P 25A C | [8 empty] | 09.07 | 1 | [8 empty] | 1 | 3303430186137 | 0 |  | 245 | 11 | 8 | 3 | 0.264 | 13303430186134 | 12 | 3032 | 35.5 | 11.6 | 9 |  | 43303430186135 | 72 | 18679 | 40 | 30 | 30 | [10 empty] | 6 | N | [12 empty] | CUG | ZG | 8536201090 | [5 empty] | 210040 | [8 empty] | Automaat NG125N 1P C25 | Disjoncteur NG125N 1P C25 | [17 empty] | https://eref.se.com/be/nl/sis-tarif/product/18613 | https://eref.se.com/be/fr/sis-tarif/product/18613
Schneider Electric | Schneider Electric | 01022021 |  | Schneider Electric |  | SED | 18614 |  |  | 71.62 |  | 1 |  | 12 | NG125N 1P C32 | NG125N 1P C32 |  | NG125N 1P 32A C | [8 empty] | 09.07 | 1 | [8 empty] | 1 | 3303430186144 | 0 |  | 246 | 11 | 8 | 3 | 0.264 | 13303430186141 | 12 | 3034 | 36 | 11.9 | 9.1 |  | 43303430186142 | 72 | 18691 | 40 | 30 | 30 | [10 empty] | 6 | N | [12 empty] | CUG | ZG | 8536201090 | [5 empty] | 210040 | [8 empty] | Automaat NG125N 1P C32 | Disjoncteur NG125N 1P C32 | [17 empty] | https://eref.se.com/be/nl/sis-tarif/product/18614 | https://eref.se.com/be/fr/sis-tarif/product/18614
Schneider Electric | Schneider Electric | 01022021 |  | Schneider Electric |  | SED | 18615 |  |  | 71.62 |  | 1 |  | 12 | NG125N 1P C40 | NG125N 1P C40 |  | NG125N 1P 40A C | [8 empty] | 09.07 | 1 | [8 empty] | 1 | 3303430186151 | 0 |  | 243 | 11 | 3 | 8 | 0.264 | 23303430186155 | 12 | 3041 | 35.5 | 11.5 | 8.8 |  | 43303430186159 | 72 | 18733 | 40 | 30 | 30 | [10 empty] | 6 | N | [12 empty] | CUG | ZG | 8536201090 | [5 empty] | 210040 | [8 empty] | Automaat NG125N 1P C40 | Disjoncteur NG125N 1P C40 | [17 empty] | https://eref.se.com/be/nl/sis-tarif/product/18615 | https://eref.se.com/be/fr/sis-tarif/product/18615
Schneider Electric | Schneider Electric | 01022021 |  | Schneider Electric |  | SED | 18616 |  |  | 71.62 |  | 1 |  | 12 | NG125N 1P C50 | NG125N 1P C50 |  | NG125N 1P 50A C | [8 empty] | 09.07 | 1 | [8 empty] | 1 | 3303430186168 | 0 |  | 246 | 11 | 8 | 3 | 0.264 | 13303430186165 | 12 | 3053 | 35.8 | 11.6 | 9.3 |  | 43303430186166 | 72 | 18805 | 40 | 30 | 30 | [10 empty] | 6 | N | [12 empty] | CUG | ZG | 8536201090 | [5 empty] | 210040 | [8 empty] | Automaat NG125N 1P C50 | Disjoncteur NG125N 1P C50 | [17 empty] | https://eref.se.com/be/nl/sis-tarif/product/18616 | https://eref.se.com/be/fr/sis-tarif/product/18616
Schneider Electric | Schneider Electric | 01022021 |  | Schneider Electric |  | SED | 18617 |  |  | 71.62 |  | 1 |  | 12 | NG125N 1P C63 | NG125N 1P C63 |  | NG125N 1P 63A C | [8 empty] | 09.07 | 1 | [8 empty] | 1 | 3303430186175 | 0 |  | 247 | 11 | 8 | 3 | 0.264 | 13303430186172 | 12 | 3050 | 36.1 | 11.9 | 9.1 |  | 43303430186173 | 72 | 18826 | 40 | 30 | 30 | [10 empty] | 6 | N | [12 empty] | CUG | ZG | 8536201090 | [5 empty] | 210040 | [8 empty] | Automaat NG125N 1P C63 | Disjoncteur NG125N 1P C63 | [17 empty] | https://eref.se.com/be/nl/sis-tarif/product/18617 | https://eref.se.com/be/fr/sis-tarif/product/18617
Schneider Electric | Schneider Electric | 01022021 |  | Schneider Electric |  | SED | 18618 |  |  | 76.56 |  | 1 |  | 12 | NG125N 1P C80 | NG125N 1P C80 |  | NG125N 1P 80A C | [8 empty] | 09.07 | 1 | [8 empty] | 1 | 3303430186182 | 0 |  | 256 | 11 | 8 | 3 | 0.264 | 13303430186189 | 12 | 3176 | 36 | 11.9 | 9.1 |  | 43303430186180 | 72 | 19543 | 40 | 30 | 30 | [10 empty] | 6 | N | [12 empty] | CUG | ZG | 8536209090 | [5 empty] | 210040 | [8 empty] | Automaat NG125N 1P C80 | Disjoncteur NG125N 1P C80 | [17 empty] | https://eref.se.com/be/nl/sis-tarif/product/18618 | https://eref.se.com/be/fr/sis-tarif/product/18618
Schneider Electric | Schneider Electric | 01022021 |  | Schneider Electric |  | SED | 18621 |  |  | 151.42 |  | 1 |  | 6 | NG125N 2P C10 | NG125N 2P C10 |  | NG125N 2P 10A C | [8 empty] | 09.07 | 1 | [8 empty] | 1 | 3303430186212 | 0 |  | 470 | 11 | 8 | 6 | 0.528 | 13303430186219 | 6 | 3000 | 36 | 11.9 | 9.1 |  | 43303430186210 | 36 | 17880 | 40 | 30 | 30 | [10 empty] | 6 | N | [12 empty] | CUG | ZG | 8536201090 | [5 empty] | 210040 | [8 empty] | Automaat NG125N 2P C10 | Disjoncteur NG125N 2P C10 | [17 empty] | https://eref.se.com/be/nl/sis-tarif/product/18621 | https://eref.se.com/be/fr/sis-tarif/product/18621
Schneider Electric | Schneider Electric | 01022021 |  | Schneider Electric |  | SED | 18622 |  |  | 140.18 |  | 1 |  | 6 | NG125N 2P C16 | NG125N 2P C16 |  | NG125N 2P 16A C | [8 empty] | 09.07 | 1 | [8 empty] | 1 | 3303430186229 | 0 |  | 477 | 10 | 8 | 6 | 0.48 | 13303430186226 | 6 | 2950 | 35.7 | 11.6 | 9 |  | 43303430186227 | 36 | 18185 | 40 | 30 | 30 | [10 empty] | 6 | N | [12 empty] | CUG | ZG | 8536201090 | [5 empty] | 210040 | [8 empty] | Automaat NG125N 2P C16 | Disjoncteur NG125N 2P C16 | [17 empty] | https://eref.se.com/be/nl/sis-tarif/product/18622 | https://eref.se.com/be/fr/sis-tarif/product/18622
Schneider Electric | Schneider Electric | 01022021 |  | Schneider Electric |  | SED | 18623 |  |  | 147.29 |  | 1 |  | 6 | NG125N 2P C20 | NG125N 2P C20 |  | NG125N 2P 20A C | [8 empty] | 09.07 | 1 | [8 empty] | 1 | 3303430186236 | 0 |  | 477 | 11 | 8 | 6 | 0.528 | 13303430186233 | 6 | 2948 | 35.8 | 11.9 | 9.1 |  | 43303430186234 | 36 | 18211 | 40 | 30 | 30 | [10 empty] | 6 | N | [12 empty] | CUG | ZG | 8536201090 | [5 empty] | 210040 | [8 empty] | Automaat NG125N 2P C20 | Disjoncteur NG125N 2P C20 | [17 empty] | https://eref.se.com/be/nl/sis-tarif/product/18623 | https://eref.se.com/be/fr/sis-tarif/product/18623
Schneider Electric | Schneider Electric | 01022021 |  | Schneider Electric |  | SED | 18624 |  |  | 151.42 |  | 1 |  | 6 | NG125N 2P C25 | NG125N 2P C25 |  | NG125N 2P 25A C | [8 empty] | 09.07 | 1 | [8 empty] | 1 | 3303430186243 | 0 |  | 477 | 11 | 8 | 6 | 0.528 | 13303430186240 | 6 | 2943 | 35.7 | 11.5 | 8.8 |  | 43303430186241 | 36 | 18145 | 40 | 30 | 30 | [10 empty] | 6 | N | [12 empty] | CUG | ZG | 8536201090 | [5 empty] | 210040 | [8 empty] | Automaat NG125N 2P C25 | Disjoncteur NG125N 2P C25 | [17 empty] | https://eref.se.com/be/nl/sis-tarif/product/18624 | https://eref.se.com/be/fr/sis-tarif/product/18624
Schneider Electric | Schneider Electric | 01022021 |  | Schneider Electric |  | SED | 18625 |  |  | 151.42 |  | 1 |  | 6 | NG125N 2P C32 | NG125N 2P C32 |  | NG125N 2P 32A C | [8 empty] | 09.07 | 1 | [8 empty] | 1 | 3303430186250 | 0 |  | 477 | 11 | 8 | 6 | 0.528 | 13303430186257 | 6 | 2942 | 35.8 | 11.9 | 9.3 |  | 43303430186258 | 36 | 18146 | 40 | 30 | 30 | [10 empty] | 6 | N | [12 empty] | CUG | ZG | 8536201090 | [5 empty] | 210040 | [8 empty] | Automaat NG125N 2P C32 | Disjoncteur NG125N 2P C32 | [17 empty] | https://eref.se.com/be/nl/sis-tarif/product/18625 | https://eref.se.com/be/fr/sis-tarif/product/18625
Schneider Electric | Schneider Electric | 01022021 |  | Schneider Electric |  | SED | 18626 |  |  | 151.42 |  | 1 |  | 6 | NG125N 2P C40 | NG125N 2P C40 |  | NG125N 2P 40A C | [8 empty] | 09.07 | 1 | [8 empty] | 1 | 3303430186267 | 0 |  | 480 | 11 | 8 | 6 | 0.528 | 13303430186264 | 6 | 2956 | 36 | 11.6 | 9.1 |  | 43303430186265 | 36 | 18223 | 40 | 30 | 30 | [10 empty] | 6 | N | [12 empty] | CUG | ZG | 8536201090 | [5 empty] | 210040 | [8 empty] | Automaat NG125N 2P C40 | Disjoncteur NG125N 2P C40 | [17 empty] | https://eref.se.com/be/nl/sis-tarif/product/18626 | https://eref.se.com/be/fr/sis-tarif/product/18626
Schneider Electric | Schneider Electric | 01022021 |  | Schneider Electric |  | SED | 18627 |  |  | 151.42 |  | 1 |  | 6 | NG125N 2P C50 | NG125N 2P C50 |  | NG125N 2P 50A C | [8 empty] | 09.07 | 1 | [8 empty] | 1 | 3303430186274 | 0 |  | 482 | 11 | 8 | 6 | 0.528 | 13303430186271 | 6 | 2957 | 36.1 | 12.1 | 9.1 |  | 43303430186272 | 36 | 18175 | 40 | 30 | 30 | [10 empty] | 6 | N | [12 empty] | CUG | ZG | 8536201090 | [5 empty] | 210040 | [8 empty] | Automaat NG125N 2P C50 | Disjoncteur NG125N 2P C50 | [17 empty] | https://eref.se.com/be/nl/sis-tarif/product/18627 | https://eref.se.com/be/fr/sis-tarif/product/18627
Schneider Electric | Schneider Electric | 01022021 |  | Schneider Electric |  | SED | 18628 |  |  | 151.42 |  | 1 |  | 6 | NG125N 2P C63 | NG125N 2P C63 |  | NG125N 2P 63A C | [8 empty] | 09.07 | 1 | [8 empty] | 1 | 3303430186281 | 0 |  | 482 | 11 | 8 | 6 | 0.528 | 13303430186288 | 6 | 2972 | 36.1 | 11.9 | 9.1 |  | 43303430186289 | 36 | 18268 | 40 | 30 | 30 | [10 empty] | 6 | N | [12 empty] | CUG | ZG | 8536201090 | [5 empty] | 210040 | [8 empty] | Automaat NG125N 2P C63 | Disjoncteur NG125N 2P C63 | [17 empty] | https://eref.se.com/be/nl/sis-tarif/product/18628 | https://eref.se.com/be/fr/sis-tarif/product/18628
Schneider Electric | Schneider Electric | 01022021 |  | Schneider Electric |  | SED | 18629 |  |  | 161.79 |  | 1 |  | 6 | NG125N 2P C80 | NG125N 2P C80 |  | NG125N 2P 80A C | [8 empty] | 09.07 | 1 | [8 empty] | 1 | 3303430186298 | 0 |  | 498 | 11 | 6 | 8 | 0.528 | 23303430186292 | 6 | 3088 | 36 | 12 | 9 |  | 43303430186296 | 36 | 19015 | 40 | 30 | 30 | [10 empty] | 6 | N | [12 empty] | CUG | ZG | 8536209090 | [5 empty] | 210040 | [8 empty] | Automaat NG125N 2P C80 | Disjoncteur NG125N 2P C80 | [17 empty] | https://eref.se.com/be/nl/sis-tarif/product/18629 | https://eref.se.com/be/fr/sis-tarif/product/18629
Schneider Electric | Schneider Electric | 01022021 |  | Schneider Electric |  | SED | 18632 |  |  | 203.09 |  | 1 |  | 1 | NG125N 3P C10 | NG125N 3P C10 |  | NG125N 3P 10A C | [8 empty] | 09.07 | 1 | [8 empty] | 1 | 3303430186328 | 0 |  | 762 | 13 | 12 | 8 | 1.248 | [7 empty] | 43303430186326 | 18 | 13897 | 40 | 30 | 30 | [10 empty] | 6 | N | [12 empty] | CUG | ZG | 8536201090 | [5 empty] | 210040 | [8 empty] | Automaat NG125N 3P C10 | Disjoncteur NG125N 3P C10 | [17 empty] | https://eref.se.com/be/nl/sis-tarif/product/18632 | https://eref.se.com/be/fr/sis-tarif/product/18632
Schneider Electric | Schneider Electric | 01022021 |  | Schneider Electric |  | SED | 18633 |  |  | 188.06 |  | 1 |  | 1 | NG125N 3P C16 | NG125N 3P C16 |  | NG125N 3P 16A C | [8 empty] | 09.07 | 1 | [8 empty] | 1 | 3303430186335 | 0 |  | 768 | 13 | 12 | 9 | 1.404 | [7 empty] | 43303430186333 | 18 | 13970 | 40 | 30 | 30 | [10 empty] | 6 | N | [12 empty] | CUG | ZG | 8536201090 | [5 empty] | 210040 | [8 empty] | Automaat NG125N 3P C16 | Disjoncteur NG125N 3P C16 | [17 empty] | https://eref.se.com/be/nl/sis-tarif/product/18633 | https://eref.se.com/be/fr/sis-tarif/product/18633
Schneider Electric | Schneider Electric | 01022021 |  | Schneider Electric |  | SED | 18634 |  |  | 197.46 |  | 1 |  | 1 | NG125N 3P C20 | NG125N 3P C20 |  | NG125N 3P 20A C | [8 empty] | 09.07 | 1 | [8 empty] | 1 | 3303430186342 | 0 |  | 746 | 13 | 12 | 8 | 1.248 | [7 empty] | 43303430186340 | 18 | 14185 | 40 | 30 | 30 | [10 empty] | 2 | Y | [12 empty] | CUG | ZG | 8536201090 | [5 empty] | 210040 | [8 empty] | Automaat NG125N 3P C20 | Disjoncteur NG125N 3P C20 | [17 empty] | https://eref.se.com/be/nl/sis-tarif/product/18634 | https://eref.se.com/be/fr/sis-tarif/product/18634
Schneider Electric | Schneider Electric | 01022021 |  | Schneider Electric |  | SED | 18635 |  |  | 203.09 |  | 1 |  | 1 | NG125N 3P C25 | NG125N 3P C25 |  | NG125N 3P 25A C | [8 empty] | 09.07 | 1 | [8 empty] | 1 | 3303430186359 | 0 |  | 742 | 13 | 12 | 9 | 1.404 | [7 empty] | 43303430186357 | 18 | 14052 | 40 | 30 | 30 | [10 empty] | 6 | N | [12 empty] | CUG | ZG | 8536201090 | [5 empty] | 210040 | [8 empty] | Automaat NG125N 3P C25 | Disjoncteur NG125N 3P C25 | [17 empty] | https://eref.se.com/be/nl/sis-tarif/product/18635 | https://eref.se.com/be/fr/sis-tarif/product/18635
Schneider Electric | Schneider Electric | 01022021 |  | Schneider Electric |  | SED | 18636 |  |  | 203.09 |  | 1 |  | 1 | NG125N 3P C32 | NG125N 3P C32 |  | NG125N 3P 32A C MCB | [8 empty] | 09.07 | 1 | [8 empty] | 1 | 3303430186366 | 0 |  | 745 | 13 | 12 | 9 | 1.404 | [7 empty] | 43303430186364 | 18 | 14257 | 40 | 30 | 30 | [10 empty] | 2 | Y | [12 empty] | CUG | ZG | 8536201090 | [5 empty] | 210040 | [8 empty] | Automaat NG125N 3P C32 | Disjoncteur NG125N 3P C32 | [17 empty] | https://eref.se.com/be/nl/sis-tarif/product/18636 | https://eref.se.com/be/fr/sis-tarif/product/18636
Schneider Electric | Schneider Electric | 01022021 |  | Schneider Electric |  | SED | 18637 |  |  | 203.09 |  | 1 |  | 1 | NG125N 3P C40 | NG125N 3P C40 |  | NG125N 3P 40A C MCB | [8 empty] | 09.07 | 1 | [8 empty] | 1 | 3303430186373 | 0 |  | 767 | 13 | 12 | 8 | 1.248 | [7 empty] | 43303430186371 | 18 | 14029 | 40 | 30 | 30 | [10 empty] | 2 | Y | [12 empty] | CUG | ZG | 8536201090 | [5 empty] | 210040 | [8 empty] | Automaat NG125N 3P C40 | Disjoncteur NG125N 3P C40 | [17 empty] | https://eref.se.com/be/nl/sis-tarif/product/18637 | https://eref.se.com/be/fr/sis-tarif/product/18637
Schneider Electric | Schneider Electric | 01022021 |  | Schneider Electric |  | SED | 18638 |  |  | 203.09 |  | 1 |  | 1 | NG125N 3P C50 | NG125N 3P C50 |  | NG125N 3P 50A C MCB | [8 empty] | 09.07 | 1 | [8 empty] | 1 | 3303430186380 | 0 |  | 764 | 13 | 12 | 9 | 1.404 | [7 empty] | 43303430186388 | 18 | 14230 | 40 | 30 | 30 | [10 empty] | 2 | Y | [12 empty] | CUG | ZG | 8536201090 | [5 empty] | 210040 | [8 empty] | Automaat NG125N 3P C50 | Disjoncteur NG125N 3P C50 | [17 empty] | https://eref.se.com/be/nl/sis-tarif/product/18638 | https://eref.se.com/be/fr/sis-tarif/product/18638
Schneider Electric | Schneider Electric | 01022021 |  | Schneider Electric |  | SED | 18639 |  |  | 203.09 |  | 1 |  | 1 | NG125N 3P C63 | NG125N 3P C63 |  | NG125N 3P 63A C MCB | [8 empty] | 09.07 | 1 | [8 empty] | 1 | 3303430186397 | 0 |  | 766 | 13 | 12 | 9 | 1.404 | [7 empty] | 43303430186395 | 18 | 13992 | 40 | 30 | 30 | [10 empty] | 2 | Y | [12 empty] | CUG | ZG | 8536201090 | [5 empty] | 210040 | [8 empty] | Automaat NG125N 3P C63 | Disjoncteur NG125N 3P C63 | [17 empty] | https://eref.se.com/be/nl/sis-tarif/product/18639 | https://eref.se.com/be/fr/sis-tarif/product/18639
Schneider Electric | Schneider Electric | 01022021 |  | Schneider Electric |  | SED | 18640 |  |  | 215.03 |  | 1 |  | 1 | NG125N 3P C80 | NG125N 3P C80 |  | NG125N 3P 80A C MCB | [8 empty] | 09.07 | 1 | [8 empty] | 1 | 3303430186403 | 0 |  | 797 | 13 | 12 | 9 | 1.404 | [7 empty] | 43303430186401 | 18 | 14833 | 40 | 30 | 30 | [10 empty] | 2 | Y | [12 empty] | CUG | ZG | 8536209090 | [5 empty] | 210040 | [8 empty] | Automaat NG125N 3P C80 | Disjoncteur NG125N 3P C80 | [17 empty] | https://eref.se.com/be/nl/sis-tarif/product/18640 | https://eref.se.com/be/fr/sis-tarif/product/18640
Schneider Electric | Schneider Electric | 01022021 |  | Schneider Electric |  | SED | 18642 |  |  | 253.44 |  | 1 |  | 1 | NG125N 3P C100 | NG125N 3P C100 |  | NG125N 3P 100A C | [8 empty] | 09.07 | 1 | [8 empty] | 1 | 3303430186427 | 0 |  | 794 | 13 | 12 | 9 | 1.404 | [7 empty] | 43303430186425 | 18 | 14829 | 40 | 30 | 30 | [10 empty] | 2 | Y | [12 empty] | CUG | ZG | 8536209090 | [5 empty] | 210040 | [8 empty] | Automaat NG125N 3P C100 | Disjoncteur NG125N 3P C100 | [17 empty] | https://eref.se.com/be/nl/sis-tarif/product/18642 | https://eref.se.com/be/fr/sis-tarif/product/18642
Schneider Electric | Schneider Electric | 01022021 |  | Schneider Electric |  | SED | 18644 |  |  | 279.87 |  | 1 |  | 1 | NG125N 3P C125 | NG125N 3P C125 |  | NG125N 3P 125A C | [8 empty] | 09.07 | 1 | [8 empty] | 1 | 3303430186441 | 0 |  | 801 | 13 | 12 | 9 | 1.404 | [7 empty] | 43303430186449 | 18 | 14882 | 40 | 30 | 30 | [10 empty] | 2 | Y | [12 empty] | CUG | ZG | 8536209090 | [5 empty] | 210040 | [8 empty] | Automaat NG125N 3P C125 | Disjoncteur NG125N 3P C125 | [17 empty] | https://eref.se.com/be/nl/sis-tarif/product/18644 | https://eref.se.com/be/fr/sis-tarif/product/18644
Schneider Electric | Schneider Electric | 01022021 |  | Schneider Electric |  | SED | 18649 |  |  | 265.02 |  | 1 |  | 1 | NG125N 4P C10 | NG125N 4P C10 |  | NG125N 4P 10A C | [8 empty] | 09.07 | 1 | [8 empty] | 1 | 3303430186496 | 0 |  | 988 | 16 | 12 | 9 | 1.728 | [7 empty] | 43303430186494 | 12 | 12350 | 40 | 30 | 30 | [10 empty] | 6 | N | [12 empty] | CUG | ZG | 8536201090 | [5 empty] | 210040 | [8 empty] | Automaat NG125N 4P C10 | Disjoncteur NG125N 4P C10 | [17 empty] | https://eref.se.com/be/nl/sis-tarif/product/18649 | https://eref.se.com/be/fr/sis-tarif/product/18649
Schneider Electric | Schneider Electric | 01022021 |  | Schneider Electric |  | SED | 18650 |  |  | 245.38 |  | 1 |  | 1 | NG125N 4P C16 | NG125N 4P C16 |  | NG125N 4P 16A C | [8 empty] | 09.07 | 1 | [8 empty] | 1 | 3303430186502 | 0 |  | 997 | 16 | 12 | 9 | 1.728 | [7 empty] | 43303430186500 | 12 | 12390 | 40 | 30 | 30 | [10 empty] | 6 | N | [12 empty] | CUG | ZG | 8536201090 | [5 empty] | 210040 | [8 empty] | Automaat NG125N 4P C16 | Disjoncteur NG125N 4P C16 | [17 empty] | https://eref.se.com/be/nl/sis-tarif/product/18650 | https://eref.se.com/be/fr/sis-tarif/product/18650
Schneider Electric | Schneider Electric | 01022021 |  | Schneider Electric |  | SED | 18651 |  |  | 257.65 |  | 1 |  | 1 | NG125N 4P C20 | NG125N 4P C20 |  | NG125N 4P 20A C | [8 empty] | 09.07 | 1 | [8 empty] | 1 | 3303430186519 | 0 |  | 998 | 16 | 12 | 8 | 1.536 | [7 empty] | 43303430186517 | 12 | 12499 | 40 | 30 | 30 | [10 empty] | 6 | N | [12 empty] | CUG | ZG | 8536201090 | [5 empty] | 210040 | [8 empty] | Automaat NG125N 4P C20 | Disjoncteur NG125N 4P C20 | [17 empty] | https://eref.se.com/be/nl/sis-tarif/product/18651 | https://eref.se.com/be/fr/sis-tarif/product/18651
Schneider Electric | Schneider Electric | 01022021 |  | Schneider Electric |  | SED | 18652 |  |  | 265.02 |  | 1 |  | 1 | NG125N 4P C25 | NG125N 4P C25 |  | NG125N 4P 25A C | [8 empty] | 09.07 | 1 | [8 empty] | 1 | 3303430186526 | 0 |  | 998 | 16 | 12 | 9 | 1.728 | [7 empty] | 43303430186524 | 12 | 12463 | 40 | 30 | 30 | [10 empty] | 6 | N | [12 empty] | CUG | ZG | 8536201090 | [5 empty] | 210040 | [8 empty] | Automaat NG125N 4P C25 | Disjoncteur NG125N 4P C25 | [17 empty] | https://eref.se.com/be/nl/sis-tarif/product/18652 | https://eref.se.com/be/fr/sis-tarif/product/18652
Schneider Electric | Schneider Electric | 01022021 |  | Schneider Electric |  | SED | 18653 |  |  | 265.02 |  | 1 |  | 1 | NG125N 4P C32 | NG125N 4P C32 |  | NG125N 4P 32A C MCB | [8 empty] | 09.07 | 1 | [8 empty] | 1 | 3303430186533 | 0 |  | 998 | 16 | 12 | 9 | 1.728 | [7 empty] | 43303430186531 | 12 | 12463 | 30 | 40 | 30 | [10 empty] | 2 | Y | [12 empty] | CUG | ZG | 8536201090 | [5 empty] | 210040 | [8 empty] | Automaat NG125N 4P C32 | Disjoncteur NG125N 4P C32 | [17 empty] | https://eref.se.com/be/nl/sis-tarif/product/18653 | https://eref.se.com/be/fr/sis-tarif/product/18653
Schneider Electric | Schneider Electric | 01022021 |  | Schneider Electric |  | SED | 18654 |  |  | 265.02 |  | 1 |  | 1 | NG125N 4P C40 | NG125N 4P C40 |  | NG125N 4P 40A C MCB | [8 empty] | 09.07 | 1 | [8 empty] | 1 | 3303430186540 | 0 |  | 1001 | 16 | 12 | 9 | 1.728 | [7 empty] | 43303430186548 | 12 | 12499 | 30 | 40 | 30 | [10 empty] | 2 | Y | [12 empty] | CUG | ZG | 8536201090 | [5 empty] | 210040 | [8 empty] | Automaat NG125N 4P C40 | Disjoncteur NG125N 4P C40 | [17 empty] | https://eref.se.com/be/nl/sis-tarif/product/18654 | https://eref.se.com/be/fr/sis-tarif/product/18654
Schneider Electric | Schneider Electric | 01022021 |  | Schneider Electric |  | SED | 18655 |  |  | 265.02 |  | 1 |  | 1 | NG125N 4P C50 | NG125N 4P C50 |  | NG125N 4P 50A C | [8 empty] | 09.07 | 1 | [8 empty] | 1 | 3303430186557 | 0 |  | 1002 | 16 | 12 | 9 | 1.728 | [7 empty] | 43303430186555 | 12 | 12511 | 30 | 40 | 30 | [10 empty] | 2 | Y | [12 empty] | CUG | ZG | 8536201090 | [5 empty] | 210040 | [8 empty] | Automaat NG125N 4P C50 | Disjoncteur NG125N 4P C50 | [17 empty] | https://eref.se.com/be/nl/sis-tarif/product/18655 | https://eref.se.com/be/fr/sis-tarif/product/18655
Schneider Electric | Schneider Electric | 01022021 |  | Schneider Electric |  | SED | 18656 |  |  | 265.02 |  | 1 |  | 1 | NG125N 4P C63 | NG125N 4P C63 |  | NG125N 4P 63A C MCB | [8 empty] | 09.07 | 1 | [8 empty] | 1 | 3303430186564 | 0 |  | 1012 | 16 | 12 | 9 | 1.728 | [7 empty] | 43303430186562 | 12 | 12523 | 40 | 30 | 30 |  | 73303430186563 | 96 | 112184 | 120 | 80 | 50 |  |  |  | 2 | Y | [12 empty] | CUG | ZG | 8536201090 | [5 empty] | 210040 | [8 empty] | Automaat NG125N 4P C63 | Disjoncteur NG125N 4P C63 | [17 empty] | https://eref.se.com/be/nl/sis-tarif/product/18656 | https://eref.se.com/be/fr/sis-tarif/product/18656
Schneider Electric | Schneider Electric | 01022021 |  | Schneider Electric |  | SED | 18658 |  |  | 283.2 |  | 1 |  | 1 | NG125N 4P C80 | NG125N 4P C80 |  | NG125N 4P 80A C | [8 empty] | 09.07 | 1 | [8 empty] | 1 | 3303430186588 | 0 |  | 1061 | 16 | 12 | 8 | 1.536 | [7 empty] | 43303430186586 | 12 | 13087 | 40 | 30 | 30 | [10 empty] | 2 | Y | [12 empty] | CUG | ZG | 8536209090 | [5 empty] | 210040 | [8 empty] | Automaat NG125N 4P C80 | Disjoncteur NG125N 4P C80 | [17 empty] | https://eref.se.com/be/nl/sis-tarif/product/18658 | https://eref.se.com/be/fr/sis-tarif/product/18658
Schneider Electric | Schneider Electric | 01022021 |  | Schneider Electric |  | SED | 18660 |  |  | 324.62 |  | 1 |  | 1 | NG125N 4P C100 | NG125N 4P C100 |  | NG125N 4P 100A C | [8 empty] | 09.07 | 1 | [8 empty] | 1 | 3303430186601 | 0 |  | 1053 | 16 | 12 | 9 | 1.728 | [7 empty] | 43303430186609 | 12 | 13084 | 40 | 30 | 30 | [10 empty] | 2 | Y | [12 empty] | CUG | ZG | 8536209090 | [5 empty] | 210040 | [8 empty] | Automaat NG125N 4P C100 | Disjoncteur NG125N 4P C100 | [17 empty] | https://eref.se.com/be/nl/sis-tarif/product/18660 | https://eref.se.com/be/fr/sis-tarif/product/18660
Schneider Electric | Schneider Electric | 01022021 |  | Schneider Electric |  | SED | 18662 |  |  | 419.77 |  | 1 |  | 1 | NG125N 4P C125 | NG125N 4P C125 |  | NG125N 4P 125A C | [8 empty] | 09.07 | 1 | [8 empty] | 1 | 3303430186625 | 0 |  | 1051 | 16 | 12 | 9 | 1.728 | [7 empty] | 43303430186623 | 12 | 13099 | 40 | 30 | 30 | [10 empty] | 2 | Y | [12 empty] | CUG | ZG | 8536209090 | [5 empty] | 210040 | [8 empty] | Automaat NG125N 4P C125 | Disjoncteur NG125N 4P C125 | [17 empty] | https://eref.se.com/be/nl/sis-tarif/product/18662 | https://eref.se.com/be/fr/sis-tarif/product/18662
Schneider Electric | Schneider Electric | 01022021 |  | Schneider Electric |  | SED | 18664 |  |  | 280.58 |  | 1 |  | 1 | NG125N 3P B100 | NG125N 3P B100 |  | NG125N 3P 100A B | [8 empty] | 09.07 | 1 | [8 empty] | 1 | 3303430186649 | 0 |  | 806 | 13 | 12 | 8 | 1.248 | [7 empty] | 43303430186647 | 18 | 14815 | 40 | 30 | 30 | [10 empty] | 6 | N | [12 empty] | CUG | ZG | 8536209090 | [5 empty] | 210040 | [8 empty] | Automaat NG125N 3P B100 | Disjoncteur NG125N 3P B100 | [17 empty] | https://eref.se.com/be/nl/sis-tarif/product/18664 | https://eref.se.com/be/fr/sis-tarif/product/18664
Schneider Electric | Schneider Electric | 01022021 |  | Schneider Electric |  | SED | 18665 |  |  | 492.57 |  | 1 |  | 1 | NG125N 3P B125 | NG125N 3P B125 |  | NG125N 3P 125A B | [8 empty] | 09.07 | 1 | [8 empty] | 1 | 3303430186656 | 0 |  | 775 | 13 | 12 | 8 | 1.248 | [7 empty] | 43303430186654 | 18 | 15373 | 30 | 40 | 30 | [10 empty] | 6 | N | [12 empty] | CUG | ZG | 8536209090 | [5 empty] | 210040 | [8 empty] | Automaat NG125N 3P B125 | Disjoncteur NG125N 3P B125 | [17 empty] | https://eref.se.com/be/nl/sis-tarif/product/18665 | https://eref.se.com/be/fr/sis-tarif/product/18665
Schneider Electric | Schneider Electric | 01022021 |  | Schneider Electric |  | SED | 18666 |  |  | 312.6 |  | 1 |  | 1 | NG125N 4P B80 | NG125N 4P B80 |  | NG125N 4P 80A B | [8 empty] | 09.07 | 1 | [8 empty] | 1 | 3303430186663 | 0 |  | 1057 | 16 | 12 | 9 | 1.728 | [7 empty] | 43303430186661 | 12 | 13171 | 40 | 30 | 30 | [10 empty] | 6 | N | [12 empty] | CUG | ZG | 8536209090 | [5 empty] | 210040 | [8 empty] | Automaat NG125N 4P B80 | Disjoncteur NG125N 4P B80 | [17 empty] | https://eref.se.com/be/nl/sis-tarif/product/18666 | https://eref.se.com/be/fr/sis-tarif/product/18666
Schneider Electric | Schneider Electric | 01022021 |  | Schneider Electric |  | SED | 18667 |  |  | 380.01 |  | 1 |  | 1 | NG125N 4P B100 | NG125N 4P B100 |  | NG125N 4P 100A B | [8 empty] | 09.07 | 1 | [8 empty] | 1 | 3303430186670 | 0 |  | 1047 | 16 | 12 | 9 | 1.728 | [7 empty] | 43303430186678 | 12 | 13051 | 40 | 30 | 30 | [10 empty] | 6 | N | [12 empty] | CUG | ZG | 8536209090 | [5 empty] | 210040 | [8 empty] | Automaat NG125N 4P B100 | Disjoncteur NG125N 4P B100 | [17 empty] | https://eref.se.com/be/nl/sis-tarif/product/18667 | https://eref.se.com/be/fr/sis-tarif/product/18667
Schneider Electric | Schneider Electric | 01022021 |  | Schneider Electric |  | SED | 18668 |  |  | 477.07 |  | 1 |  | 1 | NG125N 4P B125 | NG125N 4P B125 |  | NG125N 4P 125A B | [8 empty] | 09.07 | 1 | [8 empty] | 1 | 3303430186687 | 0 |  | 1060 | 16 | 12 | 9 | 1.728 | [7 empty] | 43303430186685 | 12 | 13207 | 40 | 30 | 30 | [10 empty] | 6 | N | [12 empty] | CUG | ZG | 8536209090 | [14 empty] | Automaat NG125N 4P B125 | Disjoncteur NG125N 4P B125 | [17 empty] | https://eref.se.com/be/nl/sis-tarif/product/18668 | https://eref.se.com/be/fr/sis-tarif/product/18668
Schneider Electric | Schneider Electric | 01022021 |  | Schneider Electric |  | SED | 18669 |  |  | 236.53 |  | 1 |  | 1 | NG125N 3P D80 | NG125N 3P D80 |  | NG125N 3P 80A D MCB | [8 empty] | 09.07 | 1 | [8 empty] | 1 | 3303430186694 | 0 |  | 800 | 13 | 12 | 9 | 1.404 | [7 empty] | 43303430186692 | 18 | 14887 | 40 | 30 | 30 | [10 empty] | 6 | N | [12 empty] | CUG | ZG | 8536209090 | [5 empty] | 210040 | [8 empty] | Automaat NG125N 3P D80 | Disjoncteur NG125N 3P D80 | [17 empty] | https://eref.se.com/be/nl/sis-tarif/product/18669 | https://eref.se.com/be/fr/sis-tarif/product/18669
Schneider Electric | Schneider Electric | 01022021 |  | Schneider Electric |  | SED | 18670 |  |  | 278.81 |  | 1 |  | 1 | NG125N 3P D100 | NG125N 3P D100 |  | NG125N 3P 100A D MCB | [8 empty] | 09.07 | 1 | [8 empty] | 1 | 3303430186700 | 0 |  | 799 | 13 | 12 | 9 | 1.404 | [7 empty] | 43303430186708 | 18 | 14869 | 40 | 30 | 30 | [10 empty] | 6 | N | [12 empty] | CUG | ZG | 8536209090 | [5 empty] | 210040 | [8 empty] | Automaat NG125N 3P D100 | Disjoncteur NG125N 3P D100 | [17 empty] | https://eref.se.com/be/nl/sis-tarif/product/18670 | https://eref.se.com/be/fr/sis-tarif/product/18670
Schneider Electric | Schneider Electric | 01022021 |  | Schneider Electric |  | SED | 18671 |  |  | 292.57 |  | 1 |  | 1 | NG125N 3P D125 | NG125N 3P D125 |  | NG125N 3P 125A D | [8 empty] | 09.07 | 1 | [8 empty] | 1 | 3303430186717 | 0 |  | 780 | 13 | 13 | 8 | 1.352 | [7 empty] | 43303430186715 | 18 | 14941 | 40 | 30 | 30 | [10 empty] | 6 | N | [12 empty] | CUG | ZG | 8536209090 | [5 empty] | 210040 | [8 empty] | Automaat NG125N 3P D125 | Disjoncteur NG125N 3P D125 | [17 empty] | https://eref.se.com/be/nl/sis-tarif/product/18671 | https://eref.se.com/be/fr/sis-tarif/product/18671
Schneider Electric | Schneider Electric | 01022021 |  | Schneider Electric |  | SED | 18672 |  |  | 311.54 |  | 1 |  | 1 | NG125N 4P D80 | NG125N 4P D80 |  | NG125N 4P 80A D | [8 empty] | 09.07 | 1 | [8 empty] | 1 | 3303430186724 | 0 |  | 1054 | 16 | 12 | 9 | 1.728 | [7 empty] | 43303430186722 | 12 | 13152 | 40 | 30 | 30 | [10 empty] | 6 | N | [12 empty] | CUG | ZG | 8536209090 | [5 empty] | 210040 | [8 empty] | Automaat NG125N 4P D80 | Disjoncteur NG125N 4P D80 | [17 empty] | https://eref.se.com/be/nl/sis-tarif/product/18672 | https://eref.se.com/be/fr/sis-tarif/product/18672
Schneider Electric | Schneider Electric | 01022021 |  | Schneider Electric |  | SED | 18673 |  |  | 413.13 |  | 1 |  | 1 | NG125N 4P D100 | NG125N 4P D100 |  | NG125N 4P 100A D MCB | [8 empty] | 09.07 | 1 | [8 empty] | 1 | 3303430186731 | 0 |  | 1046 | 16 | 12 | 9 | 1.728 | [7 empty] | 43303430186739 | 12 | 13361 | 40 | 30 | 30 | [10 empty] | 6 | N | [12 empty] | CUG | ZG | 8536209090 | [5 empty] | 210040 | [8 empty] | Automaat NG125N 4P D100 | Disjoncteur NG125N 4P D100 | [17 empty] | https://eref.se.com/be/nl/sis-tarif/product/18673 | https://eref.se.com/be/fr/sis-tarif/product/18673
Schneider Electric | Schneider Electric | 01022021 |  | Schneider Electric |  | SED | 18674 |  |  | 437.58 |  | 1 |  | 1 | NG125N 4P D125 | NG125N 4P D125 |  | NG125N 4P 125A D | [8 empty] | 09.07 | 1 | [8 empty] | 1 | 3303430186748 | 0 |  | 1037 | 16 | 12 | 9 | 1.728 | [23 empty] | 6 | N | [12 empty] | CUG | ZG | 8536209090 | [5 empty] | 210040 | [8 empty] | Automaat NG125N 4P D125 | Disjoncteur NG125N 4P D125 | [17 empty] | https://eref.se.com/be/nl/sis-tarif/product/18674 | https://eref.se.com/be/fr/sis-tarif/product/18674
Schneider Electric | Schneider Electric | 01022021 |  | Schneider Electric |  | SED | 18685 |  |  | 435.02 |  | 1 |  | 1 | RED 2P 63A 30MA A | RED 2P 63A 30mA A |  | RED 2P 63A 30MA A | [8 empty] | 09.07 | 1 | [8 empty] | 1 | 3303430186854 | 0 |  | 390 | 13 | 11 | 11 | 1.573 | [7 empty] | 43303430186852 | 12 | 5611 | 40 | 30 | 30 | [10 empty] | 6 | N | [12 empty] | CUR | ZR | 8536303099 | [5 empty] | 210040 | [9 empty] | interrupteur différentiel RED - 2P - 63A - 30mA - A | [17 empty] | https://eref.se.com/be/nl/sis-tarif/product/18685 | https://eref.se.com/be/fr/sis-tarif/product/18685
Schneider Electric | Schneider Electric | 01022021 |  | Schneider Electric |  | SED | 18688 |  |  | 377.03 |  | 1 |  | 1 | REDS 2P 25A 300MA A | REDS 2P 25A 300mA A |  | REDS 2P 25A 300MA A | [8 empty] | 09.07 | 1 | [8 empty] | 1 | 3303430186885 | 0 |  | 464 | 14 | 11 | 12 | 1.848 | [7 empty] | 43303430186883 | 12 | 6249 | 40 | 30 | 30 | [10 empty] | 6 | N | [12 empty] | CUR | ZR | 8536303099 | [5 empty] | 210040 | [9 empty] | interrupteur différentiel REDS - 2P - 25A - 300mA - A | [17 empty] | https://eref.se.com/be/nl/sis-tarif/product/18688 | https://eref.se.com/be/fr/sis-tarif/product/18688
Schneider Electric | Schneider Electric | 01022021 |  | Schneider Electric |  | SED | 18705 |  |  | 83.51 |  | 1 |  | 12 | NG125H 1P C10 | NG125H 1P C10 |  | NG125H 1P 10A C | [8 empty] | 09.07 | 1 | [8 empty] | 1 | 3303430187059 | 0 |  | 241 | 11 | 3 | 8 | 0.264 |  | 12 | 2904 | 36 | 12.1 | 9.1 |  |  | 72 | 17911 | 40 | 30 | 30 | [10 empty] | 6 | N | [12 empty] | CUG | ZG | 8536201090 | [5 empty] | 210040 | [8 empty] | Automaat NG125H 1P C10 | Disjoncteur NG125H 1P C10 | [17 empty] | https://eref.se.com/be/nl/sis-tarif/product/18705 | https://eref.se.com/be/fr/sis-tarif/product/18705
Schneider Electric | Schneider Electric | 01022021 |  | Schneider Electric |  | SED | 18706 |  |  | 77.34 |  | 1 |  | 12 | NG125H 1P C16 | NG125H 1P C16 |  | NG125H 1P 16A C | [8 empty] | 09.07 | 1 | [8 empty] | 1 | 3303430187066 | 0 |  | 253 | 11 | 8 | 3 | 0.264 | 13303430187063 | 12 | 3040 | 36 | 11.9 | 9.1 |  | 43303430187064 | 72 | 18702 | 40 | 30 | 30 | [10 empty] | 6 | N | [12 empty] | CUG | ZG | 8536201090 | [5 empty] | 210040 | [8 empty] | Automaat NG125H 1P C16 | Disjoncteur NG125H 1P C16 | [17 empty] | https://eref.se.com/be/nl/sis-tarif/product/18706 | https://eref.se.com/be/fr/sis-tarif/product/18706
Schneider Electric | Schneider Electric | 01022021 |  | Schneider Electric |  | SED | 18707 |  |  | 78.85 |  | 1 |  | 12 | NG125H 1P C20 | NG125H 1P C20 |  | NG125H 1P 20A C | [8 empty] | 09.07 | 1 | [8 empty] | 1 | 3303430187073 | 0 |  | 246 | 11 | 8 | 3 | 0.264 | 13303430187070 | 12 | 3040 | 36.1 | 11.9 | 9.1 |  | 43303430187071 | 72 | 18687 | 40 | 30 | 30 | [10 empty] | 6 | N | [12 empty] | CUG | ZG | 8536201090 | [5 empty] | 210040 | [8 empty] | Automaat NG125H 1P C20 | Disjoncteur NG125H 1P C20 | [17 empty] | https://eref.se.com/be/nl/sis-tarif/product/18707 | https://eref.se.com/be/fr/sis-tarif/product/18707
Schneider Electric | Schneider Electric | 01022021 |  | Schneider Electric |  | SED | 18708 |  |  | 83.51 |  | 1 |  | 12 | NG125H 1P C25 | NG125H 1P C25 |  | NG125H 1P 25A C | [8 empty] | 09.07 | 1 | [8 empty] | 1 | 3303430187080 | 0 |  | 237 | 11 | 8 | 3 | 0.264 | 13303430187087 | 12 | 3019 | 36 | 11.9 | 9.1 |  | 43303430187088 | 72 | 18601 | 40 | 30 | 30 | [10 empty] | 12 | N | [12 empty] | CUG | ZG | 8536201090 | [5 empty] | 210040 | [8 empty] | Automaat NG125H 1P C25 | Disjoncteur NG125H 1P C25 | [17 empty] | https://eref.se.com/be/nl/sis-tarif/product/18708 | https://eref.se.com/be/fr/sis-tarif/product/18708
Schneider Electric | Schneider Electric | 01022021 |  | Schneider Electric |  | SED | 18709 |  |  | 83.51 |  | 1 |  | 12 | NG125H 1P C32 | NG125H 1P C32 |  | NG125H 1P 32A C | [8 empty] | 09.07 | 1 | [8 empty] | 1 | 3303430187097 | 0 |  | 239 | 11 | 3 | 8 | 0.264 |  | 12 | 3012 | 36 | 11.9 | 9.1 |  |  | 72 | 18559 | 40 | 30 | 30 | [10 empty] | 6 | N | [12 empty] | CUG | ZG | 8536201090 | [5 empty] | 210040 | [8 empty] | Automaat NG125H 1P C32 | Disjoncteur NG125H 1P C32 | [17 empty] | https://eref.se.com/be/nl/sis-tarif/product/18709 | https://eref.se.com/be/fr/sis-tarif/product/18709
Schneider Electric | Schneider Electric | 01022021 |  | Schneider Electric |  | SED | 18710 |  |  | 83.51 |  | 1 |  | 12 | NG125H 1P C40 | NG125H 1P C40 |  | NG125H 1P 40A C | [8 empty] | 09.07 | 1 | [8 empty] | 1 | 3303430187103 | 0 |  | 246 | 11 | 8 | 3 | 0.264 | 13303430187100 | 12 | 3036 | 36.1 | 11.9 | 9.1 |  | 43303430187101 | 72 | 18703 | 40 | 30 | 30 | [10 empty] | 12 | N | [12 empty] | CUG | ZG | 8536201090 | [5 empty] | 210040 | [8 empty] | Automaat NG125H 1P C40 | Disjoncteur NG125H 1P C40 | [17 empty] | https://eref.se.com/be/nl/sis-tarif/product/18710 | https://eref.se.com/be/fr/sis-tarif/product/18710
Schneider Electric | Schneider Electric | 01022021 |  | Schneider Electric |  | SED | 18711 |  |  | 83.51 |  | 1 |  | 12 | NG125H 1P C50 | NG125H 1P C50 |  | NG125H 1P 50A C | [8 empty] | 09.07 | 1 | [8 empty] | 1 | 3303430187110 | 0 |  | 247 | 11 | 8 | 3 | 0.264 | 13303430187117 | 12 | 3044 | 36.3 | 12.1 | 9.1 |  | 43303430187118 | 72 | 18751 | 40 | 30 | 30 | [10 empty] | 12 | N | [12 empty] | CUG | ZG | 8536201090 | [5 empty] | 210040 | [8 empty] | Automaat NG125H 1P C50 | Disjoncteur NG125H 1P C50 | [17 empty] | https://eref.se.com/be/nl/sis-tarif/product/18711 | https://eref.se.com/be/fr/sis-tarif/product/18711
Schneider Electric | Schneider Electric | 01022021 |  | Schneider Electric |  | SED | 18712 |  |  | 83.51 |  | 1 |  | 12 | NG125H 1P C63 | NG125H 1P C63 |  | NG125H 1P 63A C | [8 empty] | 09.07 | 1 | [8 empty] | 1 | 3303430187127 | 0 |  | 248 | 11 | 8 | 3 | 0.264 | 13303430187124 | 12 | 3057 | 35.8 | 11.9 | 9.1 |  | 43303430187125 | 72 | 18829 | 40 | 30 | 30 | [10 empty] | 6 | N | [12 empty] | CUG | ZG | 8536201090 | [5 empty] | 210040 | [8 empty] | Automaat NG125H 1P C63 | Disjoncteur NG125H 1P C63 | [17 empty] | https://eref.se.com/be/nl/sis-tarif/product/18712 | https://eref.se.com/be/fr/sis-tarif/product/18712
Schneider Electric | Schneider Electric | 01022021 |  | Schneider Electric |  | SED | 18713 |  |  | 87.6 |  | 1 |  | 12 | NG125H 1P C80 | NG125H 1P C80 |  | NG125H 1P 80A C | [8 empty] | 09.07 | 1 | [8 empty] | 1 | 3303430187134 | 0 |  | 256 | 11 | 8 | 3 | 0.264 | 13303430187131 | 12 | 3161 | 36 | 11.9 | 9.1 | [17 empty] | 12 | N | [12 empty] | CUG | ZG | 8536209090 | [5 empty] | 210040 | [8 empty] | Automaat NG125H 1P C80 | Disjoncteur NG125H 1P C80 | [17 empty] | https://eref.se.com/be/nl/sis-tarif/product/18713 | https://eref.se.com/be/fr/sis-tarif/product/18713
Schneider Electric | Schneider Electric | 01022021 |  | Schneider Electric |  | SED | 18714 |  |  | 176.53 |  | 1 |  | 6 | NG125H 2P C10 | NG125H 2P C10 |  | NG125H 2P 10A C | [8 empty] | 09.07 | 1 | [8 empty] | 1 | 3303430187141 | 0 |  | 471 | 11 | 8 | 6 | 0.528 | 13303430187148 | 6 | 2908 | 35.8 | 12.1 | 9.1 |  | 43303430187149 | 36 | 17935 | 40 | 30 | 30 | [10 empty] | 6 | N | [12 empty] | CUG | ZG | 8536201090 | [5 empty] | 210040 | [8 empty] | Automaat NG125H 2P C10 | Disjoncteur NG125H 2P C10 | [17 empty] | https://eref.se.com/be/nl/sis-tarif/product/18714 | https://eref.se.com/be/fr/sis-tarif/product/18714
Schneider Electric | Schneider Electric | 01022021 |  | Schneider Electric |  | SED | 18715 |  |  | 163.47 |  | 1 |  | 6 | NG125H 2P C16 | NG125H 2P C16 |  | NG125H 2P 16A C MCB | [8 empty] | 09.07 | 1 | [8 empty] | 1 | 3303430187158 | 0 |  | 476 | 11 | 6 | 8 | 0.528 | 13303430187155 | 6 | 2938 | 35.6 | 11.5 | 9 |  | 43303430187156 | 36 | 18162 | 40 | 30 | 30 | [10 empty] | 6 | N | [12 empty] | CUG | ZG | 8536201090 | [5 empty] | 210040 | [8 empty] | Automaat NG125H 2P C16 | Disjoncteur NG125H 2P C16 | [17 empty] | https://eref.se.com/be/nl/sis-tarif/product/18715 | https://eref.se.com/be/fr/sis-tarif/product/18715
Schneider Electric | Schneider Electric | 01022021 |  | Schneider Electric |  | SED | 18716 |  |  | 171.65 |  | 1 |  | 6 | NG125H 2P C20 | NG125H 2P C20 |  | NG125H 2P 20A C | [8 empty] | 09.07 | 1 | [8 empty] | 1 | 3303430187165 | 0 |  | 478 | 11 | 8 | 6 | 0.528 | 13303430187162 | 6 | 2956 | 36 | 11.9 | 9.1 |  | 43303430187163 | 36 | 18223 | 40 | 30 | 30 | [10 empty] | 6 | N | [12 empty] | CUG | ZG | 8536201090 | [5 empty] | 210040 | [8 empty] | Automaat NG125H 2P C20 | Disjoncteur NG125H 2P C20 | [17 empty] | https://eref.se.com/be/nl/sis-tarif/product/18716 | https://eref.se.com/be/fr/sis-tarif/product/18716
Schneider Electric | Schneider Electric | 01022021 |  | Schneider Electric |  | SED | 18717 |  |  | 176.53 |  | 1 |  | 6 | NG125H 2P C25 | NG125H 2P C25 |  | NG125H 2P 25A C | [8 empty] | 09.07 | 1 | [8 empty] | 1 | 3303430187172 | 0 |  | 475 | 11 | 8 | 6 | 0.528 | 13303430187179 | 6 | 2938 | 36.2 | 11.9 | 9.1 |  | 43303430187170 | 36 | 18174 | 40 | 30 | 30 | [10 empty] | 6 | N | [12 empty] | CUG | ZG | 8536201090 | [5 empty] | 210040 | [8 empty] | Automaat NG125H 2P C25 | Disjoncteur NG125H 2P C25 | [17 empty] | https://eref.se.com/be/nl/sis-tarif/product/18717 | https://eref.se.com/be/fr/sis-tarif/product/18717
Schneider Electric | Schneider Electric | 01022021 |  | Schneider Electric |  | SED | 18718 |  |  | 176.53 |  | 1 |  | 6 | NG125H 2P C32 | NG125H 2P C32 |  | NG125H 2P 32A | [8 empty] | 09.07 | 1 | [8 empty] | 1 | 3303430187189 | 0 |  | 478 | 11 | 8 | 6 | 0.528 | 13303430187186 | 6 | 2949 | 36 | 11.9 | 9.1 |  | 43303430187187 | 36 | 18181 | 40 | 30 | 30 | [10 empty] | 6 | N | [12 empty] | CUG | ZG | 8536201090 | [5 empty] | 210040 | [8 empty] | Automaat NG125H 2P C32 | Disjoncteur NG125H 2P C32 | [17 empty] | https://eref.se.com/be/nl/sis-tarif/product/18718 | https://eref.se.com/be/fr/sis-tarif/product/18718
Schneider Electric | Schneider Electric | 01022021 |  | Schneider Electric |  | SED | 18719 |  |  | 176.53 |  | 1 |  | 6 | NG125H 2P C40 | NG125H 2P C40 |  | NG125H 2P 40A C | [8 empty] | 09.07 | 1 | [8 empty] | 1 | 3303430187196 | 0 |  | 480 | 11 | 8 | 6 | 0.528 | 13303430187193 | 6 | 2950 | 36.2 | 11.9 | 9.1 |  | 43303430187194 | 36 | 18187 | 40 | 30 | 30 | [10 empty] | 6 | N | [12 empty] | CUG | ZG | 8536201090 | [5 empty] | 210040 | [8 empty] | Automaat NG125H 2P C40 | Disjoncteur NG125H 2P C40 | [17 empty] | https://eref.se.com/be/nl/sis-tarif/product/18719 | https://eref.se.com/be/fr/sis-tarif/product/18719
Schneider Electric | Schneider Electric | 01022021 |  | Schneider Electric |  | SED | 18720 |  |  | 176.53 |  | 1 |  | 6 | NG125H 2P C50 | NG125H 2P C50 |  | NG125H 2P 50A C | [8 empty] | 09.07 | 1 | [8 empty] | 1 | 3303430187202 | 0 |  | 475 | 11 | 6 | 8 | 0.528 |  | 6 | 2954 | 36 | 11.9 | 9.1 |  |  | 36 | 18211 | 40 | 30 | 30 | [10 empty] | 6 | N | [12 empty] | CUG | ZG | 8536201090 | [5 empty] | 210040 | [8 empty] | Automaat NG125H 2P C50 | Disjoncteur NG125H 2P C50 | [17 empty] | https://eref.se.com/be/nl/sis-tarif/product/18720 | https://eref.se.com/be/fr/sis-tarif/product/18720
Schneider Electric | Schneider Electric | 01022021 |  | Schneider Electric |  | SED | 18721 |  |  | 176.53 |  | 1 |  | 6 | NG125H 2P C63 | NG125H 2P C63 |  | NG125H 2P 63A | [8 empty] | 09.07 | 1 | [8 empty] | 1 | 3303430187219 | 0 |  | 482 | 11 | 8 | 6 | 0.528 | 13303430187216 | 6 | 2978 | 36 | 11.9 | 9.1 |  | 43303430187217 | 36 | 18355 | 40 | 30 | 30 | [10 empty] | 6 | N | [12 empty] | CUG | ZG | 8536201090 | [5 empty] | 210040 | [8 empty] | Automaat NG125H 2P C63 | Disjoncteur NG125H 2P C63 | [17 empty] | https://eref.se.com/be/nl/sis-tarif/product/18721 | https://eref.se.com/be/fr/sis-tarif/product/18721
Schneider Electric | Schneider Electric | 01022021 |  | Schneider Electric |  | SED | 18722 |  |  | 185.13 |  | 1 |  | 6 | NG125H 2P C80 | NG125H 2P C80 |  | NG125H 2P 80A C MCB | [8 empty] | 09.07 | 1 | [8 empty] | 1 | 3303430187226 | 0 |  | 506 | 11 | 6 | 8 | 0.528 |  | 6 | 3102 | 36 | 11.8 | 9 |  |  | 36 | 19099 | 40 | 30 | 30 | [10 empty] | 12 | N | [12 empty] | CUG | ZG | 8536209090 | [5 empty] | 210040 | [8 empty] | Automaat NG125H 2P C80 | Disjoncteur NG125H 2P C80 | [17 empty] | https://eref.se.com/be/nl/sis-tarif/product/18722 | https://eref.se.com/be/fr/sis-tarif/product/18722
Schneider Electric | Schneider Electric | 01022021 |  | Schneider Electric |  | SED | 18723 |  |  | 237.59 |  | 1 |  | 1 | NG125H 3P C10 | NG125H 3P C10 |  | NG125H 3P 10A C MCB | [8 empty] | 09.07 | 1 | [8 empty] | 1 | 3303430187233 | 0 |  | 737 | 13 | 12 | 9 | 1.404 | [7 empty] | 43303430187231 | 18 | 13739 | 40 | 30 | 30 | [10 empty] | 6 | N | [12 empty] | CUG | ZG | 8536201090 | [5 empty] | 210040 | [8 empty] | Automaat NG125H 3P C10 | Disjoncteur NG125H 3P C10 | [17 empty] | https://eref.se.com/be/nl/sis-tarif/product/18723 | https://eref.se.com/be/fr/sis-tarif/product/18723
Schneider Electric | Schneider Electric | 01022021 |  | Schneider Electric |  | SED | 18724 |  |  | 219.96 |  | 1 |  | 1 | NG125H 3P C16 | NG125H 3P C16 |  | NG125H 3P 16A C | [8 empty] | 09.07 | 1 | [8 empty] | 1 | 3303430187240 | 0 |  | 746 | 13 | 12 | 9 | 1.404 | [7 empty] | 43303430187248 | 18 | 13848 | 40 | 30 | 30 | [10 empty] | 6 | N | [12 empty] | CUG | ZG | 8536201090 | [5 empty] | 210040 | [8 empty] | Automaat NG125H 3P C16 | Disjoncteur NG125H 3P C16 | [17 empty] | https://eref.se.com/be/nl/sis-tarif/product/18724 | https://eref.se.com/be/fr/sis-tarif/product/18724
Schneider Electric | Schneider Electric | 01022021 |  | Schneider Electric |  | SED | 18725 |  |  | 231.02 |  | 1 |  | 1 | NG125H 3P C20 | NG125H 3P C20 |  | NG125H 3P 20A C | [8 empty] | 09.07 | 1 | [8 empty] | 1 | 3303430187257 | 0 |  | 744 | 13 | 12 | 9 | 1.404 | [7 empty] | 43303430187255 | 18 | 13873 | 40 | 30 | 30 | [10 empty] | 6 | N | [12 empty] | CUG | ZG | 8536201090 | [5 empty] | 210040 | [8 empty] | Automaat NG125H 3P C20 | Disjoncteur NG125H 3P C20 | [17 empty] | https://eref.se.com/be/nl/sis-tarif/product/18725 | https://eref.se.com/be/fr/sis-tarif/product/18725
Schneider Electric | Schneider Electric | 01022021 |  | Schneider Electric |  | SED | 18726 |  |  | 237.59 |  | 1 |  | 1 | NG125H 3P C25 | NG125H 3P C25 |  | NG125H 3P 25A C MCB | [8 empty] | 09.07 | 1 | [8 empty] | 1 | 3303430187264 | 0 |  | 758 | 13 | 12 | 9 | 1.404 | [7 empty] | 43303430187262 | 18 | 14131 | 40 | 30 | 30 | [10 empty] | 6 | N | [12 empty] | CUG | ZG | 8536201090 | [5 empty] | 210040 | [8 empty] | Automaat NG125H 3P C25 | Disjoncteur NG125H 3P C25 | [17 empty] | https://eref.se.com/be/nl/sis-tarif/product/18726 | https://eref.se.com/be/fr/sis-tarif/product/18726
Schneider Electric | Schneider Electric | 01022021 |  | Schneider Electric |  | SED | 18727 |  |  | 237.59 |  | 1 |  | 1 | NG125H 3P C32 | NG125H 3P C32 |  | NG125H 3P 32A C MCB | [8 empty] | 09.07 | 1 | [8 empty] | 1 | 3303430187271 | 0 |  | 743 | 13 | 12 | 9 | 1.404 | [7 empty] | 43303430187279 | 18 | 13797 | 40 | 30 | 30 | [10 empty] | 6 | N | [12 empty] | CUG | ZG | 8536201090 | [5 empty] | 210040 | [8 empty] | Automaat NG125H 3P C32 | Disjoncteur NG125H 3P C32 | [17 empty] | https://eref.se.com/be/nl/sis-tarif/product/18727 | https://eref.se.com/be/fr/sis-tarif/product/18727
Schneider Electric | Schneider Electric | 01022021 |  | Schneider Electric |  | SED | 18728 |  |  | 237.59 |  | 1 |  | 1 | NG125H 3P C40 | NG125H 3P C40 |  | NG125H 3P 40A | [8 empty] | 09.07 | 1 | [8 empty] | 1 | 3303430187288 | 0 |  | 758 | 13 | 12 | 9 | 1.404 | [7 empty] | 43303430187286 | 18 | 14185 | 40 | 30 | 30 | [10 empty] | 6 | N | [12 empty] | CUG | ZG | 8536201090 | [5 empty] | 210040 | [8 empty] | Automaat NG125H 3P C40 | Disjoncteur NG125H 3P C40 | [17 empty] | https://eref.se.com/be/nl/sis-tarif/product/18728 | https://eref.se.com/be/fr/sis-tarif/product/18728
Schneider Electric | Schneider Electric | 01022021 |  | Schneider Electric |  | SED | 18729 |  |  | 237.59 |  | 1 |  | 1 | NG125H 3P C50 | NG125H 3P C50 |  | NG125H 3P 50A | [8 empty] | 09.07 | 1 | [8 empty] | 1 | 3303430187295 | 0 |  | 760 | 13 | 12 | 9 | 1.404 | [7 empty] | 43303430187293 | 18 | 14188 | 40 | 30 | 30 | [10 empty] | 6 | N | [12 empty] | CUG | ZG | 8536201090 | [5 empty] | 210040 | [8 empty] | Automaat NG125H 3P C50 | Disjoncteur NG125H 3P C50 | [17 empty] | https://eref.se.com/be/nl/sis-tarif/product/18729 | https://eref.se.com/be/fr/sis-tarif/product/18729
Schneider Electric | Schneider Electric | 01022021 |  | Schneider Electric |  | SED | 18730 |  |  | 237.59 |  | 1 |  | 1 | NG125H 3P C63 | NG125H 3P C63 |  | NG125H 3P 63A C | [8 empty] | 09.07 | 1 | [8 empty] | 1 | 3303430187301 | 0 |  | 752 | 13 | 12 | 9 | 1.404 | [7 empty] | 43303430187309 | 18 | 14072 | 40 | 30 | 30 | [10 empty] | 6 | N | [12 empty] | CUG | ZG | 8536201090 | [5 empty] | 210040 | [8 empty] | Automaat NG125H 3P C63 | Disjoncteur NG125H 3P C63 | [17 empty] | https://eref.se.com/be/nl/sis-tarif/product/18730 | https://eref.se.com/be/fr/sis-tarif/product/18730
Schneider Electric | Schneider Electric | 01022021 |  | Schneider Electric |  | SED | 18731 |  |  | 246.99 |  | 1 |  | 1 | NG125H 3P C80 | NG125H 3P C80 |  | NG125H 3P 80A C | [8 empty] | 09.07 | 1 | [8 empty] | 1 | 3303430187318 | 0 |  | 821 | 13 | 12 | 8 | 1.248 | [8 empty] | 18 | 14851 | 40 | 30 | 30 | [10 empty] | 6 | N | [12 empty] | CUG | ZG | 8536209090 | [5 empty] | 210040 | [8 empty] | Automaat NG125H 3P C80 | Disjoncteur NG125H 3P C80 | [17 empty] | https://eref.se.com/be/nl/sis-tarif/product/18731 | https://eref.se.com/be/fr/sis-tarif/product/18731
Schneider Electric | Schneider Electric | 01022021 |  | Schneider Electric |  | SED | 18732 |  |  | 308.94 |  | 1 |  | 1 | NG125H 4P C10 | NG125H 4P C10 |  | NG125H 4P 10A C MCB | [8 empty] | 09.07 | 1 | [8 empty] | 1 | 3303430187325 | 0 |  | 984 | 16 | 12 | 9 | 1.728 | [7 empty] | 43303430187323 | 12 | 12258 | 40 | 30 | 30 | [10 empty] | 6 | N | [12 empty] | CUG | ZG | 8536201090 | [5 empty] | 210040 | [8 empty] | Automaat NG125H 4P C10 | Disjoncteur NG125H 4P C10 | [17 empty] | https://eref.se.com/be/nl/sis-tarif/product/18732 | https://eref.se.com/be/fr/sis-tarif/product/18732
Schneider Electric | Schneider Electric | 01022021 |  | Schneider Electric |  | SED | 18733 |  |  | 286.04 |  | 1 |  | 1 | NG125H 4P C16 | NG125H 4P C16 |  | NG125H 4P 16A C | [8 empty] | 09.07 | 1 | [8 empty] | 1 | 3303430187332 | 0 |  | 995 | 16 | 12 | 8 | 1.536 | [7 empty] | 43303430187330 | 12 | 12480 | 40 | 30 | 30 | [10 empty] | 2 | Y | [12 empty] | CUG | ZG | 8536201090 | [5 empty] | 210040 | [8 empty] | Automaat NG125H 4P C16 | Disjoncteur NG125H 4P C16 | [17 empty] | https://eref.se.com/be/nl/sis-tarif/product/18733 | https://eref.se.com/be/fr/sis-tarif/product/18733
Schneider Electric | Schneider Electric | 01022021 |  | Schneider Electric |  | SED | 18734 |  |  | 300.36 |  | 1 |  | 1 | NG125H 4P C20 | NG125H 4P C20 |  | NG125H 4P 20A C | [8 empty] | 09.07 | 1 | [8 empty] | 1 | 3303430187349 | 0 |  | 997 | 15 | 12 | 9 | 1.62 | [7 empty] | 43303430187347 | 12 | 12436 | 40 | 30 | 30 | [10 empty] | 2 | Y | [12 empty] | CUG | ZG | 8536201090 | [5 empty] | 210040 | [8 empty] | Automaat NG125H 4P C20 | Disjoncteur NG125H 4P C20 | [17 empty] | https://eref.se.com/be/nl/sis-tarif/product/18734 | https://eref.se.com/be/fr/sis-tarif/product/18734
Schneider Electric | Schneider Electric | 01022021 |  | Schneider Electric |  | SED | 18735 |  |  | 308.94 |  | 1 |  | 1 | NG125H 4P C25 | NG125H 4P C25 |  | NG125H 4P 25A C MCB | [8 empty] | 09.07 | 1 | [8 empty] | 1 | 3303430187356 | 0 |  | 998 | 16 | 12 | 9 | 1.728 | [7 empty] | 43303430187354 | 12 | 12498 | 40 | 30 | 30 | [10 empty] | 6 | N | [12 empty] | CUG | ZG | 8536201090 | [5 empty] | 210040 | [8 empty] | Automaat NG125H 4P C25 | Disjoncteur NG125H 4P C25 | [17 empty] | https://eref.se.com/be/nl/sis-tarif/product/18735 | https://eref.se.com/be/fr/sis-tarif/product/18735
Schneider Electric | Schneider Electric | 01022021 |  | Schneider Electric |  | SED | 18736 |  |  | 308.94 |  | 1 |  | 1 | NG125H 4P C32 | NG125H 4P C32 |  | NG125H 4P 32A C | [8 empty] | 09.07 | 1 | [8 empty] | 1 | 3303430187363 | 0 |  | 1034 | 16 | 12 | 9 | 1.728 | [7 empty] | 43303430187361 | 12 | 12500 | 40 | 30 | 30 | [10 empty] | 2 | Y | [12 empty] | CUG | ZG | 8536201090 | [5 empty] | 210040 | [8 empty] | Automaat NG125H 4P C32 | Disjoncteur NG125H 4P C32 | [17 empty] | https://eref.se.com/be/nl/sis-tarif/product/18736 | https://eref.se.com/be/fr/sis-tarif/product/18736
Schneider Electric | Schneider Electric | 01022021 |  | Schneider Electric |  | SED | 18737 |  |  | 308.94 |  | 1 |  | 1 | NG125H 4P C40 | NG125H 4P C40 |  | NG125H 4P 40A | [8 empty] | 09.07 | 1 | [8 empty] | 1 | 3303430187370 | 0 |  | 1002 | 16 | 12 | 9 | 1.728 | [7 empty] | 43303430187378 | 12 | 12552 | 40 | 30 | 30 | [10 empty] | 2 | Y | [12 empty] | CUG | ZG | 8536201090 | [5 empty] | 210040 | [8 empty] | Automaat NG125H 4P C40 | Disjoncteur NG125H 4P C40 | [17 empty] | https://eref.se.com/be/nl/sis-tarif/product/18737 | https://eref.se.com/be/fr/sis-tarif/product/18737
Schneider Electric | Schneider Electric | 01022021 |  | Schneider Electric |  | SED | 18738 |  |  | 308.94 |  | 1 |  | 1 | NG125H 4P C50 | NG125H 4P C50 |  | NG125H 4P 50A | [8 empty] | 09.07 | 1 | [8 empty] | 1 | 3303430187387 | 0 |  | 1001 | 16 | 12 | 9 | 1.728 | [7 empty] | 43303430187385 | 12 | 12572 | 40 | 30 | 30 | [10 empty] | 6 | N | [12 empty] | CUG | ZG | 8536201090 | [5 empty] | 210040 | [8 empty] | Automaat NG125H 4P C50 | Disjoncteur NG125H 4P C50 | [17 empty] | https://eref.se.com/be/nl/sis-tarif/product/18738 | https://eref.se.com/be/fr/sis-tarif/product/18738
Schneider Electric | Schneider Electric | 01022021 |  | Schneider Electric |  | SED | 18739 |  |  | 308.94 |  | 1 |  | 1 | NG125H 4P C63 | NG125H 4P C63 |  | NG125H 4P 63A C MCB | [8 empty] | 09.07 | 1 | [8 empty] | 1 | 3303430187394 | 0 |  | 1011 | 15 | 12 | 9 | 1.62 | [7 empty] | 43303430187392 | 12 | 12549 | 40 | 30 | 30 | [10 empty] | 2 | Y | [12 empty] | CUG | ZG | 8536201090 | [5 empty] | 210040 | [8 empty] | Automaat NG125H 4P C63 | Disjoncteur NG125H 4P C63 | [17 empty] | https://eref.se.com/be/nl/sis-tarif/product/18739 | https://eref.se.com/be/fr/sis-tarif/product/18739
Schneider Electric | Schneider Electric | 01022021 |  | Schneider Electric |  | SED | 18740 |  |  | 323.99 |  | 1 |  | 1 | NG125H 4P C80 | NG125H 4P C80 |  | NG125H 4P 80A C | [8 empty] | 09.07 | 1 | [8 empty] | 1 | 3303430187400 | 0 |  | 1052 | 16 | 12 | 8 | 1.536 | [7 empty] | 43303430187408 | 12 | 13048 | 40 | 30 | 30 | [10 empty] | 2 | Y | [12 empty] | CUG | ZG | 8536209090 | [5 empty] | 210040 | [8 empty] | Automaat NG125H 4P C80 | Disjoncteur NG125H 4P C80 | [17 empty] | https://eref.se.com/be/nl/sis-tarif/product/18740 | https://eref.se.com/be/fr/sis-tarif/product/18740
Schneider Electric | Schneider Electric | 01022021 |  | Schneider Electric |  | SED | 18741 |  |  | 115.09 |  | 1 |  | 12 | NG125L 1P B10 | NG125L 1P B10 |  | NG125L 1P 10A B | [8 empty] | 09.07 | 1 | [8 empty] | 1 | 3303430187417 | 0 |  | 237 | 11 | 3 | 8 | 0.264 | 23303430187411 | 12 | 2928 | 36.1 | 11.9 | 9.1 |  | 43303430187415 | 72 | 18055 | 40 | 30 | 30 | [10 empty] | 12 | N | [12 empty] | CUG | ZG | 8536201090 | [14 empty] | Automaat NG125L 1P B10 | Disjoncteur NG125L 1P B10 | [17 empty] | https://eref.se.com/be/nl/sis-tarif/product/18741 | https://eref.se.com/be/fr/sis-tarif/product/18741
Schneider Electric | Schneider Electric | 01022021 |  | Schneider Electric |  | SED | 18742 |  |  | 106.57 |  | 1 |  | 12 | NG125L 1P B16 | NG125L 1P B16 |  | NG125L 1P 16A B | [8 empty] | 09.07 | 1 | [8 empty] | 1 | 3303430187424 | 0 |  | 246 | 11 | 8 | 3 | 0.264 | 13303430187421 | 12 | 3031 | 36.1 | 11.9 | 9.1 | [17 empty] | 12 | N | [12 empty] | CUG | ZG | 8536201090 | [14 empty] | Automaat NG125L 1P B16 | Disjoncteur NG125L 1P B16 | [17 empty] | https://eref.se.com/be/nl/sis-tarif/product/18742 | https://eref.se.com/be/fr/sis-tarif/product/18742
Schneider Electric | Schneider Electric | 01022021 |  | Schneider Electric |  | SED | 18743 |  |  | 111.89 |  | 1 |  | 12 | NG125L 1P B20 | NG125L 1P B20 |  | NG125L 1P 20A B | [8 empty] | 09.07 | 1 | [8 empty] | 1 | 3303430187431 | 0 |  | 244 | 11 | 8 | 3 | 0.264 | 13303430187438 | 12 | 3017 | 35.5 | 11.5 | 9 |  | 43303430187439 | 72 | 18589 | 40 | 30 | 30 | [10 empty] | 12 | N | [12 empty] | CUG | ZG | 8536201090 | [14 empty] | Automaat NG125L 1P B20 | Disjoncteur NG125L 1P B20 | [17 empty] | https://eref.se.com/be/nl/sis-tarif/product/18743 | https://eref.se.com/be/fr/sis-tarif/product/18743
Schneider Electric | Schneider Electric | 01022021 |  | Schneider Electric |  | SED | 18744 |  |  | 115.09 |  | 1 |  | 12 | NG125L 1P B25 | NG125L 1P B25 |  | NG125L 1P 25A B | [8 empty] | 09.07 | 1 | [8 empty] | 1 | 3303430187448 | 0 |  | 240 | 11 | 3 | 8 | 0.264 | 23303430187442 | 12 | 3022 | 36.1 | 11.9 | 9.1 |  | 43303430187446 | 72 | 18619 | 40 | 30 | 30 | [10 empty] | 12 | N | [12 empty] | CUG | ZG | 8536201090 | [14 empty] | Automaat NG125L 1P B25 | Disjoncteur NG125L 1P B25 | [17 empty] | https://eref.se.com/be/nl/sis-tarif/product/18744 | https://eref.se.com/be/fr/sis-tarif/product/18744
Schneider Electric | Schneider Electric | 01022021 |  | Schneider Electric |  | SED | 18745 |  |  | 115.02 |  | 1 |  | 12 | NG125L 1P B32 | NG125L 1P B32 |  | NG125L 1P 32A B | [8 empty] | 09.07 | 1 | [8 empty] | 1 | 3303430187455 | 0 |  | 244 | 11 | 8 | 3 | 0.264 | 13303430187452 | 12 | 3018 | 36.1 | 11.9 | 9.1 |  | 43303430187453 | 72 | 18595 | 40 | 30 | 30 | [10 empty] | 12 | N | [12 empty] | CUG | ZG | 8536201090 | [14 empty] | Automaat NG125L 1P B32 | Disjoncteur NG125L 1P B32 | [17 empty] | https://eref.se.com/be/nl/sis-tarif/product/18745 | https://eref.se.com/be/fr/sis-tarif/product/18745
Schneider Electric | Schneider Electric | 01022021 |  | Schneider Electric |  | SED | 18746 |  |  | 115.02 |  | 1 |  | 12 | NG125L 1P B40 | NG125L 1P B40 |  | NG125L 1P 40A B | [8 empty] | 09.07 | 1 | [8 empty] | 1 | 3303430187462 | 0 |  | 241 | 11 | 3 | 8 | 0.264 | 23303430187466 | 12 | 2794 | 36.1 | 12.1 | 9.1 |  | 43303430187460 | 72 | 17251 | 40 | 30 | 30 | [10 empty] | 12 | N | [12 empty] | CUG | ZG | 8536201090 | [14 empty] | Automaat NG125L 1P B40 | Disjoncteur NG125L 1P B40 | [17 empty] | https://eref.se.com/be/nl/sis-tarif/product/18746 | https://eref.se.com/be/fr/sis-tarif/product/18746
Schneider Electric | Schneider Electric | 01022021 |  | Schneider Electric |  | SED | 18747 |  |  | 111.33 |  | 1 |  | 12 | NG125L 1P B50 | NG125L 1P B50 |  | NG125L 1P 50A B | [8 empty] | 09.07 | 1 | [8 empty] | 1 | 3303430187479 | 0 |  | 241 | 11 | 3 | 8 | 0.264 | 23303430187473 | 12 | 3036 | 36 | 11.9 | 9.1 |  | 43303430187477 | 72 | 18703 | 40 | 30 | 30 | [10 empty] | 12 | N | [12 empty] | CUG | ZG | 8536201090 | [14 empty] | Automaat NG125L 1P B50 | Disjoncteur NG125L 1P B50 | [17 empty] | https://eref.se.com/be/nl/sis-tarif/product/18747 | https://eref.se.com/be/fr/sis-tarif/product/18747
Schneider Electric | Schneider Electric | 01022021 |  | Schneider Electric |  | SED | 18748 |  |  | 115.24 |  | 1 |  | 12 | NG125L 1P B63 | NG125L 1P B63 |  | NG125L 1P 63A B | [8 empty] | 09.07 | 1 | [8 empty] | 1 | 3303430187486 | 0 |  | 241 | 11 | 3 | 8 | 0.264 | 23303430187480 | 12 | 3068 | 35.8 | 11.9 | 9.1 |  | 43303430187484 | 72 | 18895 | 40 | 30 | 30 | [10 empty] | 12 | N | [12 empty] | CUG | ZG | 8536201090 | [14 empty] | Automaat NG125L 1P B63 | Disjoncteur NG125L 1P B63 | [17 empty] | https://eref.se.com/be/nl/sis-tarif/product/18748 | https://eref.se.com/be/fr/sis-tarif/product/18748
Schneider Electric | Schneider Electric | 01022021 |  | Schneider Electric |  | SED | 18749 |  |  | 117.19 |  | 1 |  | 12 | NG125L 1P B80 | NG125L 1P B80 |  | NG125L 1P 80A B | [8 empty] | 09.07 | 1 | [8 empty] | 1 | 3303430187493 | 0 |  | 257 | 11 | 8 | 3 | 0.264 | 13303430187490 | 12 | 3172 | 35.7 | 11.7 | 9 |  | 43303430187491 | 72 | 19519 | 40 | 30 | 30 | [10 empty] | 12 | N | [12 empty] | CUG | ZG | 8536209090 | [14 empty] | Automaat NG125L 1P B80 | Disjoncteur NG125L 1P B80 | [17 empty] | https://eref.se.com/be/nl/sis-tarif/product/18749 | https://eref.se.com/be/fr/sis-tarif/product/18749
Schneider Electric | Schneider Electric | 01022021 |  | Schneider Electric |  | SED | 18750 |  |  | 243.35 |  | 1 |  | 6 | NG125L 2P B10 | NG125L 2P B10 |  | NG125L 2P 10A B | [8 empty] | 09.07 | 1 | [8 empty] | 1 | 3303430187509 | 0 |  | 471 | 11 | 8 | 6 | 0.528 | 13303430187506 | 6 | 2905 | 36.3 | 11.9 | 9.1 |  | 43303430187507 | 36 | 17917 | 40 | 30 | 30 | [10 empty] | 6 | N | [12 empty] | CUG | ZG | 8536201090 | [14 empty] | Automaat NG125L 2P B10 | Disjoncteur NG125L 2P B10 | [17 empty] | https://eref.se.com/be/nl/sis-tarif/product/18750 | https://eref.se.com/be/fr/sis-tarif/product/18750
Schneider Electric | Schneider Electric | 01022021 |  | Schneider Electric |  | SED | 18751 |  |  | 225.34 |  | 1 |  | 6 | NG125L 2P B16 | NG125L 2P B16 |  | NG125L 2P 16A B | [8 empty] | 09.07 | 1 | [8 empty] | 1 | 3303430187516 | 0 |  | 477 | 11 | 8 | 6 | 0.528 | 13303430187513 | 6 | 2945 | 36 | 11.9 | 9.1 |  | 43303430187514 | 36 | 18106 | 40 | 30 | 30 | [10 empty] | 6 | N | [12 empty] | CUG | ZG | 8536201090 | [14 empty] | Automaat NG125L 2P B16 | Disjoncteur NG125L 2P B16 | [17 empty] | https://eref.se.com/be/nl/sis-tarif/product/18751 | https://eref.se.com/be/fr/sis-tarif/product/18751
Schneider Electric | Schneider Electric | 01022021 |  | Schneider Electric |  | SED | 18752 |  |  | 236.6 |  | 1 |  | 6 | NG125L 2P B20 | NG125L 2P B20 |  | NG125L 2P 20A B | [8 empty] | 09.07 | 1 | [8 empty] | 1 | 3303430187523 | 0 |  | 475 | 11 | 6 | 8 | 0.528 | 23303430187527 | 6 | 2952 | 36 | 11.9 | 9.1 |  | 43303430187521 | 36 | 18199 | 40 | 30 | 30 | [10 empty] | 12 | N | [12 empty] | CUG | ZG | 8536201090 | [14 empty] | Automaat NG125L 2P B20 | Disjoncteur NG125L 2P B20 | [17 empty] | https://eref.se.com/be/nl/sis-tarif/product/18752 | https://eref.se.com/be/fr/sis-tarif/product/18752
Schneider Electric | Schneider Electric | 01022021 |  | Schneider Electric |  | SED | 18753 |  |  | 243.35 |  | 1 |  | 6 | NG125L 2P B25 | NG125L 2P B25 |  | NG125L 2P 25A B | [8 empty] | 09.07 | 1 | [8 empty] | 1 | 3303430187530 | 0 |  | 476 | 11 | 6 | 8 | 0.528 | 23303430187534 | 6 | 2941 | 36 | 11.9 | 9.1 |  | 43303430187538 | 36 | 18133 | 40 | 30 | 30 | [10 empty] | 12 | N | [12 empty] | CUG | ZG | 8536201090 | [14 empty] | Automaat NG125L 2P B25 | Disjoncteur NG125L 2P B25 | [17 empty] | https://eref.se.com/be/nl/sis-tarif/product/18753 | https://eref.se.com/be/fr/sis-tarif/product/18753
Schneider Electric | Schneider Electric | 01022021 |  | Schneider Electric |  | SED | 18754 |  |  | 243.15 |  | 1 |  | 6 | NG125L 2P B32 | NG125L 2P B32 |  | NG125L 2P 32A B | [8 empty] | 09.07 | 1 | [8 empty] | 1 | 3303430187547 | 0 |  | 474 | 11 | 6 | 8 | 0.528 | 23303430187541 | 6 | 2946 | 36 | 11.9 | 9.1 |  | 43303430187545 | 36 | 18163 | 40 | 30 | 30 | [10 empty] | 12 | N | [12 empty] | CUG | ZG | 8536201090 | [14 empty] | Automaat NG125L 2P B32 | Disjoncteur NG125L 2P B32 | [17 empty] | https://eref.se.com/be/nl/sis-tarif/product/18754 | https://eref.se.com/be/fr/sis-tarif/product/18754
Schneider Electric | Schneider Electric | 01022021 |  | Schneider Electric |  | SED | 18755 |  |  | 243.15 |  | 1 |  | 6 | NG125L 2P B40 | NG125L 2P B40 |  | NG125L 2P 40A B | [8 empty] | 09.07 | 1 | [8 empty] | 1 | 3303430187554 | 0 |  | 475 | 11 | 6 | 8 | 0.528 | 23303430187558 | 6 | 2964 | 35.9 | 11.9 | 9.1 |  | 43303430187552 | 36 | 18271 | 40 | 30 | 30 | [10 empty] | 12 | N | [12 empty] | CUG | ZG | 8536201090 | [14 empty] | Automaat NG125L 2P B40 | Disjoncteur NG125L 2P B40 | [17 empty] | https://eref.se.com/be/nl/sis-tarif/product/18755 | https://eref.se.com/be/fr/sis-tarif/product/18755
Schneider Electric | Schneider Electric | 01022021 |  | Schneider Electric |  | SED | 18756 |  |  | 243.62 |  | 1 |  | 6 | NG125L 2P B50 | NG125L 2P B50 |  | NG125L 2P 50A B | [8 empty] | 09.07 | 1 | [8 empty] | 1 | 3303430187561 | 0 |  | 477 | 11 | 6 | 8 | 0.528 | 23303430187565 | 6 | 2962 | 35.5 | 11.5 | 9 |  | 43303430187569 | 36 | 18259 | 40 | 30 | 30 | [10 empty] | 12 | N | [12 empty] | CUG | ZG | 8536201090 | [14 empty] | Automaat NG125L 2P B50 | Disjoncteur NG125L 2P B50 | [17 empty] | https://eref.se.com/be/nl/sis-tarif/product/18756 | https://eref.se.com/be/fr/sis-tarif/product/18756
Schneider Electric | Schneider Electric | 01022021 |  | Schneider Electric |  | SED | 18757 |  |  | 243.62 |  | 1 |  | 6 | NG125L 2P B63 | NG125L 2P B63 |  | NG125L 2P 63A B | [8 empty] | 09.07 | 1 | [8 empty] | 1 | 3303430187578 | 0 |  | 479 | 11 | 8 | 6 | 0.528 | 13303430187575 | 6 | 2970 | 35.8 | 11.7 | 9 |  | 43303430187576 | 36 | 18307 | 40 | 30 | 30 | [10 empty] | 12 | N | [12 empty] | CUG | ZG | 8536201090 | [14 empty] | Automaat NG125L 2P B63 | Disjoncteur NG125L 2P B63 | [17 empty] | https://eref.se.com/be/nl/sis-tarif/product/18757 | https://eref.se.com/be/fr/sis-tarif/product/18757
Schneider Electric | Schneider Electric | 01022021 |  | Schneider Electric |  | SED | 18758 |  |  | 247.78 |  | 1 |  | 6 | NG125L 2P B80 | NG125L 2P B80 |  | NG125L 2P 80A B | [8 empty] | 09.07 | 1 | [8 empty] | 1 | 3303430187585 | 0 |  | 198 | 11 | 6 | 8 | 0.528 | 23303430187589 | 6 | 3000 | 35.9 | 11.9 | 9.1 |  | 43303430187583 | 36 | 18487 | 40 | 30 | 30 | [10 empty] | 12 | N | [12 empty] | CUG | ZG | 8536209090 | [14 empty] | Automaat NG125L 2P B80 | Disjoncteur NG125L 2P B80 | [17 empty] | https://eref.se.com/be/nl/sis-tarif/product/18758 | https://eref.se.com/be/fr/sis-tarif/product/18758
Schneider Electric | Schneider Electric | 01022021 |  | Schneider Electric |  | SED | 18759 |  |  | 329.23 |  | 1 |  | 1 | NG125L 3P B10 | NG125L 3P B10 |  | NG125L 3P 10A B | [8 empty] | 09.07 | 1 | [8 empty] | 1 | 3303430187592 | 0 |  | 734 | 13 | 12 | 9 | 1.404 | [7 empty] | 43303430187590 | 18 | 13987 | 40 | 30 | 30 | [10 empty] | 6 | N | [12 empty] | CUG | ZG | 8536201090 | [14 empty] | Automaat NG125L 3P B10 | Disjoncteur NG125L 3P B10 | [17 empty] | https://eref.se.com/be/nl/sis-tarif/product/18759 | https://eref.se.com/be/fr/sis-tarif/product/18759
Schneider Electric | Schneider Electric | 01022021 |  | Schneider Electric |  | SED | 18760 |  |  | 304.83 |  | 1 |  | 1 | NG125L 3P B16 | NG125L 3P B16 |  | NG125L 3P 16A B | [8 empty] | 09.07 | 1 | [8 empty] | 1 | 3303430187608 | 0 |  | 761 | 13 | 12 | 8 | 1.248 | [7 empty] | 43303430187606 | 18 | 14185 | 40 | 30 | 30 | [10 empty] | 6 | N | [12 empty] | CUG | ZG | 8536201090 | [14 empty] | Automaat NG125L 3P B16 | Disjoncteur NG125L 3P B16 | [17 empty] | https://eref.se.com/be/nl/sis-tarif/product/18760 | https://eref.se.com/be/fr/sis-tarif/product/18760
Schneider Electric | Schneider Electric | 01022021 |  | Schneider Electric |  | SED | 18761 |  |  | 320.09 |  | 1 |  | 1 | NG125L 3P B20 | NG125L 3P B20 |  | NG125L 3P 20A B | [8 empty] | 09.07 | 1 | [8 empty] | 1 | 3303430187615 | 0 |  | 782 | 13 | 12 | 8 | 1.248 | [7 empty] | 43303430187613 | 18 | 14131 | 40 | 30 | 30 | [10 empty] | 12 | N | [12 empty] | CUG | ZG | 8536201090 | [14 empty] | Automaat NG125L 3P B20 | Disjoncteur NG125L 3P B20 | [17 empty] | https://eref.se.com/be/nl/sis-tarif/product/18761 | https://eref.se.com/be/fr/sis-tarif/product/18761
Schneider Electric | Schneider Electric | 01022021 |  | Schneider Electric |  | SED | 18762 |  |  | 329.23 |  | 1 |  | 1 | NG125L 3P B25 | NG125L 3P B25 |  | NG125L 3P 25A B | [8 empty] | 09.07 | 1 | [8 empty] | 1 | 3303430187622 | 0 |  | 758 | 13 | 12 | 9 | 1.404 | [7 empty] | 43303430187620 | 18 | 14131 | 40 | 30 | 30 | [10 empty] | 12 | N | [12 empty] | CUG | ZG | 8536201090 | [14 empty] | Automaat NG125L 3P B25 | Disjoncteur NG125L 3P B25 | [17 empty] | https://eref.se.com/be/nl/sis-tarif/product/18762 | https://eref.se.com/be/fr/sis-tarif/product/18762
Schneider Electric | Schneider Electric | 01022021 |  | Schneider Electric |  | SED | 18763 |  |  | 329.23 |  | 1 |  | 1 | NG125L 3P B32 | NG125L 3P B32 |  | NG125L 3P 32A B | [8 empty] | 09.07 | 1 | [8 empty] | 1 | 3303430187639 | 0 |  | 756 | 13 | 12 | 8 | 1.248 | [7 empty] | 43303430187637 | 18 | 14095 | 40 | 30 | 30 | [10 empty] | 6 | N | [12 empty] | CUG | ZG | 8536201090 | [14 empty] | Automaat NG125L 3P B32 | Disjoncteur NG125L 3P B32 | [17 empty] | https://eref.se.com/be/nl/sis-tarif/product/18763 | https://eref.se.com/be/fr/sis-tarif/product/18763
Schneider Electric | Schneider Electric | 01022021 |  | Schneider Electric |  | SED | 18764 |  |  | 329.23 |  | 1 |  | 1 | NG125L 3P B40 | NG125L 3P B40 |  | NG125L 3P 40A B | [8 empty] | 09.07 | 1 | [8 empty] | 1 | 3303430187646 | 0 |  | 763 | 13 | 12 | 9 | 1.404 | [7 empty] | 43303430187644 | 18 | 14221 | 40 | 30 | 30 | [10 empty] | 6 | N | [12 empty] | CUG | ZG | 8536201090 | [14 empty] | Automaat NG125L 3P B40 | Disjoncteur NG125L 3P B40 | [17 empty] | https://eref.se.com/be/nl/sis-tarif/product/18764 | https://eref.se.com/be/fr/sis-tarif/product/18764
Schneider Electric | Schneider Electric | 01022021 |  | Schneider Electric |  | SED | 18765 |  |  | 329.23 |  | 1 |  | 1 | NG125L 3P B50 | NG125L 3P B50 |  | NG125L 3P 50A B | [8 empty] | 09.07 | 1 | [8 empty] | 1 | 3303430187653 | 0 |  | 760 | 13 | 12 | 8 | 1.248 | [7 empty] | 43303430187651 | 18 | 14167 | 40 | 30 | 30 | [10 empty] | 6 | N | [12 empty] | CUG | ZG | 8536201090 | [14 empty] | Automaat NG125L 3P B50 | Disjoncteur NG125L 3P B50 | [17 empty] | https://eref.se.com/be/nl/sis-tarif/product/18765 | https://eref.se.com/be/fr/sis-tarif/product/18765
Schneider Electric | Schneider Electric | 01022021 |  | Schneider Electric |  | SED | 18766 |  |  | 329.23 |  | 1 |  | 1 | NG125L 3P B63 | NG125L 3P B63 |  | NG125L 3P 63A B | [8 empty] | 09.07 | 1 | [8 empty] | 1 | 3303430187660 | 0 |  | 768 | 13 | 12 | 8 | 1.248 | [7 empty] | 43303430187668 | 18 | 14311 | 40 | 30 | 30 | [10 empty] | 6 | N | [12 empty] | CUG | ZG | 8536201090 | [14 empty] | Automaat NG125L 3P B63 | Disjoncteur NG125L 3P B63 | [17 empty] | https://eref.se.com/be/nl/sis-tarif/product/18766 | https://eref.se.com/be/fr/sis-tarif/product/18766
Schneider Electric | Schneider Electric | 01022021 |  | Schneider Electric |  | SED | 18767 |  |  | 332.62 |  | 1 |  | 1 | NG125L 3P B80 | NG125L 3P B80 |  | NG125L 3P 80A B | [8 empty] | 09.07 | 1 | [8 empty] | 1 | 3303430187677 | 0 |  | 801 | 13 | 12 | 9 | 1.404 | [7 empty] | 43303430187675 | 18 | 14905 | 40 | 30 | 30 | [10 empty] | 6 | N | [12 empty] | CUG | ZG | 8536209090 | [14 empty] | Automaat NG125L 3P B80 | Disjoncteur NG125L 3P B80 | [17 empty] | https://eref.se.com/be/nl/sis-tarif/product/18767 | https://eref.se.com/be/fr/sis-tarif/product/18767
Schneider Electric | Schneider Electric | 01022021 |  | Schneider Electric |  | SED | 18768 |  |  | 425.87 |  | 1 |  | 1 | NG125L 4P B10 | NG125L 4P B10 |  | NG125L 4P 10A B | [8 empty] | 09.07 | 1 | [8 empty] | 1 | 3303430187684 | 0 |  | 986 | 16 | 12 | 8 | 1.536 | [7 empty] | 43303430187682 | 12 | 12319 | 40 | 30 | 30 | [10 empty] | 6 | N | [12 empty] | CUG | ZG | 8536201090 | [14 empty] | Automaat NG125L 4P B10 | Disjoncteur NG125L 4P B10 | [17 empty] | https://eref.se.com/be/nl/sis-tarif/product/18768 | https://eref.se.com/be/fr/sis-tarif/product/18768
Schneider Electric | Schneider Electric | 01022021 |  | Schneider Electric |  | SED | 18769 |  |  | 394.3 |  | 1 |  | 1 | NG125L 4P B16 | NG125L 4P B16 |  | NG125L 4P 16A B | [8 empty] | 09.07 | 1 | [8 empty] | 1 | 3303430187691 | 0 |  | 998 | 16 | 12 | 9 | 1.728 | [7 empty] | 43303430187699 | 12 | 12463 | 40 | 30 | 30 | [10 empty] | 6 | N | [12 empty] | CUG | ZG | 8536201090 | [14 empty] | Automaat NG125L 4P B16 | Disjoncteur NG125L 4P B16 | [17 empty] | https://eref.se.com/be/nl/sis-tarif/product/18769 | https://eref.se.com/be/fr/sis-tarif/product/18769
Schneider Electric | Schneider Electric | 01022021 |  | Schneider Electric |  | SED | 18770 |  |  | 421.4 |  | 1 |  | 1 | NG125L 4P B20 | NG125L 4P B20 |  | NG125L 4P 20A B | [8 empty] | 09.07 | 1 | [8 empty] | 1 | 3303430187707 | 0 |  | 999 | 16 | 12 | 9 | 1.728 | [7 empty] | 43303430187705 | 12 | 12475 | 40 | 30 | 30 | [10 empty] | 12 | N | [12 empty] | CUG | ZG | 8536201090 | [14 empty] | Automaat NG125L 4P B20 | Disjoncteur NG125L 4P B20 | [17 empty] | https://eref.se.com/be/nl/sis-tarif/product/18770 | https://eref.se.com/be/fr/sis-tarif/product/18770
Schneider Electric | Schneider Electric | 01022021 |  | Schneider Electric |  | SED | 18771 |  |  | 448.61 |  | 1 |  | 1 | NG125L 4P B25 | NG125L 4P B25 |  | NG125L 4P 25A B | [8 empty] | 09.07 | 1 | [8 empty] | 1 | 3303430187714 | 0 |  | 1001 | 16 | 12 | 9 | 1.728 | [7 empty] | 43303430187712 | 12 | 12499 | 40 | 30 | 30 | [10 empty] | 6 | N | [12 empty] | CUG | ZG | 8536201090 | [14 empty] | Automaat NG125L 4P B25 | Disjoncteur NG125L 4P B25 | [17 empty] | https://eref.se.com/be/nl/sis-tarif/product/18771 | https://eref.se.com/be/fr/sis-tarif/product/18771
Schneider Electric | Schneider Electric | 01022021 |  | Schneider Electric |  | SED | 18772 |  |  | 448.61 |  | 1 |  | 1 | NG125L 4P B32 | NG125L 4P B32 |  | NG125L 4P 32A B | [8 empty] | 09.07 | 1 | [8 empty] | 1 | 3303430187721 | 0 |  | 1007 | 16 | 12 | 8 | 1.536 | [7 empty] | 43303430187729 | 12 | 12475 | 40 | 30 | 30 | [10 empty] | 12 | N | [12 empty] | CUG | ZG | 8536201090 | [14 empty] | Automaat NG125L 4P B32 | Disjoncteur NG125L 4P B32 | [17 empty] | https://eref.se.com/be/nl/sis-tarif/product/18772 | https://eref.se.com/be/fr/sis-tarif/product/18772
Schneider Electric | Schneider Electric | 01022021 |  | Schneider Electric |  | SED | 18773 |  |  | 425.53 |  | 1 |  | 1 | NG125L 4P B40 | NG125L 4P B40 |  | NG125L 4P 40A B | [8 empty] | 09.07 | 1 | [8 empty] | 1 | 3303430187738 | 0 |  | 1001 | 16 | 12 | 9 | 1.728 | [7 empty] | 43303430187736 | 12 | 12499 | 40 | 30 | 30 | [10 empty] | 6 | N | [12 empty] | CUG | ZG | 8536201090 | [14 empty] | Automaat NG125L 4P B40 | Disjoncteur NG125L 4P B40 | [17 empty] | https://eref.se.com/be/nl/sis-tarif/product/18773 | https://eref.se.com/be/fr/sis-tarif/product/18773
Schneider Electric | Schneider Electric | 01022021 |  | Schneider Electric |  | SED | 18774 |  |  | 426.35 |  | 1 |  | 1 | NG125L 4P B50 | NG125L 4P B50 |  | NG125L 4P 50A B | [8 empty] | 09.07 | 1 | [8 empty] | 1 | 3303430187745 | 0 |  | 981 | 16 | 12 | 8 | 1.536 | [7 empty] | 43303430187743 | 12 | 12487 | 40 | 30 | 30 | [10 empty] | 12 | N | [12 empty] | CUG | ZG | 8536201090 | [14 empty] | Automaat NG125L 4P B50 | Disjoncteur NG125L 4P B50 | [17 empty] | https://eref.se.com/be/nl/sis-tarif/product/18774 | https://eref.se.com/be/fr/sis-tarif/product/18774
Schneider Electric | Schneider Electric | 01022021 |  | Schneider Electric |  | SED | 18775 |  |  | 426.35 |  | 1 |  | 1 | NG125L 4P B63 | NG125L 4P B63 |  | NG125L 4P 63A B | [8 empty] | 09.07 | 1 | [8 empty] | 1 | 3303430187752 | 0 |  | 1009 | 15 | 12 | 8 | 1.44 | [7 empty] | 43303430187750 | 12 | 12595 | 40 | 30 | 30 | [10 empty] | 6 | N | [12 empty] | CUG | ZG | 8536201090 | [14 empty] | Automaat NG125L 4P B63 | Disjoncteur NG125L 4P B63 | [17 empty] | https://eref.se.com/be/nl/sis-tarif/product/18775 | https://eref.se.com/be/fr/sis-tarif/product/18775
Schneider Electric | Schneider Electric | 01022021 |  | Schneider Electric |  | SED | 18776 |  |  | 433.6 |  | 1 |  | 1 | NG125L 4P B80 | NG125L 4P B80 |  | NG125L 4P 80A B | [8 empty] | 09.07 | 1 | [8 empty] | 1 | 3303430187769 | 0 |  | 1056 | 16 | 12 | 9 | 1.728 | [7 empty] | 43303430187767 | 12 | 13159 | 40 | 30 | 30 | [10 empty] | 12 | N | [12 empty] | CUG | ZG | 8536209090 | [14 empty] | Automaat NG125L 4P B80 | Disjoncteur NG125L 4P B80 | [17 empty] | https://eref.se.com/be/nl/sis-tarif/product/18776 | https://eref.se.com/be/fr/sis-tarif/product/18776
Schneider Electric | Schneider Electric | 01022021 |  | Schneider Electric |  | SED | 18777 |  |  | 109.61 |  | 1 |  | 12 | NG125L 1P C10 | NG125L 1P C10 |  | NG125L 1P 10A | [8 empty] | 09.07 | 1 | [8 empty] | 1 | 3303430187776 | 0 |  | 242 | 11 | 8 | 3 | 0.264 | 13303430187773 | 12 | 2994 | 35.5 | 11.5 | 8.8 |  | 43303430187774 | 72 | 18424 | 40 | 30 | 30 | [10 empty] | 6 | N | [12 empty] | CUG | ZG | 8536201090 | [5 empty] | 210040 | [8 empty] | Automaat NG125L 1P C10 | Disjoncteur NG125L 1P C10 | [17 empty] | https://eref.se.com/be/nl/sis-tarif/product/18777 | https://eref.se.com/be/fr/sis-tarif/product/18777
Schneider Electric | Schneider Electric | 01022021 |  | Schneider Electric |  | SED | 18778 |  |  | 101.48 |  | 1 |  | 12 | NG125L 1P C16 | NG125L 1P C16 |  | NG125L 1P 16A C | [8 empty] | 09.07 | 1 | [8 empty] | 1 | 3303430187783 | 0 |  | 242 | 11 | 3 | 8 | 0.264 |  | 12 | 3026 | 36 | 12 | 9 |  |  | 72 | 18643 | 40 | 30 | 30 | [10 empty] | 6 | N | [12 empty] | CUG | ZG | 8536201090 | [5 empty] | 210040 | [8 empty] | Automaat NG125L 1P C16 | Disjoncteur NG125L 1P C16 | [17 empty] | https://eref.se.com/be/nl/sis-tarif/product/18778 | https://eref.se.com/be/fr/sis-tarif/product/18778
Schneider Electric | Schneider Electric | 01022021 |  | Schneider Electric |  | SED | 18779 |  |  | 106.55 |  | 1 |  | 12 | NG125L 1P C20 | NG125L 1P C20 |  | NG125L 1P 20A C | [8 empty] | 09.07 | 1 | [8 empty] | 1 | 3303430187790 | 0 |  | 244 | 11 | 8 | 3 | 0.264 | 13303430187797 | 12 | 3040 | 36 | 11.9 | 9.1 |  | 43303430187798 | 72 | 18762 | 40 | 30 | 30 | [10 empty] | 6 | N | [12 empty] | CUG | ZG | 8536201090 | [5 empty] | 210040 | [8 empty] | Automaat NG125L 1P C20 | Disjoncteur NG125L 1P C20 | [17 empty] | https://eref.se.com/be/nl/sis-tarif/product/18779 | https://eref.se.com/be/fr/sis-tarif/product/18779
Schneider Electric | Schneider Electric | 01022021 |  | Schneider Electric |  | SED | 18780 |  |  | 109.61 |  | 1 |  | 12 | NG125L 1P C25 | NG125L 1P C25 |  | NG125L 1P 25A C | [8 empty] | 09.07 | 1 | [8 empty] | 1 | 3303430187806 | 0 |  | 241 | 11 | 3 | 8 | 0.264 | 23303430187800 | 12 | 3023 | 36.1 | 11.9 | 9.1 |  | 43303430187804 | 72 | 18625 | 40 | 30 | 30 | [10 empty] | 6 | N | [12 empty] | CUG | ZG | 8536201090 | [5 empty] | 210040 | [8 empty] | Automaat NG125L 1P C25 | Disjoncteur NG125L 1P C25 | [17 empty] | https://eref.se.com/be/nl/sis-tarif/product/18780 | https://eref.se.com/be/fr/sis-tarif/product/18780
Schneider Electric | Schneider Electric | 01022021 |  | Schneider Electric |  | SED | 18781 |  |  | 109.52 |  | 1 |  | 12 | NG125L 1P C32 | NG125L 1P C32 |  | NG125L 1P 32A C | [8 empty] | 09.07 | 1 | [8 empty] | 1 | 3303430187813 | 0 |  | 246 | 11 | 8 | 3 | 0.264 | 13303430187810 | 12 | 3036 | 35.5 | 11.7 | 8.7 |  | 43303430187811 | 72 | 18501 | 40 | 30 | 30 | [10 empty] | 6 | N | [12 empty] | CUG | ZG | 8536201090 | [5 empty] | 210040 | [8 empty] | Automaat NG125L 1P C32 | Disjoncteur NG125L 1P C32 | [17 empty] | https://eref.se.com/be/nl/sis-tarif/product/18781 | https://eref.se.com/be/fr/sis-tarif/product/18781
Schneider Electric | Schneider Electric | 01022021 |  | Schneider Electric |  | SED | 18782 |  |  | 109.52 |  | 1 |  | 12 | NG125L 1P C40 | NG125L 1P C40 |  | NG125L 1P 40A C | [8 empty] | 09.07 | 1 | [8 empty] | 1 | 3303430187820 | 0 |  | 247 | 11 | 8 | 3 | 0.264 | 13303430187827 | 12 | 3048 | 36 | 12 | 9 |  | 43303430187828 | 72 | 18775 | 40 | 30 | 30 | [10 empty] | 12 | N | [12 empty] | CUG | ZG | 8536201090 | [5 empty] | 210040 | [8 empty] | Automaat NG125L 1P C40 | Disjoncteur NG125L 1P C40 | [17 empty] | https://eref.se.com/be/nl/sis-tarif/product/18782 | https://eref.se.com/be/fr/sis-tarif/product/18782
Schneider Electric | Schneider Electric | 01022021 |  | Schneider Electric |  | SED | 18784 |  |  | 109.75 |  | 1 |  | 12 | NG125L 1P C63 | NG125L 1P C63 |  | NG125L 1P 63A C | [8 empty] | 09.07 | 1 | [8 empty] | 1 | 3303430187844 | 0 |  | 248 | 11 | 3 | 8 | 0.264 | 13303430187841 | 12 | 3063 | 36 | 12 | 8.7 |  | 43303430187842 | 72 | 18865 | 40 | 30 | 30 | [10 empty] | 12 | N | [12 empty] | CUG | ZG | 8536201090 | [5 empty] | 210040 | [8 empty] | Automaat NG125L 1P C63 | Disjoncteur NG125L 1P C63 | [17 empty] | https://eref.se.com/be/nl/sis-tarif/product/18784 | https://eref.se.com/be/fr/sis-tarif/product/18784
Schneider Electric | Schneider Electric | 01022021 |  | Schneider Electric |  | SED | 18785 |  |  | 111.64 |  | 1 |  | 12 | NG125L 1P C80 | NG125L 1P C80 |  | NG125L 1P 80A C | [8 empty] | 09.07 | 1 | [8 empty] | 1 | 3303430187851 | 0 |  | 257 | 11 | 3 | 8 | 0.264 | 13303430187858 | 12 | 3164 | 35.5 | 11.5 | 8.7 |  | 43303430187859 | 72 | 19471 | 40 | 30 | 30 | [10 empty] | 12 | N | [12 empty] | CUG | ZG | 8536209090 | [5 empty] | 210040 | [8 empty] | Automaat NG125L 1P C80 | Disjoncteur NG125L 1P C80 | [17 empty] | https://eref.se.com/be/nl/sis-tarif/product/18785 | https://eref.se.com/be/fr/sis-tarif/product/18785
Schneider Electric | Schneider Electric | 01022021 |  | Schneider Electric |  | SED | 18788 |  |  | 231.77 |  | 1 |  | 6 | NG125L 2P C10 | NG125L 2P C10 |  | NG125L 2P 10A C MCB | [8 empty] | 09.07 | 1 | [8 empty] | 1 | 3303430187882 | 0 |  | 473 | 11 | 8 | 6 | 0.528 | 13303430187889 | 6 | 2916 | 11.9 | 35.7 | 9.1 |  | 43303430187880 | 36 | 17876 | 40 | 30 | 30 | [10 empty] | 2 | Y | [12 empty] | CUG | ZG | 8536201090 | [5 empty] | 210040 | [8 empty] | Automaat NG125L 2P C10 | Disjoncteur NG125L 2P C10 | [17 empty] | https://eref.se.com/be/nl/sis-tarif/product/18788 | https://eref.se.com/be/fr/sis-tarif/product/18788
Schneider Electric | Schneider Electric | 01022021 |  | Schneider Electric |  | SED | 18789 |  |  | 214.61 |  | 1 |  | 6 | NG125L 2P C16 | NG125L 2P C16 |  | NG125L 2P 16A C MCB | [8 empty] | 09.07 | 1 | [8 empty] | 1 | 3303430187899 | 0 |  | 478 | 11 | 8 | 6 | 0.528 | 13303430187896 | 6 | 2940 | 36 | 11.9 | 9.1 |  | 43303430187897 | 36 | 18413 | 40 | 30 | 30 | [10 empty] | 2 | Y | [12 empty] | CUG | ZG | 8536201090 | [5 empty] | 210040 | [8 empty] | Automaat NG125L 2P C16 | Disjoncteur NG125L 2P C16 | [17 empty] | https://eref.se.com/be/nl/sis-tarif/product/18789 | https://eref.se.com/be/fr/sis-tarif/product/18789
Schneider Electric | Schneider Electric | 01022021 |  | Schneider Electric |  | SED | 18790 |  |  | 225.32 |  | 1 |  | 6 | NG125L 2P C20 | NG125L 2P C20 |  | NG125L 2P 20A C | [8 empty] | 09.07 | 1 | [8 empty] | 1 | 3303430187905 | 0 |  | 475 | 11 | 8 | 6 | 0.528 | 13303430187902 | 6 | 2946 | 36 | 11.9 | 9.1 |  | 43303430187903 | 36 | 18098 | 40 | 30 | 30 | [10 empty] | 6 | N | [12 empty] | CUG | ZG | 8536201090 | [5 empty] | 210040 | [8 empty] | Automaat NG125L 2P C20 | Disjoncteur NG125L 2P C20 | [17 empty] | https://eref.se.com/be/nl/sis-tarif/product/18790 | https://eref.se.com/be/fr/sis-tarif/product/18790
Schneider Electric | Schneider Electric | 01022021 |  | Schneider Electric |  | SED | 18791 |  |  | 231.77 |  | 1 |  | 6 | NG125L 2P C25 | NG125L 2P C25 |  | NG125L 2P 25A C | [8 empty] | 09.07 | 1 | [8 empty] | 1 | 3303430187912 | 0 |  | 477 | 11 | 8 | 6 | 0.528 | 13303430187919 | 6 | 2946 | 35.7 | 11.9 | 9.1 |  | 43303430187910 | 36 | 18148 | 40 | 30 | 30 | [10 empty] | 6 | N | [12 empty] | CUG | ZG | 8536201090 | [5 empty] | 210040 | [8 empty] | Automaat NG125L 2P C25 | Disjoncteur NG125L 2P C25 | [17 empty] | https://eref.se.com/be/nl/sis-tarif/product/18791 | https://eref.se.com/be/fr/sis-tarif/product/18791
Schneider Electric | Schneider Electric | 01022021 |  | Schneider Electric |  | SED | 18792 |  |  | 231.57 |  | 1 |  | 6 | NG125L 2P C32 | NG125L 2P C32 |  | NG125L 2P 32A C MCB | [8 empty] | 09.07 | 1 | [8 empty] | 1 | 3303430187929 | 0 |  | 477 | 11 | 8 | 6 | 0.528 | 13303430187926 | 6 | 2937 | 35.6 | 11.4 | 9 |  | 43303430187927 | 36 | 18362 | 40 | 30 | 30 | [10 empty] | 6 | N | [12 empty] | CUG | ZG | 8536201090 | [5 empty] | 210040 | [8 empty] | Automaat NG125L 2P C32 | Disjoncteur NG125L 2P C32 | [17 empty] | https://eref.se.com/be/nl/sis-tarif/product/18792 | https://eref.se.com/be/fr/sis-tarif/product/18792
Schneider Electric | Schneider Electric | 01022021 |  | Schneider Electric |  | SED | 18793 |  |  | 231.57 |  | 1 |  | 6 | NG125L 2P C40 | NG125L 2P C40 |  | NG125L 2P 40A | [8 empty] | 09.07 | 1 | [8 empty] | 1 | 3303430187936 | 0 |  | 480 | 11 | 6 | 8 | 0.528 | 13303430187933 | 6 | 2958 | 35.6 | 11.5 | 9 |  | 43303430187934 | 36 | 18268 | 40 | 30 | 30 | [10 empty] | 6 | N | [12 empty] | CUG | ZG | 8536201090 | [5 empty] | 210040 | [8 empty] | Automaat NG125L 2P C40 | Disjoncteur NG125L 2P C40 | [17 empty] | https://eref.se.com/be/nl/sis-tarif/product/18793 | https://eref.se.com/be/fr/sis-tarif/product/18793
Schneider Electric | Schneider Electric | 01022021 |  | Schneider Electric |  | SED | 18794 |  |  | 232.03 |  | 1 |  | 6 | NG125L 2P C50 | NG125L 2P C50 |  | NG125L 2P 50A C | [8 empty] | 09.07 | 1 | [8 empty] | 1 | 3303430187943 | 0 |  | 480 | 11 | 6 | 8 | 0.528 | 13303430187940 | 6 | 2956 | 35.6 | 11.5 | 9 |  | 43303430187941 | 36 | 18120 | 40 | 30 | 30 | [10 empty] | 6 | N | [12 empty] | CUG | ZG | 8536201090 | [5 empty] | 210040 | [8 empty] | Automaat NG125L 2P C50 | Disjoncteur NG125L 2P C50 | [17 empty] | https://eref.se.com/be/nl/sis-tarif/product/18794 | https://eref.se.com/be/fr/sis-tarif/product/18794
Schneider Electric | Schneider Electric | 01022021 |  | Schneider Electric |  | SED | 18795 |  |  | 232.03 |  | 1 |  | 6 | NG125L 2P C63 | NG125L 2P C63 |  | NG125L 2P 63A C | [8 empty] | 09.07 | 1 | [8 empty] | 1 | 3303430187950 | 0 |  | 483 | 11 | 8 | 6 | 0.528 | 13303430187957 | 6 | 2982 | 35.9 | 11.9 | 9.1 |  | 43303430187958 | 36 | 18379 | 40 | 30 | 30 | [10 empty] | 6 | N | [12 empty] | CUG | ZG | 8536201090 | [5 empty] | 210040 | [8 empty] | Automaat NG125L 2P C63 | Disjoncteur NG125L 2P C63 | [17 empty] | https://eref.se.com/be/nl/sis-tarif/product/18795 | https://eref.se.com/be/fr/sis-tarif/product/18795
Schneider Electric | Schneider Electric | 01022021 |  | Schneider Electric |  | SED | 18796 |  |  | 236 |  | 1 |  | 6 | NG125L 2P C80 | NG125L 2P C80 |  | NG125L 2P 80A C | [8 empty] | 09.07 | 1 | [8 empty] | 1 | 3303430187967 | 0 |  | 499 | 11 | 6 | 8 | 0.528 |  | 6 | 3099 | 36 | 11.9 | 9.3 |  |  | 36 | 19081 | 40 | 30 | 30 | [10 empty] | 6 | N | [12 empty] | CUG | ZG | 8536209090 | [5 empty] | 210040 | [8 empty] | Automaat NG125L 2P C80 | Disjoncteur NG125L 2P C80 | [17 empty] | https://eref.se.com/be/nl/sis-tarif/product/18796 | https://eref.se.com/be/fr/sis-tarif/product/18796
Schneider Electric | Schneider Electric | 01022021 |  | Schneider Electric |  | SED | 18799 |  |  | 313.58 |  | 1 |  | 1 | NG125L 3P C10 | NG125L 3P C10 |  | NG125L 3P 10A C MCB | [8 empty] | 09.07 | 1 | [8 empty] | 1 | 3303430187998 | 0 |  | 735 | 13 | 12 | 9 | 1.404 | [7 empty] | 43303430187996 | 18 | 14239 | 40 | 30 | 30 | [10 empty] | 2 | Y | [12 empty] | CUG | ZG | 8536201090 | [5 empty] | 210040 | [8 empty] | Automaat NG125L 3P C10 | Disjoncteur NG125L 3P C10 | [17 empty] | https://eref.se.com/be/nl/sis-tarif/product/18799 | https://eref.se.com/be/fr/sis-tarif/product/18799
Schneider Electric | Schneider Electric | 01022021 |  | Schneider Electric |  | SED | 18800 |  |  | 290.31 |  | 1 |  | 1 | NG125L 3P C16 | NG125L 3P C16 |  | NG125L 3P 16A C MCB | [8 empty] | 09.07 | 1 | [8 empty] | 1 | 3303430188001 | 0 |  | 761 | 13 | 12 | 9 | 1.404 | [7 empty] | 43303430188009 | 18 | 14275 | 40 | 30 | 30 | [10 empty] | 6 | N | [12 empty] | CUG | ZG | 8536201090 | [5 empty] | 210040 | [8 empty] | Automaat NG125L 3P C16 | Disjoncteur NG125L 3P C16 | [17 empty] | https://eref.se.com/be/nl/sis-tarif/product/18800 | https://eref.se.com/be/fr/sis-tarif/product/18800
Schneider Electric | Schneider Electric | 01022021 |  | Schneider Electric |  | SED | 18801 |  |  | 304.89 |  | 1 |  | 1 | NG125L 3P C20 | NG125L 3P C20 |  | NG125L 3P 20A C MCB | [8 empty] | 09.07 | 1 | [8 empty] | 1 | 3303430188018 | 0 |  | 762 | 13 | 12 | 9 | 1.404 | [7 empty] | 43303430188016 | 18 | 14413 | 40 | 30 | 30 | [10 empty] | 6 | N | [12 empty] | CUG | ZG | 8536201090 | [5 empty] | 210040 | [8 empty] | Automaat NG125L 3P C20 | Disjoncteur NG125L 3P C20 | [17 empty] | https://eref.se.com/be/nl/sis-tarif/product/18801 | https://eref.se.com/be/fr/sis-tarif/product/18801
Schneider Electric | Schneider Electric | 01022021 |  | Schneider Electric |  | SED | 18802 |  |  | 313.58 |  | 1 |  | 1 | NG125L 3P C25 | NG125L 3P C25 |  | NG125L 3P 25A C | [8 empty] | 09.07 | 1 | [8 empty] | 1 | 3303430188025 | 0 |  | 767 | 13 | 12 | 9 | 1.404 | [7 empty] | 43303430188023 | 18 | 13935 | 40 | 30 | 30 | [10 empty] | 6 | N | [12 empty] | CUG | ZG | 8536201090 | [5 empty] | 210040 | [8 empty] | Automaat NG125L 3P C25 | Disjoncteur NG125L 3P C25 | [17 empty] | https://eref.se.com/be/nl/sis-tarif/product/18802 | https://eref.se.com/be/fr/sis-tarif/product/18802
Schneider Electric | Schneider Electric | 01022021 |  | Schneider Electric |  | SED | 18803 |  |  | 313.58 |  | 1 |  | 1 | NG125L 3P C32 | NG125L 3P C32 |  | NG125L 3P 32A C MCB | [8 empty] | 09.07 | 1 | [8 empty] | 1 | 3303430188032 | 0 |  | 742 | 13 | 12 | 9 | 1.404 | [7 empty] | 43303430188030 | 18 | 13844 | 40 | 30 | 30 | [10 empty] | 6 | N | [12 empty] | CUG | ZG | 8536201090 | [5 empty] | 210040 | [8 empty] | Automaat NG125L 3P C32 | Disjoncteur NG125L 3P C32 | [17 empty] | https://eref.se.com/be/nl/sis-tarif/product/18803 | https://eref.se.com/be/fr/sis-tarif/product/18803
Schneider Electric | Schneider Electric | 01022021 |  | Schneider Electric |  | SED | 18804 |  |  | 313.58 |  | 1 |  | 1 | NG125L 3P C40 | NG125L 3P C40 |  | NG125L 3P 40A C MCB | [8 empty] | 09.07 | 1 | [8 empty] | 1 | 3303430188049 | 0 |  | 765 | 13 | 12 | 9 | 1.404 | [7 empty] | 43303430188047 | 18 | 13987 | 40 | 30 | 30 | [10 empty] | 6 | N | [12 empty] | CUG | ZG | 8536201090 | [5 empty] | 210040 | [8 empty] | Automaat NG125L 3P C40 | Disjoncteur NG125L 3P C40 | [17 empty] | https://eref.se.com/be/nl/sis-tarif/product/18804 | https://eref.se.com/be/fr/sis-tarif/product/18804
Schneider Electric | Schneider Electric | 01022021 |  | Schneider Electric |  | SED | 18805 |  |  | 313.58 |  | 1 |  | 1 | NG125L 3P C50 | NG125L 3P C50 |  | NG125L 3P 50A C MCB | [8 empty] | 09.07 | 1 | [8 empty] | 1 | 3303430188056 | 0 |  | 746 | 13 | 12 | 8 | 1.248 | [7 empty] | 43303430188054 | 18 | 14024 | 40 | 30 | 30 | [10 empty] | 6 | N | [12 empty] | CUG | ZG | 8536201090 | [5 empty] | 210040 | [8 empty] | Automaat NG125L 3P C50 | Disjoncteur NG125L 3P C50 | [17 empty] | https://eref.se.com/be/nl/sis-tarif/product/18805 | https://eref.se.com/be/fr/sis-tarif/product/18805
Schneider Electric | Schneider Electric | 01022021 |  | Schneider Electric |  | SED | 18806 |  |  | 313.58 |  | 1 |  | 1 | NG125L 3P C63 | NG125L 3P C63 |  | NG125L 3P 63A C MCB | [8 empty] | 09.07 | 1 | [8 empty] | 1 | 3303430188063 | 0 |  | 773 | 13 | 12 | 9 | 1.404 | [7 empty] | 43303430188061 | 18 | 14401 | 30 | 40 | 30 | [10 empty] | 6 | N | [12 empty] | CUG | ZG | 8536201090 | [5 empty] | 210040 | [8 empty] | Automaat NG125L 3P C63 | Disjoncteur NG125L 3P C63 | [17 empty] | https://eref.se.com/be/nl/sis-tarif/product/18806 | https://eref.se.com/be/fr/sis-tarif/product/18806
Schneider Electric | Schneider Electric | 01022021 |  | Schneider Electric |  | SED | 18807 |  |  | 316.81 |  | 1 |  | 1 | NG125L 3P C80 | NG125L 3P C80 |  | NG125L 3P 80A C | [8 empty] | 09.07 | 1 | [8 empty] | 1 | 3303430188070 | 0 |  | 805 | 13 | 12 | 8 | 1.248 | [7 empty] | 43303430188078 | 18 | 14617 | 40 | 30 | 30 | [10 empty] | 6 | N | [12 empty] | CUG | ZG | 8536209090 | [5 empty] | 210040 | [8 empty] | Automaat NG125L 3P C80 | Disjoncteur NG125L 3P C80 | [17 empty] | https://eref.se.com/be/nl/sis-tarif/product/18807 | https://eref.se.com/be/fr/sis-tarif/product/18807
Schneider Electric | Schneider Electric | 01022021 |  | Schneider Electric |  | SED | 18817 |  |  | 412.07 |  | 1 |  | 1 | NG125L 4P C63 | NG125L 4P C63 |  | NG125L 4P 63A C MCB | [8 empty] | 09.07 | 1 | [8 empty] | 1 | 3303430188179 | 0 |  | 1006 | 15 | 12 | 9 | 1.62 | [7 empty] | 43303430188177 | 12 | 12319 | 40 | 30 | 30 | [10 empty] | 2 | Y | [12 empty] | CUG | ZG | 8536201090 | [14 empty] | Automaat NG125L 4P C63 | Disjoncteur NG125L 4P C63 | [17 empty] | https://eref.se.com/be/nl/sis-tarif/product/18817 | https://eref.se.com/be/fr/sis-tarif/product/18817
Schneider Electric | Schneider Electric | 01022021 |  | Schneider Electric |  | SED | 18821 |  |  | 405.59 |  | 1 |  | 1 | NG125L 4P C10 | NG125L 4P C10 |  | MINIATURE CIRCUIT BREAKER MULTI 9 NG125L | [8 empty] | 09.07 | 1 | [8 empty] | 1 | 3303430188216 | 0 |  | 967 | 16 | 12 | 9 | 1.728 | [7 empty] | 43303430188214 | 12 | 12182 | 40 | 30 | 30 | [10 empty] | 6 | N | [12 empty] | CUG | ZG | 8536201090 | [5 empty] | 210040 | [8 empty] | Automaat NG125L 4P C10 | Disjoncteur NG125L 4P C10 | [17 empty] | https://eref.se.com/be/nl/sis-tarif/product/18821 | https://eref.se.com/be/fr/sis-tarif/product/18821
Schneider Electric | Schneider Electric | 01022021 |  | Schneider Electric |  | SED | 18822 |  |  | 375.53 |  | 1 |  | 1 | NG125L 4P C16 | NG125L 4P C16 |  | NG125L 4P 16A C | [8 empty] | 09.07 | 1 | [8 empty] | 1 | 3303430188223 | 0 |  | 977 | 16 | 12 | 9 | 1.728 | [7 empty] | 43303430188221 | 12 | 12480 | 40 | 30 | 30 | [10 empty] | 6 | N | [12 empty] | CUG | ZG | 8536201090 | [5 empty] | 210040 | [8 empty] | Automaat NG125L 4P C16 | Disjoncteur NG125L 4P C16 | [17 empty] | https://eref.se.com/be/nl/sis-tarif/product/18822 | https://eref.se.com/be/fr/sis-tarif/product/18822
Schneider Electric | Schneider Electric | 01022021 |  | Schneider Electric |  | SED | 18823 |  |  | 394.32 |  | 1 |  | 1 | NG125L 4P C20 | NG125L 4P C20 |  | MINIATURE CIRCUIT BREAKER MULTI 9 NG125L | [8 empty] | 09.07 | 1 | [8 empty] | 1 | 3303430188230 | 0 |  | 994 | 16 | 12 | 9 | 1.728 | [7 empty] | 43303430188238 | 12 | 12475 | 40 | 30 | 30 | [10 empty] | 6 | N | [12 empty] | CUG | ZG | 8536201090 | [5 empty] | 210040 | [8 empty] | Automaat NG125L 4P C20 | Disjoncteur NG125L 4P C20 | [17 empty] | https://eref.se.com/be/nl/sis-tarif/product/18823 | https://eref.se.com/be/fr/sis-tarif/product/18823
Schneider Electric | Schneider Electric | 01022021 |  | Schneider Electric |  | SED | 18824 |  |  | 405.59 |  | 1 |  | 1 | NG125L 4P C25 | NG125L 4P C25 |  | MINIATURE CIRCUIT BREAKER MULTI 9 NG125L | [8 empty] | 09.07 | 1 | [8 empty] | 1 | 3303430188247 | 0 |  | 991 | 16 | 12 | 9 | 1.728 | [7 empty] | 43303430188245 | 12 | 12523 | 40 | 30 | 30 | [10 empty] | 6 | N | [12 empty] | CUG | ZG | 8536201090 | [5 empty] | 210040 | [8 empty] | Automaat NG125L 4P C25 | Disjoncteur NG125L 4P C25 | [17 empty] | https://eref.se.com/be/nl/sis-tarif/product/18824 | https://eref.se.com/be/fr/sis-tarif/product/18824
Schneider Electric | Schneider Electric | 01022021 |  | Schneider Electric |  | SED | 18825 |  |  | 405.27 |  | 1 |  | 1 | NG125L 4P C32 | NG125L 4P C32 |  | MINIATURE CIRCUIT BREAKER MULTI 9 NG125L | [8 empty] | 09.07 | 1 | [8 empty] | 1 | 3303430188254 | 0 |  | 995 | 15 | 12 | 8 | 1.44 | [7 empty] | 43303430188252 | 12 | 12195 | 40 | 30 | 30 | [10 empty] | 2 | Y | [12 empty] | CUG | ZG | 8536201090 | [5 empty] | 210040 | [8 empty] | Automaat NG125L 4P C32 | Disjoncteur NG125L 4P C32 | [17 empty] | https://eref.se.com/be/nl/sis-tarif/product/18825 | https://eref.se.com/be/fr/sis-tarif/product/18825
Schneider Electric | Schneider Electric | 01022021 |  | Schneider Electric |  | SED | 18826 |  |  | 405.27 |  | 1 |  | 1 | NG125L 4P C40 | NG125L 4P C40 |  | MINIATURE CIRCUIT BREAKER MULTI 9 NG125L | [8 empty] | 09.07 | 1 | [8 empty] | 1 | 3303430188261 | 0 |  | 998 | 16 | 12 | 9 | 1.728 | [7 empty] | 43303430188269 | 12 | 12313 | 40 | 30 | 30 | [10 empty] | 6 | N | [12 empty] | CUG | ZG | 8536201090 | [5 empty] | 210040 | [8 empty] | Automaat NG125L 4P C40 | Disjoncteur NG125L 4P C40 | [17 empty] | https://eref.se.com/be/nl/sis-tarif/product/18826 | https://eref.se.com/be/fr/sis-tarif/product/18826
Schneider Electric | Schneider Electric | 01022021 |  | Schneider Electric |  | SED | 18827 |  |  | 406.06 |  | 1 |  | 1 | NG125L 4P C50 | NG125L 4P C50 |  | NG125L 4P 50A C | [8 empty] | 09.07 | 1 | [8 empty] | 1 | 3303430188278 | 0 |  | 1003 | 16 | 12 | 8 | 1.536 | [7 empty] | 43303430188276 | 12 | 12452 | 40 | 30 | 30 | [10 empty] | 6 | N | [12 empty] | CUG | ZG | 8536201090 | [5 empty] | 210040 | [8 empty] | Automaat NG125L 4P C50 | Disjoncteur NG125L 4P C50 | [17 empty] | https://eref.se.com/be/nl/sis-tarif/product/18827 | https://eref.se.com/be/fr/sis-tarif/product/18827
Schneider Electric | Schneider Electric | 01022021 |  | Schneider Electric |  | SED | 18828 |  |  | 406.06 |  | 1 |  | 1 | NG125L 4P C63 | NG125L 4P C63 |  | NG125L 4P 63A C | [8 empty] | 09.07 | 1 | [8 empty] | 1 | 3303430188285 | 0 |  | 1010 | 16 | 12 | 9 | 1.728 | [7 empty] | 43303430188283 | 12 | 12337 | 40 | 30 | 30 | [10 empty] | 2 | Y | [12 empty] | CUG | ZG | 8536209090 | [5 empty] | 210040 | [8 empty] | Automaat NG125L 4P C63 | Disjoncteur NG125L 4P C63 | [17 empty] | https://eref.se.com/be/nl/sis-tarif/product/18828 | https://eref.se.com/be/fr/sis-tarif/product/18828
Schneider Electric | Schneider Electric | 01022021 |  | Schneider Electric |  | SED | 18829 |  |  | 412.97 |  | 1 |  | 1 | NG125L 4P C80 | NG125L 4P C80 |  | MINIATURE CIRCUIT BREAKER MULTI 9 NG125L | [8 empty] | 09.07 | 1 | [8 empty] | 1 | 3303430188292 | 0 |  | 1056 | 16 | 12 | 9 | 1.728 | [7 empty] | 43303430188290 | 12 | 13154 | 40 | 30 | 30 | [10 empty] | 6 | N | [12 empty] | CUG | ZG | 8536209090 | [5 empty] | 210040 | [8 empty] | Automaat NG125L 4P C80 | Disjoncteur NG125L 4P C80 | [17 empty] | https://eref.se.com/be/nl/sis-tarif/product/18829 | https://eref.se.com/be/fr/sis-tarif/product/18829
Schneider Electric | Schneider Electric | 01022021 |  | Schneider Electric |  | SED | 18830 |  |  | 120.57 |  | 1 |  | 12 | NG125L 1P D10 | NG125L 1P D10 |  | NG125L 1P 10A D | [8 empty] | 09.07 | 1 | [8 empty] | 1 | 3303430188308 | 0 |  | 248 | 11 | 8 | 3 | 0.264 | 13303430188305 | 12 | 2976 | 35.6 | 11.6 | 8.8 |  | 43303430188306 | 72 | 18343 | 40 | 30 | 30 | [10 empty] | 6 | N | [12 empty] | CUG | ZG | 8536201090 | [5 empty] | 210040 | [8 empty] | Automaat NG125L 1P D10 | Disjoncteur NG125L 1P D10 | [17 empty] | https://eref.se.com/be/nl/sis-tarif/product/18830 | https://eref.se.com/be/fr/sis-tarif/product/18830
Schneider Electric | Schneider Electric | 01022021 |  | Schneider Electric |  | SED | 18831 |  |  | 111.64 |  | 1 |  | 12 | NG125L 1P D16 | NG125L 1P D16 |  | NG125L 1P 16A D | [8 empty] | 09.07 | 1 | [8 empty] | 1 | 3303430188315 | 0 |  | 246 | 11 | 8 | 3 | 0.264 | 13303430188312 | 12 | 3036 | 36 | 11.7 | 9 |  | 43303430188313 | 72 | 18703 | 40 | 30 | 30 | [10 empty] | 12 | N | [12 empty] | CUG | ZG | 8536201090 | [5 empty] | 210040 | [8 empty] | Automaat NG125L 1P D16 | Disjoncteur NG125L 1P D16 | [17 empty] | https://eref.se.com/be/nl/sis-tarif/product/18831 | https://eref.se.com/be/fr/sis-tarif/product/18831
Schneider Electric | Schneider Electric | 01022021 |  | Schneider Electric |  | SED | 18832 |  |  | 117.25 |  | 1 |  | 12 | NG125L 1P D20 | NG125L 1P D20 |  | NG125L 1P 20A D | [8 empty] | 09.07 | 1 | [8 empty] | 1 | 3303430188322 | 0 |  | 245 | 11 | 3 | 8 | 0.264 | 13303430188329 | 12 | 3017 | 36 | 12 | 9 |  | 43303430188320 | 72 | 18589 | 40 | 30 | 30 | [10 empty] | 12 | N | [12 empty] | CUG | ZG | 8536201090 | [5 empty] | 210040 | [8 empty] | Automaat NG125L 1P D20 | Disjoncteur NG125L 1P D20 | [17 empty] | https://eref.se.com/be/nl/sis-tarif/product/18832 | https://eref.se.com/be/fr/sis-tarif/product/18832
Schneider Electric | Schneider Electric | 01022021 |  | Schneider Electric |  | SED | 18833 |  |  | 120.57 |  | 1 |  | 12 | NG125L 1P D25 | NG125L 1P D25 |  | NG125L 1P 25A D | [8 empty] | 09.07 | 1 | [8 empty] | 1 | 3303430188339 | 0 |  | 241 | 11 | 3 | 8 | 0.264 |  | 12 | 3034 | 36 | 12 | 8.7 |  |  | 72 | 18691 | 40 | 30 | 30 | [10 empty] | 12 | N | [12 empty] | CUG | ZG | 8536201090 | [5 empty] | 210040 | [8 empty] | Automaat NG125L 1P D25 | Disjoncteur NG125L 1P D25 | [17 empty] | https://eref.se.com/be/nl/sis-tarif/product/18833 | https://eref.se.com/be/fr/sis-tarif/product/18833
Schneider Electric | Schneider Electric | 01022021 |  | Schneider Electric |  | SED | 18834 |  |  | 120.52 |  | 1 |  | 12 | NG125L 1P D32 | NG125L 1P D32 |  | NG125L 1P 32A D | [8 empty] | 09.07 | 1 | [8 empty] | 1 | 3303430188346 | 0 |  | 241 | 11 | 3 | 8 | 0.264 |  | 12 | 3032 | 36 | 12 | 9 |  |  | 72 | 18679 | 40 | 30 | 30 | [10 empty] | 12 | N | [12 empty] | CUG | ZG | 8536201090 | [5 empty] | 210040 | [8 empty] | Automaat NG125L 1P D32 | Disjoncteur NG125L 1P D32 | [17 empty] | https://eref.se.com/be/nl/sis-tarif/product/18834 | https://eref.se.com/be/fr/sis-tarif/product/18834
Schneider Electric | Schneider Electric | 01022021 |  | Schneider Electric |  | SED | 18835 |  |  | 120.52 |  | 1 |  | 12 | NG125L 1P D40 | NG125L 1P D40 |  | NG125L 1P 40A D | [8 empty] | 09.07 | 1 | [8 empty] | 1 | 3303430188353 | 0 |  | 242 | 11 | 3 | 8 | 0.264 |  | 12 | 3046 | 36.1 | 11.9 | 9.1 |  |  | 72 | 18763 | 40 | 30 | 30 | [10 empty] | 12 | N | [12 empty] | CUG | ZG | 8536201090 | [5 empty] | 210040 | [8 empty] | Automaat NG125L 1P D40 | Disjoncteur NG125L 1P D40 | [17 empty] | https://eref.se.com/be/nl/sis-tarif/product/18835 | https://eref.se.com/be/fr/sis-tarif/product/18835
Schneider Electric | Schneider Electric | 01022021 |  | Schneider Electric |  | SED | 18836 |  |  | 120.72 |  | 1 |  | 12 | NG125L 1P D50 | NG125L 1P D50 |  | NG125L 1P 50A D | [8 empty] | 09.07 | 1 | [8 empty] | 1 | 3303430188360 | 0 |  | 245 | 11 | 8 | 3 | 0.264 | 13303430188367 | 12 | 3040 | 35.6 | 11.6 | 8.8 |  | 43303430188368 | 72 | 18727 | 40 | 30 | 30 | [10 empty] | 12 | N | [12 empty] | CUG | ZG | 8536201090 | [5 empty] | 210040 | [8 empty] | Automaat NG125L 1P D50 | Disjoncteur NG125L 1P D50 | [17 empty] | https://eref.se.com/be/nl/sis-tarif/product/18836 | https://eref.se.com/be/fr/sis-tarif/product/18836
Schneider Electric | Schneider Electric | 01022021 |  | Schneider Electric |  | SED | 18837 |  |  | 120.72 |  | 1 |  | 12 | NG125L 1P D63 | NG125L 1P D63 |  | NG125L 1P 63A D | [8 empty] | 09.07 | 1 | [8 empty] | 1 | 3303430188377 | 0 |  | 241 | 11 | 3 | 8 | 0.264 |  | 12 | 3060 | 35.7 | 11.7 | 8.7 |  |  | 72 | 18847 | 40 | 30 | 30 | [10 empty] | 12 | N | [12 empty] | CUG | ZG | 8536201090 | [5 empty] | 210040 | [8 empty] | Automaat NG125L 1P D63 | Disjoncteur NG125L 1P D63 | [17 empty] | https://eref.se.com/be/nl/sis-tarif/product/18837 | https://eref.se.com/be/fr/sis-tarif/product/18837
Schneider Electric | Schneider Electric | 01022021 |  | Schneider Electric |  | SED | 18838 |  |  | 122.76 |  | 1 |  | 12 | NG125L 1P D80 | NG125L 1P D80 |  | NG125L 1P 80A D | [8 empty] | 09.07 | 1 | [8 empty] | 1 | 3303430188384 | 0 |  | 252 | 11 | 3 | 8 | 0.264 |  | 12 | 3163 | 36 | 11.9 | 9.1 |  |  | 72 | 19465 | 40 | 30 | 30 | [10 empty] | 12 | N | [12 empty] | CUG | ZG | 8536209090 | [5 empty] | 210040 | [8 empty] | Automaat NG125L 1P D80 | Disjoncteur NG125L 1P D80 | [17 empty] | https://eref.se.com/be/nl/sis-tarif/product/18838 | https://eref.se.com/be/fr/sis-tarif/product/18838
Schneider Electric | Schneider Electric | 01022021 |  | Schneider Electric |  | SED | 18839 |  |  | 254.94 |  | 1 |  | 6 | NG125L 2P D10 | NG125L 2P D10 |  | NG125L 2P 10A | [8 empty] | 09.07 | 1 | [8 empty] | 1 | 3303430188391 | 0 |  | 471 | 11 | 6 | 8 | 0.528 | 13303430188398 | 6 | 2912 | 35.6 | 11.5 | 9 |  | 43303430188399 | 36 | 17935 | 40 | 30 | 30 | [10 empty] | 6 | N | [12 empty] | CUG | ZG | 8536201090 | [5 empty] | 210040 | [8 empty] | Automaat NG125L 2P D10 | Disjoncteur NG125L 2P D10 | [17 empty] | https://eref.se.com/be/nl/sis-tarif/product/18839 | https://eref.se.com/be/fr/sis-tarif/product/18839
Schneider Electric | Schneider Electric | 01022021 |  | Schneider Electric |  | SED | 18840 |  |  | 236.07 |  | 1 |  | 6 | NG125L 2P D16 | NG125L 2P D16 |  | NG125L 2P 16A D | [8 empty] | 09.07 | 1 | [8 empty] | 1 | 3303430188407 | 0 |  | 478 | 11 | 6 | 8 | 0.528 | 13303430188404 | 6 | 2950 | 35.6 | 11.5 | 9 |  | 43303430188405 | 36 | 18116 | 40 | 30 | 30 | [10 empty] | 6 | N | [12 empty] | CUG | ZG | 8536201090 | [5 empty] | 210040 | [8 empty] | Automaat NG125L 2P D16 | Disjoncteur NG125L 2P D16 | [17 empty] | https://eref.se.com/be/nl/sis-tarif/product/18840 | https://eref.se.com/be/fr/sis-tarif/product/18840
Schneider Electric | Schneider Electric | 01022021 |  | Schneider Electric |  | SED | 18841 |  |  | 247.88 |  | 1 |  | 6 | NG125L 2P D20 | NG125L 2P D20 |  | NG125L 2P 20A D | [8 empty] | 09.07 | 1 | [8 empty] | 1 | 3303430188414 | 0 |  | 478 | 11 | 6 | 8 | 0.528 | 13303430188411 | 6 | 2948 | 35.6 | 11.5 | 9 |  | 43303430188412 | 36 | 18175 | 40 | 30 | 30 | [10 empty] | 6 | N | [12 empty] | CUG | ZG | 8536201090 | [5 empty] | 210040 | [8 empty] | Automaat NG125L 2P D20 | Disjoncteur NG125L 2P D20 | [17 empty] | https://eref.se.com/be/nl/sis-tarif/product/18841 | https://eref.se.com/be/fr/sis-tarif/product/18841
Schneider Electric | Schneider Electric | 01022021 |  | Schneider Electric |  | SED | 18842 |  |  | 254.94 |  | 1 |  | 6 | NG125L 2P D25 | NG125L 2P D25 |  | NG125L 2P 25A D | [8 empty] | 09.07 | 1 | [8 empty] | 1 | 3303430188421 | 0 |  | 477 | 11 | 6 | 8 | 0.528 | 13303430188428 | 6 | 2938 | 35.6 | 11.5 | 9 |  | 43303430188429 | 36 | 18115 | 40 | 30 | 30 | [10 empty] | 6 | N | [12 empty] | CUG | ZG | 8536201090 | [5 empty] | 210040 | [8 empty] | Automaat NG125L 2P D25 | Disjoncteur NG125L 2P D25 | [17 empty] | https://eref.se.com/be/nl/sis-tarif/product/18842 | https://eref.se.com/be/fr/sis-tarif/product/18842
Schneider Electric | Schneider Electric | 01022021 |  | Schneider Electric |  | SED | 18843 |  |  | 254.75 |  | 1 |  | 6 | NG125L 2P D32 | NG125L 2P D32 |  | NG125L 2P 32A D | [8 empty] | 09.07 | 1 | [8 empty] | 1 | 3303430188438 | 0 |  | 478 | 11 | 6 | 8 | 0.528 | 13303430188435 | 6 | 2944 | 35.6 | 11.5 | 9 |  | 43303430188436 | 36 | 18151 | 40 | 30 | 30 | [10 empty] | 6 | N | [12 empty] | CUG | ZG | 8536201090 | [5 empty] | 210040 | [8 empty] | Automaat NG125L 2P D32 | Disjoncteur NG125L 2P D32 | [17 empty] | https://eref.se.com/be/nl/sis-tarif/product/18843 | https://eref.se.com/be/fr/sis-tarif/product/18843
Schneider Electric | Schneider Electric | 01022021 |  | Schneider Electric |  | SED | 18844 |  |  | 254.75 |  | 1 |  | 6 | NG125L 2P D40 | NG125L 2P D40 |  | NG125L 2P 40A D | [8 empty] | 09.07 | 1 | [8 empty] | 1 | 3303430188445 | 0 |  | 482 | 11 | 6 | 8 | 0.528 |  | 6 | 2960 | 35.6 | 11.5 | 9 |  |  | 36 | 18247 | 40 | 30 | 30 | [10 empty] | 6 | N | [12 empty] | CUG | ZG | 8536201090 | [5 empty] | 210040 | [8 empty] | Automaat NG125L 2P D40 | Disjoncteur NG125L 2P D40 | [17 empty] | https://eref.se.com/be/nl/sis-tarif/product/18844 | https://eref.se.com/be/fr/sis-tarif/product/18844
Schneider Electric | Schneider Electric | 01022021 |  | Schneider Electric |  | SED | 18845 |  |  | 255.22 |  | 1 |  | 6 | NG125L 2P D50 | NG125L 2P D50 |  | NG125L 2P 50A | [8 empty] | 09.07 | 1 | [8 empty] | 1 | 3303430188452 | 0 |  | 480 | 11 | 6 | 8 | 0.528 | 13303430188459 | 6 | 2958 | 35.7 | 11.7 | 9 |  | 43303430188450 | 36 | 18210 | 40 | 30 | 30 | [10 empty] | 6 | N | [12 empty] | CUG | ZG | 8536201090 | [5 empty] | 210040 | [8 empty] | Automaat NG125L 2P D50 | Disjoncteur NG125L 2P D50 | [17 empty] | https://eref.se.com/be/nl/sis-tarif/product/18845 | https://eref.se.com/be/fr/sis-tarif/product/18845
Schneider Electric | Schneider Electric | 01022021 |  | Schneider Electric |  | SED | 18846 |  |  | 255.22 |  | 1 |  | 6 | NG125L 2P D63 | NG125L 2P D63 |  | NG125L 2P 63A D | [8 empty] | 09.07 | 1 | [8 empty] | 1 | 3303430188469 | 0 |  | 484 | 11 | 8 | 6 | 0.528 | 13303430188466 | 6 | 2968 | 35.7 | 11.5 | 8.8 |  | 43303430188467 | 36 | 18295 | 40 | 30 | 30 | [10 empty] | 6 | N | [12 empty] | CUG | ZG | 8536201090 | [5 empty] | 210040 | [8 empty] | Automaat NG125L 2P D63 | Disjoncteur NG125L 2P D63 | [17 empty] | https://eref.se.com/be/nl/sis-tarif/product/18846 | https://eref.se.com/be/fr/sis-tarif/product/18846
Schneider Electric | Schneider Electric | 01022021 |  | Schneider Electric |  | SED | 18847 |  |  | 259.57 |  | 1 |  | 6 | NG125L 2P D80 | NG125L 2P D80 |  | NG125L 2P 80A D | [8 empty] | 09.07 | 1 | [8 empty] | 1 | 3303430188476 | 0 |  | 491 | 11 | 6 | 8 | 0.528 |  | 6 | 3089 | 35.6 | 11.5 | 9 |  |  | 36 | 19021 | 40 | 30 | 30 | [10 empty] | 6 | N | [12 empty] | CUG | ZG | 8536209090 | [5 empty] | 210040 | [8 empty] | Automaat NG125L 2P D80 | Disjoncteur NG125L 2P D80 | [17 empty] | https://eref.se.com/be/nl/sis-tarif/product/18847 | https://eref.se.com/be/fr/sis-tarif/product/18847
Schneider Electric | Schneider Electric | 01022021 |  | Schneider Electric |  | SED | 18848 |  |  | 344.88 |  | 1 |  | 1 | NG125L 3P D10 | NG125L 3P D10 |  | NG125L 3P 10A D | [8 empty] | 09.07 | 1 | [8 empty] | 1 | 3303430188483 | 0 |  | 752 | 13 | 12 | 9 | 1.404 | [7 empty] | 43303430188481 | 18 | 14029 | 40 | 30 | 30 | [10 empty] | 6 | N | [12 empty] | CUG | ZG | 8536201090 | [5 empty] | 210040 | [8 empty] | Automaat NG125L 3P D10 | Disjoncteur NG125L 3P D10 | [17 empty] | https://eref.se.com/be/nl/sis-tarif/product/18848 | https://eref.se.com/be/fr/sis-tarif/product/18848
Schneider Electric | Schneider Electric | 01022021 |  | Schneider Electric |  | SED | 18849 |  |  | 319.33 |  | 1 |  | 1 | NG125L 3P D16 | NG125L 3P D16 |  | NG125L 3P 16A C MCB | [8 empty] | 09.07 | 1 | [8 empty] | 1 | 3303430188490 | 0 |  | 761 | 13 | 12 | 9 | 1.404 | [7 empty] | 43303430188498 | 18 | 13778 | 40 | 30 | 30 | [10 empty] | 6 | N | [12 empty] | CUG | ZG | 8536201090 | [5 empty] | 210040 | [8 empty] | Automaat NG125L 3P D16 | Disjoncteur NG125L 3P D16 | [17 empty] | https://eref.se.com/be/nl/sis-tarif/product/18849 | https://eref.se.com/be/fr/sis-tarif/product/18849
Schneider Electric | Schneider Electric | 01022021 |  | Schneider Electric |  | SED | 18850 |  |  | 335.31 |  | 1 |  | 1 | NG125L 3P D20 | NG125L 3P D20 |  | NG125L 3P 20A C MCB | [8 empty] | 09.07 | 1 | [8 empty] | 1 | 3303430188506 | 0 |  | 757 | 13 | 12 | 9 | 1.404 | [7 empty] | 43303430188504 | 18 | 14113 | 30 | 40 | 30 | [10 empty] | 6 | N | [12 empty] | CUG | ZG | 8536201090 | [5 empty] | 210040 | [8 empty] | Automaat NG125L 3P D20 | Disjoncteur NG125L 3P D20 | [17 empty] | https://eref.se.com/be/nl/sis-tarif/product/18850 | https://eref.se.com/be/fr/sis-tarif/product/18850
Schneider Electric | Schneider Electric | 01022021 |  | Schneider Electric |  | SED | 18851 |  |  | 344.88 |  | 1 |  | 1 | NG125L 3P D25 | NG125L 3P D25 |  | NG125L 3P 25A D | [8 empty] | 09.07 | 1 | [8 empty] | 1 | 3303430188513 | 0 |  | 742 | 13 | 12 | 9 | 1.404 | [7 empty] | 43303430188511 | 18 | 14149 | 40 | 30 | 30 | [10 empty] | 6 | N | [12 empty] | CUG | ZG | 8536201090 | [5 empty] | 210040 | [8 empty] | Automaat NG125L 3P D25 | Disjoncteur NG125L 3P D25 | [17 empty] | https://eref.se.com/be/nl/sis-tarif/product/18851 | https://eref.se.com/be/fr/sis-tarif/product/18851
Schneider Electric | Schneider Electric | 01022021 |  | Schneider Electric |  | SED | 18852 |  |  | 344.88 |  | 1 |  | 1 | NG125L 3P D32 | NG125L 3P D32 |  | NG125L 3P 32A D 3P 32A D V 50000A | [8 empty] | 09.07 | 1 | [8 empty] | 1 | 3303430188520 | 0 |  | 773 | 16 | 12 | 8 | 1.536 | [8 empty] | 18 | 14131 | 40 | 30 | 30 | [10 empty] | 6 | N | [12 empty] | CUG | ZG | 8536201090 | [5 empty] | 210040 | [8 empty] | Automaat NG125L 3P D32 | Disjoncteur NG125L 3P D32 | [17 empty] | https://eref.se.com/be/nl/sis-tarif/product/18852 | https://eref.se.com/be/fr/sis-tarif/product/18852
Schneider Electric | Schneider Electric | 01022021 |  | Schneider Electric |  | SED | 18853 |  |  | 344.88 |  | 1 |  | 1 | NG125L 3P D40 | NG125L 3P D40 |  | NG125L 3P 40A D | [8 empty] | 09.07 | 1 | [8 empty] | 1 | 3303430188537 | 0 |  | 780 | 13 | 12 | 8 | 1.248 | [8 empty] | 18 | 13969 | 40 | 30 | 30 | [10 empty] | 6 | N | [12 empty] | CUG | ZG | 8536201090 | [5 empty] | 210040 | [8 empty] | Automaat NG125L 3P D40 | Disjoncteur NG125L 3P D40 | [17 empty] | https://eref.se.com/be/nl/sis-tarif/product/18853 | https://eref.se.com/be/fr/sis-tarif/product/18853
Schneider Electric | Schneider Electric | 01022021 |  | Schneider Electric |  | SED | 18854 |  |  | 344.88 |  | 1 |  | 1 | NG125L 3P D50 | NG125L 3P D50 |  | NG125L 3P 50A C MCB | [8 empty] | 09.07 | 1 | [8 empty] | 1 | 3303430188544 | 0 |  | 747 | 13 | 12 | 9 | 1.404 | [7 empty] | 43303430188542 | 18 | 13973 | 40 | 30 | 30 | [10 empty] | 6 | N | [12 empty] | CUG | ZG | 8536201090 | [5 empty] | 210040 | [8 empty] | Automaat NG125L 3P D50 | Disjoncteur NG125L 3P D50 | [17 empty] | https://eref.se.com/be/nl/sis-tarif/product/18854 | https://eref.se.com/be/fr/sis-tarif/product/18854
Schneider Electric | Schneider Electric | 01022021 |  | Schneider Electric |  | SED | 18855 |  |  | 344.88 |  | 1 |  | 1 | NG125L 3P D63 | NG125L 3P D63 |  | NG125L 3P 63A D | [8 empty] | 09.07 | 1 | [8 empty] | 1 | 3303430188551 | 0 |  | 773 | 13 | 12 | 8 | 1.248 | [8 empty] | 18 | 14401 | 30 | 40 | 30 | [10 empty] | 6 | N | [12 empty] | CUG | ZG | 8536201090 | [5 empty] | 210040 | [8 empty] | Automaat NG125L 3P D63 | Disjoncteur NG125L 3P D63 | [17 empty] | https://eref.se.com/be/nl/sis-tarif/product/18855 | https://eref.se.com/be/fr/sis-tarif/product/18855
Schneider Electric | Schneider Electric | 01022021 |  | Schneider Electric |  | SED | 18856 |  |  | 348.45 |  | 1 |  | 1 | NG125L 3P D80 | NG125L 3P D80 |  | NG125L 3P 80A D | [8 empty] | 09.07 | 1 | [8 empty] | 1 | 3303430188568 | 0 |  | 806 | 13 | 12 | 8 | 1.248 | [8 empty] | 18 | 14887 | 40 | 30 | 30 | [10 empty] | 6 | N | [12 empty] | CUG | ZG | 8536209090 | [5 empty] | 210040 | [8 empty] | Automaat NG125L 3P D80 | Disjoncteur NG125L 3P D80 | [17 empty] | https://eref.se.com/be/nl/sis-tarif/product/18856 | https://eref.se.com/be/fr/sis-tarif/product/18856
Schneider Electric | Schneider Electric | 01022021 |  | Schneider Electric |  | SED | 18857 |  |  | 446.17 |  | 1 |  | 1 | NG125L 4P D10 | NG125L 4P D10 |  | NG125L 4P 10A | [8 empty] | 09.07 | 1 | [8 empty] | 1 | 3303430188575 | 0 |  | 986 | 16 | 12 | 9 | 1.728 | [7 empty] | 43303430188573 | 12 | 12101 | 40 | 30 | 30 | [10 empty] | 6 | N | [12 empty] | CUG | ZG | 8536201090 | [5 empty] | 210040 | [8 empty] | Automaat NG125L 4P D10 | Disjoncteur NG125L 4P D10 | [17 empty] | https://eref.se.com/be/nl/sis-tarif/product/18857 | https://eref.se.com/be/fr/sis-tarif/product/18857
Schneider Electric | Schneider Electric | 01022021 |  | Schneider Electric |  | SED | 18858 |  |  | 413.08 |  | 1 |  | 1 | NG125L 4P D16 | NG125L 4P D16 |  | NG125L 4P 16A D | [8 empty] | 09.07 | 1 | [8 empty] | 1 | 3303430188582 | 0 |  | 994 | 16 | 12 | 9 | 1.728 | [7 empty] | 43303430188580 | 12 | 12408 | 40 | 30 | 30 | [10 empty] | 6 | N | [12 empty] | CUG | ZG | 8536201090 | [5 empty] | 210040 | [8 empty] | Automaat NG125L 4P D16 | Disjoncteur NG125L 4P D16 | [17 empty] | https://eref.se.com/be/nl/sis-tarif/product/18858 | https://eref.se.com/be/fr/sis-tarif/product/18858
Schneider Electric | Schneider Electric | 01022021 |  | Schneider Electric |  | SED | 18859 |  |  | 433.74 |  | 1 |  | 1 | NG125L 4P D20 | NG125L 4P D20 |  | NG125L 4P 20A C MCB | [8 empty] | 09.07 | 1 | [8 empty] | 1 | 3303430188599 | 0 |  | 980 | 16 | 12 | 9 | 1.728 | [7 empty] | 43303430188597 | 12 | 12487 | 40 | 30 | 30 | [10 empty] | 6 | N | [12 empty] | CUG | ZG | 8536201090 | [5 empty] | 210040 | [8 empty] | Automaat NG125L 4P D20 | Disjoncteur NG125L 4P D20 | [17 empty] | https://eref.se.com/be/nl/sis-tarif/product/18859 | https://eref.se.com/be/fr/sis-tarif/product/18859
Schneider Electric | Schneider Electric | 01022021 |  | Schneider Electric |  | SED | 18860 |  |  | 446.17 |  | 1 |  | 1 | NG125L 4P D25 | NG125L 4P D25 |  | NG125L 4P 25A C MCB | [8 empty] | 09.07 | 1 | [8 empty] | 1 | 3303430188605 | 0 |  | 980 | 16 | 12 | 9 | 1.728 | [7 empty] | 43303430188603 | 12 | 12485 | 40 | 30 | 30 | [10 empty] | 6 | N | [12 empty] | CUG | ZG | 8536201090 | [5 empty] | 210040 | [8 empty] | Automaat NG125L 4P D25 | Disjoncteur NG125L 4P D25 | [17 empty] | https://eref.se.com/be/nl/sis-tarif/product/18860 | https://eref.se.com/be/fr/sis-tarif/product/18860
Schneider Electric | Schneider Electric | 01022021 |  | Schneider Electric |  | SED | 18861 |  |  | 445.81 |  | 1 |  | 1 | NG125L 4P D32 | NG125L 4P D32 |  | NG125L 4P 32A C MCB | [8 empty] | 09.07 | 1 | [8 empty] | 1 | 3303430188612 | 0 |  | 997 | 16 | 12 | 9 | 1.728 | [7 empty] | 43303430188610 | 12 | 12385 | 40 | 30 | 30 | [10 empty] | 6 | N | [12 empty] | CUG | ZG | 8536201090 | [5 empty] | 210040 | [8 empty] | Automaat NG125L 4P D32 | Disjoncteur NG125L 4P D32 | [17 empty] | https://eref.se.com/be/nl/sis-tarif/product/18861 | https://eref.se.com/be/fr/sis-tarif/product/18861
Schneider Electric | Schneider Electric | 01022021 |  | Schneider Electric |  | SED | 18862 |  |  | 445.81 |  | 1 |  | 1 | NG125L 4P D40 | NG125L 4P D40 |  | NG125L 4P 40A C MCB | [8 empty] | 09.07 | 1 | [8 empty] | 1 | 3303430188629 | 0 |  | 1009 | 16 | 12 | 9 | 1.728 | [7 empty] | 43303430188627 | 12 | 12540 | 40 | 30 | 30 | [10 empty] | 6 | N | [12 empty] | CUG | ZG | 8536201090 | [5 empty] | 210040 | [8 empty] | Automaat NG125L 4P D40 | Disjoncteur NG125L 4P D40 | [17 empty] | https://eref.se.com/be/nl/sis-tarif/product/18862 | https://eref.se.com/be/fr/sis-tarif/product/18862
Schneider Electric | Schneider Electric | 01022021 |  | Schneider Electric |  | SED | 18863 |  |  | 446.66 |  | 1 |  | 1 | NG125L 4P D50 | NG125L 4P D50 |  | NG125L 4P 50A C MCB | [8 empty] | 09.07 | 1 | [8 empty] | 1 | 3303430188636 | 0 |  | 999 | 15 | 12 | 9 | 1.62 | [7 empty] | 43303430188634 | 12 | 12442 | 40 | 30 | 30 | [10 empty] | 6 | N | [12 empty] | CUG | ZG | 8536201090 | [5 empty] | 210040 | [8 empty] | Automaat NG125L 4P D50 | Disjoncteur NG125L 4P D50 | [17 empty] | https://eref.se.com/be/nl/sis-tarif/product/18863 | https://eref.se.com/be/fr/sis-tarif/product/18863
Schneider Electric | Schneider Electric | 01022021 |  | Schneider Electric |  | SED | 18864 |  |  | 446.66 |  | 1 |  | 1 | NG125L 4P D63 | NG125L 4P D63 |  | NG125L 4P 63A C MCB | [8 empty] | 09.07 | 1 | [8 empty] | 1 | 3303430188643 | 0 |  | 986 | 16 | 12 | 8 | 1.536 | [7 empty] | 43303430188641 | 12 | 12361 | 40 | 30 | 30 | [10 empty] | 6 | N | [12 empty] | CUG | ZG | 8536201090 | [5 empty] | 210040 | [8 empty] | Automaat NG125L 4P D63 | Disjoncteur NG125L 4P D63 | [17 empty] | https://eref.se.com/be/nl/sis-tarif/product/18864 | https://eref.se.com/be/fr/sis-tarif/product/18864
Schneider Electric | Schneider Electric | 01022021 |  | Schneider Electric |  | SED | 18865 |  |  | 454.24 |  | 1 |  | 1 | NG125L 4P D80 | NG125L 4P D80 |  | NG125L 4P 80A D | [8 empty] | 09.07 | 1 | [8 empty] | 1 | 3303430188650 | 0 |  | 1053 | 16 | 12 | 9 | 1.728 | [7 empty] | 43303430188658 | 12 | 13065 | 40 | 30 | 30 | [10 empty] | 6 | N | [12 empty] | CUG | ZG | 8536209090 | [5 empty] | 210040 | [8 empty] | Automaat NG125L 4P D80 | Disjoncteur NG125L 4P D80 | [17 empty] | https://eref.se.com/be/nl/sis-tarif/product/18865 | https://eref.se.com/be/fr/sis-tarif/product/18865
Schneider Electric | Schneider Electric | 01022021 |  | Schneider Electric |  | SED | 18868 |  |  | 141.3 |  | 1 |  | 6 | NG125LMA 2P MA4 | NG125LMA 2P MA4 |  | NG125L 2P 4A MA | [8 empty] | 09.07 | 1 | [8 empty] | 1 | 3303430188681 | 0 |  | 470 | 11 | 8 | 6 | 0.528 | 13303430188688 | 6 | 2905 | 35.8 | 11.9 | 9.1 |  | 43303430188689 | 36 | 17917 | 40 | 30 | 30 | [10 empty] | 12 | N | [12 empty] | CUG | ZG | 8536201090 | [5 empty] | 210040 | [8 empty] | Automaat NG125LMA 2P MA4 | Disjoncteur NG125LMA 2P MA4 | [17 empty] | https://eref.se.com/be/nl/sis-tarif/product/18868 | https://eref.se.com/be/fr/sis-tarif/product/18868
Schneider Electric | Schneider Electric | 01022021 |  | Schneider Electric |  | SED | 18869 |  |  | 141.3 |  | 1 |  | 6 | NG125L 2P 6,3A MA | NG125LMA 2P MA6,3 |  | NG125L 2P 6,3A MA | [8 empty] | 09.07 | 1 | [8 empty] | 1 | 3303430188698 | 0 |  | 475 | 11 | 6 | 8 | 0.528 | 23303430188692 | 6 | 2908 | 36.1 | 11.9 | 9.1 |  | 43303430188696 | 36 | 17935 | 40 | 30 | 30 | [10 empty] | 12 | N | [12 empty] | CUG | ZG | 8536201090 | [5 empty] | 210040 | [8 empty] | Automaat NG125LMA 2P MA6,3 | Disjoncteur NG125LMA 2P MA6,3 | [17 empty] | https://eref.se.com/be/nl/sis-tarif/product/18869 | https://eref.se.com/be/fr/sis-tarif/product/18869
Schneider Electric | Schneider Electric | 01022021 |  | Schneider Electric |  | SED | 18870 |  |  | 150.86 |  | 1 |  | 6 | NG125LMA 2P MA10 | NG125LMA 2P MA10 |  | NG125L 2P 10A MA | [8 empty] | 09.07 | 1 | [8 empty] | 1 | 3303430188704 | 0 |  | 474 | 11 | 6 | 8 | 0.528 | 23303430188708 | 6 | 2910 | 36.1 | 11.9 | 9.1 |  | 43303430188702 | 36 | 17947 | 40 | 30 | 30 | [10 empty] | 12 | N | [12 empty] | CUG | ZG | 8536201090 | [5 empty] | 210040 | [8 empty] | Automaat NG125LMA 2P MA10 | Disjoncteur NG125LMA 2P MA10 | [17 empty] | https://eref.se.com/be/nl/sis-tarif/product/18870 | https://eref.se.com/be/fr/sis-tarif/product/18870
Schneider Electric | Schneider Electric | 01022021 |  | Schneider Electric |  | SED | 18871 |  |  | 150.86 |  | 1 |  | 6 | NG125LMA 2P MA12,5 | NG125LMA 2P MA12,5 |  | NG125L 2P 12,5A MA | [8 empty] | 09.07 | 1 | [8 empty] | 1 | 3303430188711 | 0 |  | 474 | 11 | 6 | 8 | 0.528 | 23303430188715 | 6 | 3000 | 36.1 | 11.9 | 9.1 |  | 43303430188719 | 36 | 18487 | 40 | 30 | 30 | [10 empty] | 12 | N | [12 empty] | CUG | ZG | 8536201090 | [5 empty] | 210040 | [8 empty] | Automaat NG125LMA 2P MA12,5 | Disjoncteur NG125LMA 2P MA12,5 | [17 empty] | https://eref.se.com/be/nl/sis-tarif/product/18871 | https://eref.se.com/be/fr/sis-tarif/product/18871
Schneider Electric | Schneider Electric | 01022021 |  | Schneider Electric |  | SED | 18872 |  |  | 150.86 |  | 1 |  | 6 | NG125LMA 2P MA16 | NG125LMA 2P MA16 |  | NG125L 2P 16A MA | [8 empty] | 09.07 | 1 | [8 empty] | 1 | 3303430188728 | 0 |  | 474 | 11 | 6 | 8 | 0.528 | 23303430188722 | 6 | 2921 | 36 | 11.9 | 9.1 |  | 43303430188726 | 36 | 18013 | 40 | 30 | 30 | [10 empty] | 6 | N | [12 empty] | CUG | ZG | 8536201090 | [5 empty] | 210040 | [8 empty] | Automaat NG125LMA 2P MA16 | Disjoncteur NG125LMA 2P MA16 | [17 empty] | https://eref.se.com/be/nl/sis-tarif/product/18872 | https://eref.se.com/be/fr/sis-tarif/product/18872
Schneider Electric | Schneider Electric | 01022021 |  | Schneider Electric |  | SED | 18873 |  |  | 150.86 |  | 1 |  | 6 | NG125LMA 2P MA25 | NG125LMA 2P MA25 |  | NG125L 2P 25A MA | [8 empty] | 09.07 | 1 | [8 empty] | 1 | 3303430188735 | 0 |  | 473 | 11 | 8 | 6 | 0.528 | 13303430188732 | 6 | 2921 | 36.1 | 11.9 | 9.1 |  | 43303430188733 | 36 | 18013 | 40 | 30 | 30 | [10 empty] | 12 | N | [12 empty] | CUG | ZG | 8536201090 | [5 empty] | 210040 | [8 empty] | Automaat NG125LMA 2P MA25 | Disjoncteur NG125LMA 2P MA25 | [17 empty] | https://eref.se.com/be/nl/sis-tarif/product/18873 | https://eref.se.com/be/fr/sis-tarif/product/18873
Schneider Electric | Schneider Electric | 01022021 |  | Schneider Electric |  | SED | 18874 |  |  | 153.9 |  | 1 |  | 6 | NG125LMA 2P MA40 | NG125LMA 2P MA40 |  | NG125L 2P 40A MA | [8 empty] | 09.07 | 1 | [8 empty] | 1 | 3303430188742 | 0 |  | 474 | 11 | 6 | 8 | 0.528 | 23303430188746 | 6 | 2925 | 36 | 11.9 | 9.1 |  | 43303430188740 | 36 | 18037 | 40 | 30 | 30 | [10 empty] | 6 | N | [12 empty] | CUG | ZG | 8536201090 | [5 empty] | 210040 | [8 empty] | Automaat NG125LMA 2P MA40 | Disjoncteur NG125LMA 2P MA40 | [17 empty] | https://eref.se.com/be/nl/sis-tarif/product/18874 | https://eref.se.com/be/fr/sis-tarif/product/18874
Schneider Electric | Schneider Electric | 01022021 |  | Schneider Electric |  | SED | 18875 |  |  | 155.39 |  | 1 |  | 6 | NG125LMA 2P MA63 | NG125LMA 2P MA63 |  | NG125L 2P 63A MA | [8 empty] | 09.07 | 1 | [8 empty] | 1 | 3303430188759 | 0 |  | 500 | 11 | 8 | 6 | 0.528 | 13303430188756 | 6 | 3081 | 36.1 | 11.9 | 9.1 |  | 43303430188757 | 36 | 18973 | 40 | 30 | 30 | [10 empty] | 6 | N | [12 empty] | CUG | ZG | 8536201090 | [5 empty] | 210040 | [8 empty] | Automaat NG125LMA 2P MA63 | Disjoncteur NG125LMA 2P MA63 | [17 empty] | https://eref.se.com/be/nl/sis-tarif/product/18875 | https://eref.se.com/be/fr/sis-tarif/product/18875
Schneider Electric | Schneider Electric | 01022021 |  | Schneider Electric |  | SED | 18876 |  |  | 158.39 |  | 1 |  | 6 | NG125LMA 2P MA80 | NG125LMA 2P MA80 |  | NG125L 2P 80A MA | [8 empty] | 09.07 | 1 | [8 empty] | 1 | 3303430188766 | 0 |  | 497 | 11 | 6 | 8 | 0.528 | 23303430188760 | 6 | 3067 | 36.1 | 11.9 | 9.1 |  | 43303430188764 | 36 | 18889 | 40 | 30 | 30 | [10 empty] | 12 | N | [12 empty] | CUG | ZG | 8536201090 | [5 empty] | 210040 | [8 empty] | Automaat NG125LMA 2P MA80 | Disjoncteur NG125LMA 2P MA80 | [17 empty] | https://eref.se.com/be/nl/sis-tarif/product/18876 | https://eref.se.com/be/fr/sis-tarif/product/18876
Schneider Electric | Schneider Electric | 01022021 |  | Schneider Electric |  | SED | 18879 |  |  | 190.93 |  | 1 |  | 1 | NG125L 3P MA4 | NG125L 3P MA4 |  | NG125L 3P 4A MA | [8 empty] | 09.07 | 1 | [8 empty] | 1 | 3303430188797 | 0 |  | 749 | 13 | 12 | 9 | 1.404 | [7 empty] | 43303430188795 | 18 | 14326 | 40 | 30 | 30 | [10 empty] | 6 | N | [12 empty] | CUG | ZG | 8536201090 | [5 empty] | 210040 | [8 empty] | Automaat NG125L 3P MA4 | Disjoncteur NG125L 3P MA4 | [17 empty] | https://eref.se.com/be/nl/sis-tarif/product/18879 | https://eref.se.com/be/fr/sis-tarif/product/18879
Schneider Electric | Schneider Electric | 01022021 |  | Schneider Electric |  | SED | 18880 |  |  | 190.93 |  | 1 |  | 1 | NG125L 3P MA6,3 | NG125L 3P MA6,3 |  | NG125L 3P 6,3A MA | [8 empty] | 09.07 | 1 | [8 empty] | 1 | 3303430188803 | 0 |  | 759 | 13 | 12 | 9 | 1.404 | [7 empty] | 43303430188801 | 18 | 14607 | 40 | 30 | 30 | [10 empty] | 6 | N | [12 empty] | CUG | ZG | 8536201090 | [5 empty] | 210040 | [8 empty] | Automaat NG125L 3P MA6,3 | Disjoncteur NG125L 3P MA6,3 | [17 empty] | https://eref.se.com/be/nl/sis-tarif/product/18880 | https://eref.se.com/be/fr/sis-tarif/product/18880
Schneider Electric | Schneider Electric | 01022021 |  | Schneider Electric |  | SED | 18881 |  |  | 203.88 |  | 1 |  | 1 | NG125L 3P MA10 | NG125L 3P MA10 |  | NG125L 3P 10A MA | [8 empty] | 09.07 | 1 | [8 empty] | 1 | 3303430188810 | 0 |  | 763 | 13 | 12 | 8 | 1.248 | [7 empty] | 43303430188818 | 18 | 13699 | 40 | 30 | 30 | [10 empty] | 6 | N | [12 empty] | CUG | ZG | 8536201090 | [5 empty] | 210040 | [8 empty] | Automaat NG125L 3P MA10 | Disjoncteur NG125L 3P MA10 | [17 empty] | https://eref.se.com/be/nl/sis-tarif/product/18881 | https://eref.se.com/be/fr/sis-tarif/product/18881
Schneider Electric | Schneider Electric | 01022021 |  | Schneider Electric |  | SED | 18882 |  |  | 203.88 |  | 1 |  | 1 | NG125L 3P MA12,5 | NG125L 3P MA12,5 |  | NG125L 3P 12,5A MA | [8 empty] | 09.07 | 1 | [8 empty] | 1 | 3303430188827 | 0 |  | 758 | 12 | 12 | 8 | 1.152 | [7 empty] | 43303430188825 | 18 | 13681 | 40 | 30 | 30 | [10 empty] | 6 | N | [12 empty] | CUG | ZG | 8536201090 | [5 empty] | 210040 | [8 empty] | Automaat NG125L 3P MA12,5 | Disjoncteur NG125L 3P MA12,5 | [17 empty] | https://eref.se.com/be/nl/sis-tarif/product/18882 | https://eref.se.com/be/fr/sis-tarif/product/18882
Schneider Electric | Schneider Electric | 01022021 |  | Schneider Electric |  | SED | 18883 |  |  | 203.88 |  | 1 |  | 1 | NG125L 3P MA16 | NG125L 3P MA16 |  | NG125L 3P 16A MA | [8 empty] | 09.07 | 1 | [8 empty] | 1 | 3303430188834 | 0 |  | 756 | 13 | 12 | 9 | 1.404 | [7 empty] | 43303430188832 | 18 | 13790 | 40 | 30 | 30 | [10 empty] | 6 | N | [12 empty] | CUG | ZG | 8536201090 | [5 empty] | 210040 | [8 empty] | Automaat NG125L 3P MA16 | Disjoncteur NG125L 3P MA16 | [17 empty] | https://eref.se.com/be/nl/sis-tarif/product/18883 | https://eref.se.com/be/fr/sis-tarif/product/18883
Schneider Electric | Schneider Electric | 01022021 |  | Schneider Electric |  | SED | 18884 |  |  | 203.88 |  | 1 |  | 1 | NG125L 3P MA25 | NG125L 3P MA25 |  | NG125L 3P 25A MA | [8 empty] | 09.07 | 1 | [8 empty] | 1 | 3303430188841 | 0 |  | 753 | 13 | 12 | 9 | 1.404 | [7 empty] | 43303430188849 | 18 | 13756 | 40 | 30 | 30 | [10 empty] | 6 | N | [12 empty] | CUG | ZG | 8536201090 | [5 empty] | 210040 | [8 empty] | Automaat NG125L 3P MA25 | Disjoncteur NG125L 3P MA25 | [17 empty] | https://eref.se.com/be/nl/sis-tarif/product/18884 | https://eref.se.com/be/fr/sis-tarif/product/18884
Schneider Electric | Schneider Electric | 01022021 |  | Schneider Electric |  | SED | 18885 |  |  | 207.96 |  | 1 |  | 1 | NG125L 3P MA40 | NG125L 3P MA40 |  | NG125L 3P 40A MA | [8 empty] | 09.07 | 1 | [8 empty] | 1 | 3303430188858 | 0 |  | 766 | 13 | 12 | 8 | 1.248 | [7 empty] | 43303430188856 | 18 | 13771 | 40 | 30 | 30 | [10 empty] | 6 | N | [12 empty] | CUG | ZG | 8536201090 | [5 empty] | 210040 | [8 empty] | Automaat NG125L 3P MA40 | Disjoncteur NG125L 3P MA40 | [17 empty] | https://eref.se.com/be/nl/sis-tarif/product/18885 | https://eref.se.com/be/fr/sis-tarif/product/18885
Schneider Electric | Schneider Electric | 01022021 |  | Schneider Electric |  | SED | 18886 |  |  | 209.99 |  | 1 |  | 1 | NG125L 3P MA63 | NG125L 3P MA63 |  | NG125LMA 3P 63A C MCB | [8 empty] | 09.07 | 1 | [8 empty] | 1 | 3303430188865 | 0 |  | 784 | 13 | 12 | 9 | 1.404 | [7 empty] | 43303430188863 | 18 | 19534 | 40 | 30 | 30 | [10 empty] | 6 | N | [12 empty] | CUG | ZG | 8536201090 | [5 empty] | 210040 | [8 empty] | Automaat NG125L 3P MA63 | Disjoncteur NG125L 3P MA63 | [17 empty] | https://eref.se.com/be/nl/sis-tarif/product/18886 | https://eref.se.com/be/fr/sis-tarif/product/18886
Schneider Electric | Schneider Electric | 01022021 |  | Schneider Electric |  | SED | 18887 |  |  | 214.07 |  | 1 |  | 1 | NG125L 3P MA80 | NG125L 3P MA80 |  | NG125L 3P 80A MA | [8 empty] | 09.07 | 1 | [8 empty] | 1 | 3303430188872 | 0 |  | 676 | 13 | 12 | 8 | 1.248 | [7 empty] | 43303430188870 | 18 | 14743 | 40 | 30 | 30 | [10 empty] | 6 | N | [12 empty] | CUG | ZG | 8536201090 | [5 empty] | 210040 | [8 empty] | Automaat NG125L 3P MA80 | Disjoncteur NG125L 3P MA80 | [17 empty] | https://eref.se.com/be/nl/sis-tarif/product/18887 | https://eref.se.com/be/fr/sis-tarif/product/18887
Schneider Electric | Schneider Electric | 01022021 |  | Schneider Electric |  | SED | 19008 |  |  | 665.11 |  | 1 |  | 1 | VIGI NG125 2P 63A 30 MA A | VG NG 2P 63A 30MA 110-230 |  | VG NG 2P 63A 30MA 110-230 | [8 empty] | 09.07 | 1 | [8 empty] | 1 | 3303430190080 | 0 |  | 340 | 16 | 15 | 10 | 2.4 | [7 empty] | 43303430190088 | 8 | 3155 | 40 | 30 | 30 | [10 empty] | 6 | N | [12 empty] | CUZ | ZZ | 8536303099 | [14 empty] | differentieelelement Vigi NG125 - 63 A - 2P - 110..220 V - 30 mA | bloc différentiel Vigi NG125 - 63 A - 2P - 110..220 V - 30 mA | [17 empty] | https://eref.se.com/be/nl/sis-tarif/product/19008 | https://eref.se.com/be/fr/sis-tarif/product/19008
Schneider Electric | Schneider Electric | 01022021 |  | Schneider Electric |  | SED | 19009 |  |  | 333.36 |  | 1 |  | 1 | VIGI NG125 2P 63A 300 MA A | VIGI NG125 2P 63A 300MA A |  | VIGI NG125 2P 63A 300MA A | [8 empty] | 09.07 | 1 | [8 empty] | 1 | 3303430190097 | 0 |  | 327 | 15 | 15 | 9 | 2.025 | [7 empty] | 43303430190095 | 8 | 3103 | 40 | 30 | 30 | [10 empty] | 6 | N | [12 empty] | CUZ | ZZ | 8536303099 | [14 empty] | differentieelelement Vigi NG125 - 63 A - 2P - 110..220 V - 300 mA | bloc différentiel Vigi NG125 - 63 A - 2P - 110..220 V - 300 mA | [17 empty] | https://eref.se.com/be/nl/sis-tarif/product/19009 | https://eref.se.com/be/fr/sis-tarif/product/19009
Schneider Electric | Schneider Electric | 01022021 |  | Schneider Electric |  | SED | 19010 |  |  | 665.11 |  | 1 |  | 1 | VIGI NG125 2P 63A 30 MA A | VIGI NG125 2P 30MA 63A I |  | VIGI NG125 2P 63A 30MA A | [8 empty] | 09.07 | 1 | [8 empty] | 1 | 3303430190103 | 0 |  | 338 | 16 | 15 | 10 | 2.4 | [7 empty] | 43303430190101 | 8 | 3246 | 40 | 30 | 30 | [10 empty] | 6 | N | [12 empty] | CUZ | ZZ | 8536303099 | [5 empty] | 210040 | [8 empty] | Vigi NG125 - 2P - 30mA - 63A I - type A | Vigi NG125 - 2P - 30mA - 63A I - type A | [17 empty] | https://eref.se.com/be/nl/sis-tarif/product/19010 | https://eref.se.com/be/fr/sis-tarif/product/19010
Schneider Electric | Schneider Electric | 01022021 |  | Schneider Electric |  | SED | 19012 |  |  | 333.36 |  | 1 |  | 1 | VIGI NG125 2P 63A 300 MA A | VIGI NG125 2P 300MA 63A I |  | VIGI NG125 2P 63A 0,3A | [8 empty] | 09.07 | 1 | [8 empty] | 1 | 3303430190127 | 0 |  | 318 | 16 | 15 | 9 | 2.16 | [7 empty] | 43303430190125 | 8 | 2973 | 40 | 30 | 30 | [10 empty] | 6 | N | [12 empty] | CUZ | ZZ | 8536303099 | [5 empty] | 210040 | [8 empty] | Vigi NG125 - 2P - 300mA - 63A I - type A | Vigi NG125 - 2P - 300mA - 63A I - type A | [17 empty] | https://eref.se.com/be/nl/sis-tarif/product/19012 | https://eref.se.com/be/fr/sis-tarif/product/19012
Schneider Electric | Schneider Electric | 01022021 |  | Schneider Electric |  | SED | 19013 |  |  | 669.29 |  | 1 |  | 1 | VIGI NG125 3P 63A 30 MA A | VIGI NG125 3P 63A 30MA |  | VIGI NG125 3P 63A 30MA | [8 empty] | 09.07 | 1 | [8 empty] | 1 | 3303430190134 | 0 |  | 542 | 26 | 14 | 9 | 3.276 | [7 empty] | 43303430190132 | 8 | 4784 | 40 | 30 | 30 | [10 empty] | 6 | N | [12 empty] | CUZ | ZZ | 8536303099 | [5 empty] | 210040 | [8 empty] | Vigi NG125 - 3P - 30mA - 63A I - type A | Vigi NG125 - 3P - 30mA - 63A I - type A | [17 empty] | https://eref.se.com/be/nl/sis-tarif/product/19013 | https://eref.se.com/be/fr/sis-tarif/product/19013
Schneider Electric | Schneider Electric | 01022021 |  | Schneider Electric |  | SED | 19014 |  |  | 335.44 |  | 1 |  | 1 | VIGI NG125 3P 63A 300 MA A | VIGI NG125 3P 300MA 63A I |  | VIGI NG125 3P 63A 0,3A | [8 empty] | 09.07 | 1 | [8 empty] | 1 | 3303430190141 | 0 |  | 483 | 26 | 14 | 10 | 3.64 | [7 empty] | 43303430190149 | 8 | 4504 | 40 | 30 | 30 | [10 empty] | 6 | N | [12 empty] | CUZ | ZZ | 8536303099 | [5 empty] | 210040 | [8 empty] | Vigi NG125 - 3P - 300mA - 63A I - type A | Vigi NG125 - 3P - 300mA - 63A I - type A | [17 empty] | https://eref.se.com/be/nl/sis-tarif/product/19014 | https://eref.se.com/be/fr/sis-tarif/product/19014
Schneider Electric | Schneider Electric | 01022021 |  | Schneider Electric |  | SED | 19015 |  |  | 698.38 |  | 1 |  | 1 | VIGI NG125 4P 63A 30 MA A | VIGI NG125 4P 30MA 63A I |  | VIGI NG125 4P 63A 30MA A | [8 empty] | 09.07 | 1 | [8 empty] | 1 | 3303430190158 | 0 |  | 591 | 27 | 14 | 10 | 3.78 | [7 empty] | 43303430190156 | 8 | 5126 | 40 | 30 | 30 | [10 empty] | 2 | Y | [12 empty] | CUZ | ZZ | 8536303099 | [5 empty] | 210040 | [8 empty] | Vigi NG125 - 4P - 30mA - 63A I - type A | Vigi NG125 - 4P - 30mA - 63A I - type A | [17 empty] | https://eref.se.com/be/nl/sis-tarif/product/19015 | https://eref.se.com/be/fr/sis-tarif/product/19015
Schneider Electric | Schneider Electric | 01022021 |  | Schneider Electric |  | SED | 19016 |  |  | 350.06 |  | 1 |  | 1 | VIGI NG125 4P 63A 300 MA A | VIGI NG125 4P 300MA 63A I |  | VIGI NG125 4P 63A 300MA A | [8 empty] | 09.07 | 1 | [8 empty] | 1 | 3303430190165 | 0 |  | 538 | 26 | 14 | 10 | 3.64 | [7 empty] | 43303430190163 | 8 | 4790 | 40 | 30 | 30 | [10 empty] | 2 | Y | [12 empty] | CUZ | ZZ | 8536303099 | [5 empty] | 210040 | [8 empty] | Vigi NG125 - 4P - 300mA - 63A I - type A | Vigi NG125 - 4P - 300mA- 63A I - type A | [17 empty] | https://eref.se.com/be/nl/sis-tarif/product/19016 | https://eref.se.com/be/fr/sis-tarif/product/19016
Schneider Electric | Schneider Electric | 01022021 |  | Schneider Electric |  | SED | 19018 |  |  | 468.18 |  | 1 |  | 1 | VIGI NG125 4P 63A 300 mA SI | VIGI NG125 4P 63A 300 mA SI |  | VIGI NG125 4P 63A 0,3A | [8 empty] | 09.07 | 1 | [8 empty] | 1 | 3303430190189 | 0 |  | 539 | 26 | 14 | 9 | 3.276 | [7 empty] | 43303430190187 | 8 | 4745 | 40 | 30 | 30 | [10 empty] | 6 | N | [12 empty] | MH3 | OZ | 8536303099 | [5 empty] | 210040 | [8 empty] | differentieelelement Vigi NG125 - 63 A - 4P - 230..415 V - 300 mA | bloc différentiel Vigi NG125 - 63 A - 4P - 230...415 V - 300 mA | [17 empty] | https://eref.se.com/be/nl/sis-tarif/product/19018 | https://eref.se.com/be/fr/sis-tarif/product/19018
Schneider Electric | Schneider Electric | 01022021 |  | Schneider Electric |  | SED | 19030 |  |  | 388.23 |  | 1 |  | 1 | VIGI NG125 2P 63A 300 MA S A | VIGI NG125 2P 300MA 63A S |  | VIGI NG125 2P 63A 300MA S A | [8 empty] | 09.07 | 1 | [8 empty] | 1 | 3303430190301 | 0 |  | 322 | 14 | 14 | 10 | 1.96 | [7 empty] | 43303430190309 | 8 | 2957 | 40 | 30 | 30 | [10 empty] | 6 | N | [12 empty] | CUZ | ZZ | 8536303099 | [5 empty] | 210040 | [8 empty] | Vigi NG125 - 2P - 300mA - 63A S - type A | Vigi NG125 - 2P - 300mA - 63A S - type A | [17 empty] | https://eref.se.com/be/nl/sis-tarif/product/19030 | https://eref.se.com/be/fr/sis-tarif/product/19030
Schneider Electric | Schneider Electric | 01022021 |  | Schneider Electric |  | SED | 19031 |  |  | 427.05 |  | 1 |  | 1 | VIGI NG125 2P 63A 1000 MA S A | VIGI NG125 2P 63A 1000MA S A |  | VIGI NG125 2P 63A 1A-S | [8 empty] | 09.07 | 1 | [8 empty] | 1 | 3303430190318 | 0 |  | 320 | 16 | 15 | 9 | 2.16 | [7 empty] | 43303430190316 | 8 | 3088 | 40 | 30 | 30 | [10 empty] | 6 | N | [12 empty] | CUZ | ZZ | 8536303099 | [14 empty] | differentieelelement Vigi NG125 - 63 A - 2P - 230..415 V - 1000 mA S | bloc différentiel Vigi NG125 - 63 A - 2P - 230..415 V - 1000 mA S | [17 empty] | https://eref.se.com/be/nl/sis-tarif/product/19031 | https://eref.se.com/be/fr/sis-tarif/product/19031
Schneider Electric | Schneider Electric | 01022021 |  | Schneider Electric |  | SED | 19032 |  |  | 443.67 |  | 1 |  | 1 | VIGI NG125 3P 63A 300 MA S A | VIGI NG125 3P 300MA 63A S |  | VIGI NG125 3P 63A 300MA S A | [8 empty] | 09.07 | 1 | [8 empty] | 1 | 3303430190325 | 0 |  | 496 | 26 | 14 | 10 | 3.64 | [7 empty] | 43303430190323 | 8 | 4470 | 40 | 30 | 30 | [10 empty] | 6 | N | [12 empty] | CUZ | ZZ | 8536303099 | [5 empty] | 210040 | [8 empty] | Vigi NG125 - 3P - 300mA - 63A S - type A | Vigi NG125 - 3P - 300mA - 63A S - type A | [17 empty] | https://eref.se.com/be/nl/sis-tarif/product/19032 | https://eref.se.com/be/fr/sis-tarif/product/19032
Schneider Electric | Schneider Electric | 01022021 |  | Schneider Electric |  | SED | 19033 |  |  | 488.05 |  | 1 |  | 1 | VIGI NG125 3P 63A 1000 MA S A | VIGI NG125 3P 63A 1000MA S A |  | VIGI NG125 3P 63A 1A-S | [8 empty] | 09.07 | 1 | [8 empty] | 1 | 3303430190332 | 0 |  | 503 | 27 | 14 | 10 | 3.78 | [7 empty] | 43303430190330 | 8 | 4511 | 40 | 30 | 30 | [10 empty] | 6 | N | [12 empty] | CUZ | ZZ | 8536303099 | [14 empty] | differentieelelement Vigi NG125 - 63 A - 3P - 230..415 V - 1000 mA S | bloc différentiel Vigi NG125 - 63 A - 3P - 230..415 V - 1000 mA S | [17 empty] | https://eref.se.com/be/nl/sis-tarif/product/19033 | https://eref.se.com/be/fr/sis-tarif/product/19033
Schneider Electric | Schneider Electric | 01022021 |  | Schneider Electric |  | SED | 19034 |  |  | 465.84 |  | 1 |  | 1 | VIGI NG125 4P 63A 300 MA S A | VIGI NG125 4P 300MA 63A S |  | VIGI NG125 4P 63A 300MA S A | [8 empty] | 09.07 | 1 | [8 empty] | 1 | 3303430190349 | 0 |  | 509 | 26 | 14 | 10 | 3.64 | [7 empty] | 43303430190347 | 8 | 4836 | 40 | 30 | 30 | [10 empty] | 6 | N | [12 empty] | CUZ | ZZ | 8536303099 | [5 empty] | 210040 | [8 empty] | Vigi NG125 - 4P - 300mA - 63A S - type A | Vigi NG125 - 4P - 300mA - 63A S - type A | [17 empty] | https://eref.se.com/be/nl/sis-tarif/product/19034 | https://eref.se.com/be/fr/sis-tarif/product/19034
Schneider Electric | Schneider Electric | 01022021 |  | Schneider Electric |  | SED | 19035 |  |  | 512.42 |  | 1 |  | 1 | VIGI NG125 4P 63A 1000 MA S A | VIGI NG125 4P 63A 1A-S |  | VIGI NG125 4P 63A 1A-S | [8 empty] | 09.07 | 1 | [8 empty] | 1 | 3303430190356 | 0 |  | 537 | 27 | 14 | 10 | 3.78 | [7 empty] | 43303430190354 | 8 | 4734 | 40 | 30 | 30 | [10 empty] | 6 | N | [12 empty] | CUZ | ZZ | 8536303099 | [14 empty] | differentieelelement Vigi NG125 - 63 A - 4P - 230..415 V - 1000 mA S | bloc différentiel Vigi NG125 - 63 A - 4P - 230..415 V - 1000 mA S | [17 empty] | https://eref.se.com/be/nl/sis-tarif/product/19035 | https://eref.se.com/be/fr/sis-tarif/product/19035
Schneider Electric | Schneider Electric | 01022021 |  | Schneider Electric |  | SED | 19036 |  |  | 718.77 |  | 1 |  | 1 | VIGI NG125 3P 63A INSTELBAAR A | VIGI NG125 3P 300/500/1000/ |  | VIGI NG125 3P 63A 300#3000MA ISR A | [8 empty] | 09.07 | 1 | [8 empty] | 1 | 3303430190363 | 0 |  | 784 | 26 | 14 | 10 | 3.64 | [7 empty] | 43303430190361 | 8 | 6810 | 40 | 30 | 30 | [10 empty] | 6 | N | [12 empty] | CUZ | ZZ | 8536303099 | [5 empty] | 210040 | [8 empty] | Vigi NG125 - 3P - 300/500/1000/3000mA - 63A I/S/R - type A | Vigi NG125 - 3P - 300/500/1000/3000mA - 63A I/S/R - type A | [17 empty] | https://eref.se.com/be/nl/sis-tarif/product/19036 | https://eref.se.com/be/fr/sis-tarif/product/19036
Schneider Electric | Schneider Electric | 01022021 |  | Schneider Electric |  | SED | 19037 |  |  | 754.7 |  | 1 |  | 1 | VIGI NG125 4P 63A INSTELBAAR A | VIGI NG125 4P 300/500/1000/ |  | VIGI NG125 4P 63A 300#3000MA ISR A | [8 empty] | 09.07 | 1 | [8 empty] | 1 | 3303430190370 | 0 |  | 905 | 25 | 13 | 9 | 2.925 | [7 empty] | 43303430190378 | 8 | 7760 | 40 | 30 | 30 | [10 empty] | 2 | Y | [12 empty] | CUZ | ZZ | 8536303099 | [5 empty] | 210040 | [8 empty] | Vigi NG125 - 4P - 300/500/1000/3000mA - 63A I/S/R - type A | Vigi NG125 - 4P - 300/500/1000/3000mA - 63A I/S/R - type A | [17 empty] | https://eref.se.com/be/nl/sis-tarif/product/19037 | https://eref.se.com/be/fr/sis-tarif/product/19037
Schneider Electric | Schneider Electric | 01022021 |  | Schneider Electric |  | SED | 19039 |  |  | 686.85 |  | 1 |  | 1 | VIGI NG125 3P 125A 30 MA A | VIGI NG125 3P 30MA 125A I |  | VIGI NG125 3P 125A 30MA | [8 empty] | 09.07 | 1 | [8 empty] | 1 | 3303430190394 | 0 |  | 904 | 26 | 14 | 10 | 3.64 | [7 empty] | 43303430190392 | 8 | 7719 | 40 | 30 | 30 | [10 empty] | 6 | N | [12 empty] | CUZ | ZZ | 8536303099 | [5 empty] | 210040 | [8 empty] | Vigi NG125 - 3P - 30mA - 125A I - type A | Vigi NG125 - 3P - 30mA - 125A I - type A | [17 empty] | https://eref.se.com/be/nl/sis-tarif/product/19039 | https://eref.se.com/be/fr/sis-tarif/product/19039
Schneider Electric | Schneider Electric | 01022021 |  | Schneider Electric |  | SED | 19041 |  |  | 721.2 |  | 1 |  | 1 | VIGI NG125 4P 125A 30 MA A | VIGI NG125 4P 30MA 125A I |  | VIGI NG125 4P 125A 30MA | [8 empty] | 09.07 | 1 | [8 empty] | 1 | 3303430190417 | 0 |  | 1019 | 14 | 26 | 10 | 3.64 | [7 empty] | 43303430190415 | 8 | 8712 | 40 | 30 | 30 | [10 empty] | 6 | N | [12 empty] | CUZ | ZZ | 8536303099 | [5 empty] | 210040 | [8 empty] | Vigi NG125 - 4P - 30mA - 125A I - type A | Vigi NG125 - 4P - 30mA - 125A I - type A | [17 empty] | https://eref.se.com/be/nl/sis-tarif/product/19041 | https://eref.se.com/be/fr/sis-tarif/product/19041
Schneider Electric | Schneider Electric | 01022021 |  | Schneider Electric |  | SED | 19042 |  |  | 361.51 |  | 1 |  | 1 | VIGI NG125 4P 125A 300 mA A | VIGI NG125 4P 125A 300MA A |  | VIGI NG125 4P 125A 300MA A | [8 empty] | 09.07 | 1 | [8 empty] | 1 | 3303430190424 | 0 |  | 840 | 25 | 14 | 9 | 3.15 | [7 empty] | 43303430190422 | 8 | 7210 | 40 | 30 | 30 | [10 empty] | 2 | Y | [12 empty] | CUZ | ZZ | 8536303099 | [14 empty] | differentieelelement Vigi NG125 - 125 A - 4P - 230..415 V - 300 mA | bloc différentiel Vigi NG125 - 125 A - 4P - 230..415 V - 300 mA | [17 empty] | https://eref.se.com/be/nl/sis-tarif/product/19042 | https://eref.se.com/be/fr/sis-tarif/product/19042
Schneider Electric | Schneider Electric | 01022021 |  | Schneider Electric |  | SED | 19044 |  |  | 702.83 |  | 1 |  | 1 | VIGI NG125 3P 125A INSTELBAAR A | VIGI NG125 3P 300/500/1000MA |  | VG NG 3P 125A 0,3-0,5-1A | [8 empty] | 09.07 | 1 | [8 empty] | 1 | 3303430190448 | 0 |  | 763 | 26 | 14 | 9 | 3.276 | [7 empty] | 43303430190446 | 8 | 6897 | 40 | 30 | 30 | [10 empty] | 6 | N | [12 empty] | CUZ | ZZ | 8536303099 | [5 empty] | 210040 | [8 empty] | Vigi NG125 - 3P - 300/500/10000mA - 125A I/S - type A | Vigi NG125 - 3P - 300/500/10000mA - 125A I/S - type A | [17 empty] | https://eref.se.com/be/nl/sis-tarif/product/19044 | https://eref.se.com/be/fr/sis-tarif/product/19044
Schneider Electric | Schneider Electric | 01022021 |  | Schneider Electric |  | SED | 19046 |  |  | 725.58 |  | 1 |  | 1 | VIGI NG125 4P 125A INSTELBAAR A | VIGI NG125 4P 300/500/1000MA |  | VIGI NG125 4P 125A A 0,3-0,5-1A | [8 empty] | 09.07 | 1 | [8 empty] | 1 | 3303430190462 | 0 |  | 849 | 25 | 14 | 9 | 3.15 | [7 empty] | 43303430190460 | 8 | 7208 | 40 | 30 | 30 | [10 empty] | 6 | N | [12 empty] | CUZ | ZZ | 8536303099 | [5 empty] | 210040 | [8 empty] | Vigi NG125 - 4P - 300/500/10000mA - 125A I/S - type A | Vigi NG125 - 4P - 300/500/10000mA - 125A I/S - type A | [17 empty] | https://eref.se.com/be/nl/sis-tarif/product/19046 | https://eref.se.com/be/fr/sis-tarif/product/19046
Schneider Electric | Schneider Electric | 01022021 |  | Schneider Electric |  | SED | 19047 |  |  | 718.77 |  | 1 |  | 1 | VIGI NG125 3P 125A INSTELBAAR A | VIGI NG125 3P 300/500/1000/ |  | VIGI NG125 3P 125A 0,3-3A | [8 empty] | 09.07 | 1 | [8 empty] | 1 | 3303430190479 | 0 |  | 786 | 26 | 14 | 9 | 3.276 | [7 empty] | 43303430190477 | 8 | 6816 | 40 | 30 | 30 | [10 empty] | 6 | N | [12 empty] | CUZ | ZZ | 8536303099 | [5 empty] | 210040 | [8 empty] | Vigi NG125 - 3P - 300/500/1000/3000mA - 125A I/S/R - type A | Vigi NG125 - 3P - 300/500/1000/3000mA - 125A I/S/R - type A | [17 empty] | https://eref.se.com/be/nl/sis-tarif/product/19047 | https://eref.se.com/be/fr/sis-tarif/product/19047
Schneider Electric | Schneider Electric | 01022021 |  | Schneider Electric |  | SED | 19049 |  |  | 730.01 |  | 1 |  | 1 | VIGI NG125 4P 125A INSTELBAAR A | VIGI NG125 4P 300/500/1000/ |  | VIGI NG125 4P 125A A REGLABLE | [8 empty] | 09.07 | 1 | [8 empty] | 1 | 3303430190493 | 0 |  | 875 | 25 | 13 | 9 | 2.925 | [7 empty] | 43303430190491 | 8 | 7488 | 40 | 30 | 30 | [10 empty] | 6 | N | [12 empty] | CUZ | ZZ | 8536303099 | [5 empty] | 210040 | [8 empty] | Vigi NG125 - 4P - 300/500/1000/3000mA - 125A I/S/R - type A | Vigi NG125 - 4P - 300/500/1000/3000mA - 125A I/S/R - type A | [17 empty] | https://eref.se.com/be/nl/sis-tarif/product/19049 | https://eref.se.com/be/fr/sis-tarif/product/19049
Schneider Electric | Schneider Electric | 01022021 |  | Schneider Electric |  | SED | 19051 |  |  | 721.2 |  | 1 |  | 1 | VIGI NG125 4P 125A 30mA 500V | VG NG 4P 125A 30MA 500V |  | VG NG 4P 125A 30MA 500V | [8 empty] | 09.07 | 1 | [8 empty] | 1 | 3303430190516 | 0 |  | 1031 | 26 | 14 | 9 | 3.276 | [7 empty] | 43303430190514 | 8 | 8735 | 40 | 30 | 30 | [10 empty] | 6 | N | [12 empty] | CUZ | ZZ | 8536303099 | [14 empty] | differentieelelement Vigi NG125 - 125 A - 4P - 440..550 V - 30 mA | bloc différentiel Vigi NG125 - 125 A - 4P - 440..550 V - 30 mA | [17 empty] | https://eref.se.com/be/nl/sis-tarif/product/19051 | https://eref.se.com/be/fr/sis-tarif/product/19051
Schneider Electric | Schneider Electric | 01022021 |  | Schneider Electric |  | SED | 19053 |  |  | 764.79 |  | 1 |  | 1 | VIGI NG125 3P 63A INSTELBAAR A | VIGI NG125 3P 300/500/1000/ |  | VG NG 3P 63A 0,3-3A 500V | [8 empty] | 09.07 | 1 | [8 empty] | 1 | 3303430190530 | 0 |  | 778 | 26 | 14 | 10 | 3.64 | [7 empty] | 43303430190538 | 8 | 6711 | 40 | 30 | 30 | [10 empty] | 6 | N | [12 empty] | CUZ | ZZ | 8536303099 | [5 empty] | 210040 | [8 empty] | Vigi NG125 - 3P - 300/500/1000/3000mA - 63A I/S/R - 440-500V - type A | Vigi NG125 - 3P - 300/500/1000/3000mA - 63A I/S/R - 440-500V - type A | [17 empty] | https://eref.se.com/be/nl/sis-tarif/product/19053 | https://eref.se.com/be/fr/sis-tarif/product/19053
Schneider Electric | Schneider Electric | 01022021 |  | Schneider Electric |  | SED | 19054 |  |  | 803.01 |  | 1 |  | 1 | VIGI NG125 4P 63A INSTELBAAR A | VIGI NG125 4P 300/500/1000/ |  | VG NG 4P 63A 0,3-3A 500V | [8 empty] | 09.07 | 1 | [8 empty] | 1 | 3303430190547 | 0 |  | 879 | 26 | 13 | 9 | 3.042 | [7 empty] | 43303430190545 | 8 | 7519 | 40 | 30 | 30 | [10 empty] | 6 | N | [12 empty] | CUZ | ZZ | 8536303099 | [5 empty] | 210040 | [8 empty] | Vigi NG125 - 4P - 300/500/1000/3000mA - 63A I/S/R - 440-500V - type A | Vigi NG125 - 4P - 300/500/1000/3000mA - 63A I/S/R - 440-500V - type A | [17 empty] | https://eref.se.com/be/nl/sis-tarif/product/19054 | https://eref.se.com/be/fr/sis-tarif/product/19054
Schneider Electric | Schneider Electric | 01022021 |  | Schneider Electric |  | SED | 19055 |  |  | 764.79 |  | 1 |  | 1 | VIGI NG125 3P 125A INSTELBAAR A | VIGI NG125 3P 300/500/1000/ |  | VG NG 3P 125A 0,3-3A 500V | [8 empty] | 09.07 | 1 | [8 empty] | 1 | 3303430190554 | 0 |  | 780 | 26 | 14 | 10 | 3.64 | [7 empty] | 43303430190552 | 8 | 6727 | 40 | 30 | 30 | [10 empty] | 6 | N | [12 empty] | CUZ | ZZ | 8536303099 | [5 empty] | 210040 | [8 empty] | Vigi NG125 - 3P - 300/500/1000/3000mA - 125A I/S/R - 440-500V - type A | Vigi NG125 - 3P - 300/500/1000/3000mA - 125A I/S/R - 440-500V - type A | [17 empty] | https://eref.se.com/be/nl/sis-tarif/product/19055 | https://eref.se.com/be/fr/sis-tarif/product/19055
Schneider Electric | Schneider Electric | 01022021 |  | Schneider Electric |  | SED | 19056 |  |  | 803.01 |  | 1 |  | 1 | VIGI NG125 4P 125A INSTELBAAR A | VIGI NG125 4P 300/500/1000/ |  | VG NG 4P 125A 0,3-3A 500V | [8 empty] | 09.07 | 1 | [8 empty] | 1 | 3303430190561 | 0 |  | 892 | 26 | 14 | 10 | 3.64 | [7 empty] | 43303430190569 | 8 | 7623 | 40 | 30 | 30 | [10 empty] | 6 | N | [12 empty] | CUZ | ZZ | 8536303099 | [5 empty] | 210040 | [8 empty] | Vigi NG125 - 4P - 300/500/1000/3000mA - 125A I/S/R - 440-500V - type A | Vigi NG125 - 4P - 300/500/1000/3000mA - 125A I/S/R - 440-500V - type A | [17 empty] | https://eref.se.com/be/nl/sis-tarif/product/19056 | https://eref.se.com/be/fr/sis-tarif/product/19056
Schneider Electric | Schneider Electric | 01022021 |  | Schneider Electric |  | SED | 19058 |  |  | 42.58 |  | 1 |  | 9 | SDV FOUTSIGN. VIGI NG125 NO | CONTACT SIGNAL-DEFAUT SDV NO |  | SDV NO FOR VIGI NG125 | [8 empty] | 09.07 | 1 | [8 empty] | 1 | 3303430190585 | 0 |  | 35 | 11 | 8 | 3 | 0.264 | 23303430190589 | 9 | 378 | 23.7 | 8.5 | 11.5 |  | 43303430190583 | 81 | 3889 | 40 | 30 | 30 | [10 empty] | 6 | N | [12 empty] | CUX | ZX | 8538909999 | [5 empty] | 210040 | [8 empty] | Foutmeldingskontakt SDV NO voor Vigi bloc NG125 | Contact signal-défaut SDV NO pour bloc Vigi NG125 | [17 empty] | https://eref.se.com/be/nl/sis-tarif/product/19058 | https://eref.se.com/be/fr/sis-tarif/product/19058
Schneider Electric | Schneider Electric | 01022021 |  | Schneider Electric |  | SED | 19059 |  |  | 42.58 |  | 1 |  | 9 | SDV FOUTSIGN. VIGI NG125 NC | CONTACT SIGNAL-DEFAUT SDV NF |  | SDV NF FOR VIGI NG125 | [8 empty] | 09.07 | 1 | [8 empty] | 1 | 3303430190592 | 0 |  | 35 | 11 | 8 | 3 | 0.264 | 23303430190596 | 9 | 380 | 23.7 | 8.5 | 11.5 |  | 43303430190590 | 81 | 3942 | 40 | 30 | 30 | [10 empty] | 16 | N | [12 empty] | CUX | ZX | 8538909999 | [5 empty] | 210040 | [8 empty] | Foutmeldingskontakt SDV NF voor Vigi bloc NG125 | Contact signal-défaut SDV NF pour bloc Vigi NG125 | [17 empty] | https://eref.se.com/be/nl/sis-tarif/product/19059 | https://eref.se.com/be/fr/sis-tarif/product/19059
Schneider Electric | Schneider Electric | 01022021 |  | Schneider Electric |  | SED | 19060 |  |  | 82.75 |  | 1 |  | 9 | MXV UIT SP VIGI NG125 110/240V | DECL.A EMISSION DE TENSION |  | MXV FOR VIGI NG125 | [8 empty] | 09.07 | 1 | [8 empty] | 1 | 3303430190608 | 0 |  | 38 | 11 | 8 | 3 | 0.264 | 23303430190602 | 9 | 407 | 23.7 | 8.5 | 11.5 |  | 43303430190606 | 81 | 4150 | 40 | 30 | 30 | [10 empty] | 6 | N | [12 empty] | CUX | ZX | 8538909999 | [5 empty] | 210040 | [8 empty] | Spanningsuitschakelspoel - MXV voor Vigi bloc NG 125 | Décl. à émission de tension - MXV pour bloc Vigi NG 125 | [17 empty] | https://eref.se.com/be/nl/sis-tarif/product/19060 | https://eref.se.com/be/fr/sis-tarif/product/19060
Schneider Electric | Schneider Electric | 01022021 |  | Schneider Electric |  | SED | 19061 |  |  | 72.64 |  | 1 |  | 4 | MNX NULSP. SP NG125 220-240VAC ONAFH. | MNx NG125 230V |  | MNX FOR NG125 230VAC | [8 empty] | 09.07 | 1 | [8 empty] | 1 | 3303430190615 | 0 |  | 199 | 11 | 6 | 8 | 0.528 | 23303430190619 | 4 | 862 | 23.7 | 8.5 | 11 |  | 43303430190613 | 36 | 8238 | 40 | 30 | 30 | [10 empty] | 6 | N | [12 empty] | CUX | ZX | 8536303099 | [15 empty] | déclencheur voltmétrique Multi 9 - MNx - 220..240 V CA | [17 empty] | https://eref.se.com/be/nl/sis-tarif/product/19061 | https://eref.se.com/be/fr/sis-tarif/product/19061
Schneider Electric | Schneider Electric | 01022021 |  | Schneider Electric |  | SED | 19063 |  |  | 68.88 |  | 1 |  | 6 | MX+OF UITSCH SPOEL NG125 12V DC | DECL.Ž EMIS.NG125 MX+OF 12VCC |  | MX AND OF 12VCC FOR NG125 | [8 empty] | 09.07 | 1 | [8 empty] | 1 | 3303430190639 | 0 |  | 123 | 11 | 8 | 3 | 0.264 | 23303430190633 | 6 | 811 | 24 | 12 | 9 |  | 43303430190637 | 54 | 7786 | 40 | 30 | 30 | [10 empty] | 6 | N | [12 empty] | CUX | ZX | 8538909999 | [5 empty] | 210040 | [8 empty] | MX+OF uitschakelspoel NG125 12V D | Décl. à émission NG125 MX+OF 12 VCC | [17 empty] | https://eref.se.com/be/nl/sis-tarif/product/19063 | https://eref.se.com/be/fr/sis-tarif/product/19063
Schneider Electric | Schneider Electric | 01022021 |  | Schneider Electric |  | SED | 19064 |  |  | 70.94 |  | 1 |  | 6 | MX+OF UITSCH SP NG125 230-415V | DECL.A EMISSION DE TENSION |  | MX OF 220/415VAC NG125 A V A | [8 empty] | 09.07 | 1 | [8 empty] | 1 | 3303430190646 | 0 |  | 129 | 11 | 8 | 3 | 0.264 | 23303430190640 | 6 | 841 | 24 | 9 | 12 |  | 43303430190644 | 54 | 7912 | 40 | 30 | 30 | [10 empty] | 6 | N | [12 empty] | CUX | ZX | 8536508090 | [5 empty] | 210040 | [8 empty] | Spanningsuitschakelspoel - MX+OF 110/130VDC en 220/415 VAC voor NG 125 | Décl. à émission de tension - MX+OF 110/130VDC et 220/415 VAC pour NG 125 | [17 empty] | https://eref.se.com/be/nl/sis-tarif/product/19064 | https://eref.se.com/be/fr/sis-tarif/product/19064
Schneider Electric | Schneider Electric | 01022021 |  | Schneider Electric |  | SED | 19065 |  |  | 70.94 |  | 1 |  | 6 | MX+OF UITSCH SP NG125 48-130V | DECL.A EMISSION DE TENSION |  | MX AND OF 48/130VAC FOR NG125 | [8 empty] | 09.07 | 1 | [8 empty] | 1 | 3303430190653 | 0 |  | 133 | 11 | 8 | 3 | 0.264 |  | 6 | 830 | 24 | 9 | 12 |  |  | 54 | 7957 | 40 | 30 | 30 | [10 empty] | 6 | N | [12 empty] | CUX | ZX | 8536508090 | [5 empty] | 210040 | [8 empty] | Spanningsuitschakelspoel - MX+OF 48VDC en 48/130 VAC voor NG 125 | Décl. à émission de tension - MX+OF 48VDC et 48/130 VAC pour NG 125 | [17 empty] | https://eref.se.com/be/nl/sis-tarif/product/19065 | https://eref.se.com/be/fr/sis-tarif/product/19065
Schneider Electric | Schneider Electric | 01022021 |  | Schneider Electric |  | SED | 19066 |  |  | 70.94 |  | 1 |  | 6 | MX+OF UITSCH SP NG125 24V | DECL.A EMISSION DE TENSION |  | MX AND OF 24VAC/DC FOR NG125 | [8 empty] | 09.07 | 1 | [8 empty] | 1 | 3303430190660 | 0 |  | 132 | 11 | 8 | 3 | 0.264 | 23303430190664 | 6 | 859 | 24 | 11 | 9 |  | 43303430190668 | 54 | 8444 | 40 | 30 | 30 | [10 empty] | 6 | N | [12 empty] | CUX | ZX | 8538909999 | [5 empty] | 210040 | [8 empty] | Spanningsuitschakelspoel - MX+OF 24VAC/DC voor NG 125 | Décl. à émission de tension - MX+OF 24VAC/DC pour NG 125 | [17 empty] | https://eref.se.com/be/nl/sis-tarif/product/19066 | https://eref.se.com/be/fr/sis-tarif/product/19066
Schneider Electric | Schneider Electric | 01022021 |  | Schneider Electric |  | SED | 19067 |  |  | 99.28 |  | 1 |  | 6 | MN NULSP. SP. NG125 230-240VAC | DECL.A MANQUE DE TENSION MN |  | MN 230VAC FOR NG125 | [8 empty] | 09.07 | 1 | [8 empty] | 1 | 3303430190677 | 0 |  | 134 | 11 | 8 | 3 | 0.264 | 23303430190671 | 6 | 871 | 24 | 11 | 9 |  | 43303430190675 | 54 | 8552 | 40 | 30 | 30 | [10 empty] | 2 | Y | [12 empty] | CUX | ZX | 8536508090 | [5 empty] | 210040 | [8 empty] | Minimumspanningsspoel MN 220/240VAC voor NG 125 | Décl. à manque de tension - MN 220/240VAC pour NG 125 | [17 empty] | https://eref.se.com/be/nl/sis-tarif/product/19067 | https://eref.se.com/be/fr/sis-tarif/product/19067
Schneider Electric | Schneider Electric | 01022021 |  | Schneider Electric |  | SED | 19069 |  |  | 99.28 |  | 1 |  | 6 | MN NULSP. SP. NG125 48VAC | DECL.A MANQUE DE TENSION MN |  | MN 48VAC FOR NG125 | [8 empty] | 09.07 | 1 | [8 empty] | 1 | 3303430190691 | 0 |  | 137 | 11 | 8 | 3 | 0.264 | 23303430190695 | 6 | 889 | 9 | 11 | 24 |  | 43303430190699 | 54 | 8137 | 40 | 30 | 30 | [10 empty] | 6 | N | [12 empty] | CUX | ZX | 8536508090 | [5 empty] | 210040 | [8 empty] | Minimumspanningsspoel MN 48VAC voor NG 125 | Décl. à manque de tension - MN 48VAC pour NG 125 | [17 empty] | https://eref.se.com/be/nl/sis-tarif/product/19069 | https://eref.se.com/be/fr/sis-tarif/product/19069
Schneider Electric | Schneider Electric | 01022021 |  | Schneider Electric |  | SED | 19070 |  |  | 99.28 |  | 1 |  | 6 | MN NULSP. SP. NG125 48VDC | DECL.A MANQUE DE TENSION MN |  | MN 48VCC FOR NG125 | [8 empty] | 09.07 | 1 | [8 empty] | 1 | 3303430190707 | 0 |  | 138 | 11 | 8 | 3 | 0.264 | 23303430190701 | 6 | 896 | 24 | 12 | 9 |  | 43303430190705 | 54 | 8101 | 40 | 30 | 30 | [10 empty] | 6 | N | [12 empty] | CUX | ZX | 8536508090 | [5 empty] | 210040 | [8 empty] | Minimumspanningsspoel - MN 48VDC voor NG 125 | Décl. à manque de tension - MN 48VDC pour NG 125 | [17 empty] | https://eref.se.com/be/nl/sis-tarif/product/19070 | https://eref.se.com/be/fr/sis-tarif/product/19070
Schneider Electric | Schneider Electric | 01022021 |  | Schneider Electric |  | SED | 19071 |  |  | 44.92 |  | 1 |  | 9 | OF+OF HULPCONTACT NG125 | CONTACT AUXILIAIRE OF+OF |  | OF/OF NG125 Aux | [8 empty] | 09.07 | 1 | [8 empty] | 1 | 3303430190714 | 0 |  | 65 | 11 | 8 | 2 | 0.176 | 23303430190718 | 9 | 652 | 9 | 24 | 12 |  | 43303430190712 | 81 | 6398 | 40 | 30 | 30 | [10 empty] | 2 | Y | [12 empty] | CUX | ZX | 8536909500 | [5 empty] | 210040 | [8 empty] | Hulpkontact OF + OF voor NG125 | Contact auxiliaire OF + OF pour NG125 | [17 empty] | https://eref.se.com/be/nl/sis-tarif/product/19071 | https://eref.se.com/be/fr/sis-tarif/product/19071
Schneider Electric | Schneider Electric | 01022021 |  | Schneider Electric |  | SED | 19072 |  |  | 44.92 |  | 1 |  | 9 | OF+SD FOUTSIGN. NG125 | CONTACT SIGNAL-DEFAUT OF+SD |  | OF/SD NG125 Aux | [8 empty] | 09.07 | 1 | [8 empty] | 1 | 3303430190721 | 0 |  | 66 | 11 | 8 | 2 | 0.176 | 23303430190725 | 9 | 657 | 24 | 9 | 12 |  | 43303430190729 | 81 | 6317 | 40 | 30 | 30 | [10 empty] | 2 | Y | [12 empty] | CUX | ZX | 8536909500 | [5 empty] | 210040 | [8 empty] | Foutmeldingskontakt OF + SD voor NG125 | Contact signal-défaut OF + SD pour NG125 | [17 empty] | https://eref.se.com/be/nl/sis-tarif/product/19072 | https://eref.se.com/be/fr/sis-tarif/product/19072
Schneider Electric | Schneider Electric | 01022021 |  | Schneider Electric |  | SED | 19074 |  |  | 18.91 |  | 1 |  | 8 | KLEM AFD. VIGI NG125 2P 63A | CACHE BORNES VIGI 2P 63A |  | SET 2 TERMINAL SHIELDS 2P 63A | [18 empty] | 1 | 3303430190745 | 0 |  | 67 | 14 | 8 | 5 | 0.56 | 23303430190749 | 8 | 628 | 36 | 9 | 12 |  | 43303430190743 | 48 | 4327 | 40 | 30 | 30 | [10 empty] | 6 | N | [12 empty] | CUX | ZX | 8547200090 | [5 empty] | 210040 | [8 empty] | Klemmenafdekkap Vigi 2P - 63A | Cache bornes Vigi 2P - 63A | [17 empty] | https://eref.se.com/be/nl/sis-tarif/product/19074 | https://eref.se.com/be/fr/sis-tarif/product/19074
Schneider Electric | Schneider Electric | 01022021 |  | Schneider Electric |  | SED | 19075 |  |  | 32.94 |  | 1 |  | 6 | KLEM AFD. VIGI NG125 3P 63A | CACHE BORNES VIGI 3P 63A |  | SET 2 TERMINAL SHIELDS 3P 63A | [18 empty] | 1 | 3303430190752 | 0 |  | 98 | 10 | 8 | 6 | 0.48 | 23303430190756 | 6 | 642 | 36 | 9 | 12 |  | 43303430190750 | 36 | 4436 | 40 | 30 | 30 | [10 empty] | 6 | N | [12 empty] | CUX | ZX | 8547200090 | [5 empty] | 210040 | [8 empty] | Klemmenafdekkap Vigi 3P - 63A | Cache bornes Vigi 3P - 63A | [17 empty] | https://eref.se.com/be/nl/sis-tarif/product/19075 | https://eref.se.com/be/fr/sis-tarif/product/19075
Schneider Electric | Schneider Electric | 01022021 |  | Schneider Electric |  | SED | 19076 |  |  | 43.94 |  | 1 |  | 6 | KLEM AFD. VIGI NG125 4P 63A | CACHE BORNES VIGI 4P 63A |  | SET 2 TERMINAL SHIELDS 4P 63A | [18 empty] | 1 | 3303430190769 | 0 |  | 116 | 10 | 8 | 6 | 0.48 | 23303430190763 | 6 | 714 | 36 | 9 | 12 |  | 43303430190767 | 36 | 5227 | 40 | 30 | 30 | [10 empty] | 36 | N | [12 empty] | CUX | ZX | 8547200090 | [5 empty] | 210040 | [8 empty] | Klemmenafdekkap Vigi 4P - 63A | Cache bornes Vigi 4P - 63A | [17 empty] | https://eref.se.com/be/nl/sis-tarif/product/19076 | https://eref.se.com/be/fr/sis-tarif/product/19076
Schneider Electric | Schneider Electric | 01022021 |  | Schneider Electric |  | SED | 19077 |  |  | 32.94 |  | 1 |  | 4 | KLEM AFD. VIGI NG125 3P 125A | CACHE BORNES VIGI 3P 125A |  | SET 2 TERMINAL SHIELDS 3P 125A | [18 empty] | 1 | 3303430190776 | 0 |  | 105 | 10 | 8 | 6 | 0.48 | 23303430190770 | 4 | 486 | 36 | 9 | 12 |  | 43303430190774 | 24 | 3559 | 40 | 30 | 30 | [10 empty] | 6 | N | [12 empty] | CUX | ZX | 8547200090 | [5 empty] | 210040 | [8 empty] | Klemmenafdekkap Vigi 3P - 125A | Cache bornes Vigi 3P - 125A | [17 empty] | https://eref.se.com/be/nl/sis-tarif/product/19077 | https://eref.se.com/be/fr/sis-tarif/product/19077
Schneider Electric | Schneider Electric | 01022021 |  | Schneider Electric |  | SED | 19078 |  |  | 43.94 |  | 1 |  | 6 | KLEM AFD. VIGI NG125 4P 125A | CACHE BORNES VIGI 4P 125A |  | SET 2 TERMINAL SHIELDS 4P 125A | [18 empty] | 1 | 3303430190783 | 0 |  | 113 | 11 | 10 | 8 | 0.88 | 23303430190787 | 6 | 761 | 36 | 9 | 12 |  | 43303430190781 | 36 | 5110 | 40 | 30 | 30 | [10 empty] | 6 | N | [12 empty] | CUX | ZX | 8547200090 | [5 empty] | 210040 | [8 empty] | Klemmenafdekkap Vigi 4P - 125A | Cache bornes Vigi 4P - 125A | [17 empty] | https://eref.se.com/be/nl/sis-tarif/product/19078 | https://eref.se.com/be/fr/sis-tarif/product/19078
Schneider Electric | Schneider Electric | 01022021 |  | Schneider Electric |  | SED | 19080 |  |  | 10.27 |  | 1 |  | 10 | KLEM AFD. NG125 1P | CACHE BORNES DISJ.NG125 1P |  | SET 2 TERMINAL SHIELDS /NG125 1P | [18 empty] | 1 | 3303430190806 | 0 |  | 48 | 9 | 11 | 5 | 0.495 | 23303430190800 | 10 | 508 | 35.7 | 11.5 | 8.8 |  | 43303430190804 | 60 | 3535 | 40 | 30 | 30 | [10 empty] | 6 | N | [12 empty] | CUX | ZX | 8547200090 | [5 empty] | 210040 | [8 empty] | Klemmenafdekkap aut. NG125 - 1P - (zakje met 2 stuks) | Cache bornes disjoncteur NG125 - 1P - (sachet de 2 pièces) | [17 empty] | https://eref.se.com/be/nl/sis-tarif/product/19080 | https://eref.se.com/be/fr/sis-tarif/product/19080
Schneider Electric | Schneider Electric | 01022021 |  | Schneider Electric |  | SED | 19081 |  |  | 19.11 |  | 1 |  | 6 | KLEM AFD. NG125 2P | CACHE BORNES DISJ.NG125 2P |  | SET 2 TERMINAL SHIELDS /NG125 2P | [18 empty] | 1 | 3303430190813 | 0 |  | 85 | 9 | 12 | 3 | 0.324 | 23303430190817 | 6 | 538 | 35.7 | 11.5 | 8.8 |  | 43303430190811 | 36 | 3715 | 40 | 30 | 30 | [10 empty] | 6 | N | [12 empty] | CUX | ZX | 8547200090 | [5 empty] | 210040 | [8 empty] | Klemmenafdekkap aut. NG125 - 2P - (zakje met 2 stuks) | Cache bornes disjoncteur NG125 - 2P - (sachet de 2 pièces) | [17 empty] | https://eref.se.com/be/nl/sis-tarif/product/19081 | https://eref.se.com/be/fr/sis-tarif/product/19081
Schneider Electric | Schneider Electric | 01022021 |  | Schneider Electric |  | SED | 19082 |  |  | 28.7 |  | 1 |  | 4 | KLEM AFD. NG125 3P | CACHE BORNES DISJ.NG125 3P |  | SET 2 TERMINAL SHIELDS /NG125 3P | [18 empty] | 1 | 3303430190820 | 0 |  | 117 | 9 | 9 | 5 | 0.405 | 23303430190824 | 4 | 488 | 35.7 | 11.6 | 8.8 |  | 43303430190828 | 24 | 3415 | 40 | 30 | 30 | [10 empty] | 6 | N | [12 empty] | CUX | ZX | 8547200090 | [5 empty] | 210040 | [8 empty] | Klemmenafdekkap aut. NG125 - 3P - (zakje met 2 stuks) | Cache bornes disjoncteur NG125 - 3P - (sachet de 2 pièces) | [17 empty] | https://eref.se.com/be/nl/sis-tarif/product/19082 | https://eref.se.com/be/fr/sis-tarif/product/19082
Schneider Electric | Schneider Electric | 01022021 |  | Schneider Electric |  | SED | 19083 |  |  | 38.64 |  | 1 |  | 4 | KLEM AFD. NG125 4P | CACHE BORNES DISJ.NG125 4P |  | SET 2 TERMINAL SHIELDS /NG125 4P | [18 empty] | 1 | 3303430190837 | 0 |  | 125 | 12 | 10 | 6 | 0.72 | 13303430190834 | 4 | 586 | 35.5 | 12 | 9 |  | 43303430190835 | 24 | 4066 | 40 | 30 | 30 | [10 empty] | 6 | N | [12 empty] | CUX | ZX | 8547200090 | [5 empty] | 210040 | [8 empty] | Klemmenafdekkap aut. NG125 - 4P - (zakje met 2 stuks) | Cache bornes disjoncteur NG125 - 4P - (sachet de 2 pièces) | [17 empty] | https://eref.se.com/be/nl/sis-tarif/product/19083 | https://eref.se.com/be/fr/sis-tarif/product/19083
Schneider Electric | Schneider Electric | 01022021 |  | Schneider Electric |  | SED | 19084 |  |  | 16.76 |  | 1 |  | 12 | SCHROEF AFD. NG125 1P (1 ST=10) | CACHE VIS DISJ.NG125 1P |  | 10 TERM.SCREW SHIELDS NG125 1P | [18 empty] | 1 | 3303430190844 | 0 |  | 51 | 10 | 4 | 3 | 0.12 | 13303430190841 | 12 | 695 | 35.7 | 11.7 | 8.8 | [17 empty] | 12 | N | [12 empty] | CUX | ZX | 8538909999 | [5 empty] | 210040 | [8 empty] | Schroevenafdekkap aut. NG125 - 1P - (zakje per 10 stuks) verzegelbaar | Cache vis disjoncteur NG125 - 1P - (sachet de 10 pièces) plombable | [17 empty] | https://eref.se.com/be/nl/sis-tarif/product/19084 | https://eref.se.com/be/fr/sis-tarif/product/19084
Schneider Electric | Schneider Electric | 01022021 |  | Schneider Electric |  | SED | 19085 |  |  | 19.31 |  | 1 |  | 10 | SCHROEF AFD. NG125 2P (1 ST=10) | CACHE VIS DISJ.NG125 2P |  | 10 TERM.SCREW SHIELDS NG125 2P | [18 empty] | 1 | 3303430190851 | 0 |  | 82 | 10 | 10 | 2 | 0.2 | 23303430190855 | 10 | 920 | 35.7 | 11.7 | 9 |  | 43303430190859 | 60 | 6007 | 40 | 30 | 30 | [10 empty] | 12 | N | [12 empty] | CUX | ZX | 8538909999 | [5 empty] | 210040 | [8 empty] | Schroevenafdekkap aut. NG125 - 2P - (zakje per 10 stuks) verzegelbaar | Cache vis disjoncteur NG125 - 2P - (sachet de 10 pièces) plombable | [17 empty] | https://eref.se.com/be/nl/sis-tarif/product/19085 | https://eref.se.com/be/fr/sis-tarif/product/19085
Schneider Electric | Schneider Electric | 01022021 |  | Schneider Electric |  | SED | 19086 |  |  | 21.66 |  | 1 |  | 8 | SCHROEF AFD. NG125 3P (1 ST=10) | CACHE VIS DISJ.NG125 3P |  | 10 TERM.SCREW SHIELDS NG125 3P | [18 empty] | 1 | 3303430190868 | 0 |  | 114 | 8 | 8 | 4 | 0.256 | 13303430190865 | 8 | 995 | 36 | 12 | 8.5 |  | 43303430190866 | 48 | 6457 | 40 | 30 | 30 | [10 empty] | 6 | N | [12 empty] | CUX | ZX | 8538909999 | [5 empty] | 210040 | [8 empty] | Schroevenafdekkap aut. NG125 - 3P - (zakje per 10 stuks) verzegelbaar | Cache vis disjoncteur NG125 - 3P - (sachet de 10 pièces) plombable | [17 empty] | https://eref.se.com/be/nl/sis-tarif/product/19086 | https://eref.se.com/be/fr/sis-tarif/product/19086
Schneider Electric | Schneider Electric | 01022021 |  | Schneider Electric |  | SED | 19087 |  |  | 24.11 |  | 1 |  | 8 | SCHROEF AFD. NG125 4P (1 ST=10) | CACHE VIS DISJ.NG125 4P |  | 10 TERM.SCREW SHIELDS NG125 4P | [18 empty] | 1 | 3303430190875 | 0 |  | 148 | 11 | 11 | 4 | 0.484 | 13303430190872 | 8 | 1282 | 35.5 | 11.8 | 9 |  | 43303430190873 | 48 | 8179 | 40 | 30 | 30 | [10 empty] | 6 | N | [12 empty] | CUX | ZX | 8538909999 | [5 empty] | 210040 | [8 empty] | Schroevenafdekkap aut. NG125 - 4P - (zakje per 10 stuks) verzegelbaar | Cache vis disjoncteur NG125 - 4P - (sachet de 10 pièces) plombable | [17 empty] | https://eref.se.com/be/nl/sis-tarif/product/19087 | https://eref.se.com/be/fr/sis-tarif/product/19087
Schneider Electric | Schneider Electric | 01022021 |  | Schneider Electric |  | SED | 19088 |  |  | 83.63 |  | 1 |  | 1 | DRAAIBEDIENING NG125 ZWART | COMMANDE ROTATIVE FRONTALE |  | STANDARD ROTARY HANDLE FOR NG125 | [8 empty] | 09.07 | 1 | [8 empty] | 1 | 3303430190882 | 0 |  | 459 | 34 | 10 | 9 | 3.06 | [7 empty] | 43303430190880 | 9 | 4627 | 40 | 30 | 30 | [10 empty] | 2 | Y | [12 empty] | CUX | ZX | 8538909999 | [5 empty] | 210040 | [8 empty] | Frontale draaibediening standard aut. NG125 (zwart) | Commande rotative frontale standard disjoncteur NG125 (noire) | [17 empty] | https://eref.se.com/be/nl/sis-tarif/product/19088 | https://eref.se.com/be/fr/sis-tarif/product/19088
Schneider Electric | Schneider Electric | 01022021 |  | Schneider Electric |  | SED | 19089 |  |  | 95.55 |  | 1 |  | 1 | DRAAIBEDIENING NG125 ROOD/GEEL | COMMANDE ROTATIVE COUPURE |  | RED ROTARY HANDLE FOR NG125 | [8 empty] | 09.07 | 1 | [8 empty] | 1 | 3303430190899 | 0 |  | 461 | 34 | 9 | 9 | 2.754 | [7 empty] | 43303430190897 | 9 | 4696 | 40 | 30 | 30 | [10 empty] | 6 | N | [12 empty] | CUX | ZX | 8538909999 | [5 empty] | 210040 | [8 empty] | Noodstopdraaibediening aut. NG125 (rode knop, gele achtergrond) | Commande rotative coupure d#urgence disjoncteur NG125 (poignée rouge, fond) | [17 empty] | https://eref.se.com/be/nl/sis-tarif/product/19089 | https://eref.se.com/be/fr/sis-tarif/product/19089
Schneider Electric | Schneider Electric | 01022021 |  | Schneider Electric |  | SED | 19090 |  |  | 38.26 |  | 1 |  | 12 | HANGLSOTVERG. NG125 (1ST=4) | LOT 4 CADENASSAGES NG125 |  | SET 4 LOCKING SLIDE NG125 | [18 empty] | 1 | 3303430190905 | 0 |  | 47 | 8 | 8 | 4 | 0.256 | 13303430190902 | 12 | 649 | 36 | 11.5 | 8.5 |  | 43303430190903 | 72 | 4420 | 40 | 30 | 30 | [10 empty] | 6 | N | [12 empty] | CUX | ZX | 3926909790 | [5 empty] | 210040 | [8 empty] | Vergrendelingssysteem voor aut. NG125 (zakje per 4 stuks) | Dispositif de cadenassage pour disjoncteur NG125 (sachet de 4 pièces) | [17 empty] | https://eref.se.com/be/nl/sis-tarif/product/19090 | https://eref.se.com/be/fr/sis-tarif/product/19090
Schneider Electric | Schneider Electric | 01022021 |  | Schneider Electric |  | SED | 19091 |  |  | 121.97 |  | 1 |  | 20 | MULTIKLEM GEISOL. C60 OEM (1 ST=4) | BORNIER DE REPARTITION DISJ. |  | SET OF 4 DISTRIB.TERMINAL 3X16 | [8 empty] | 09.07 | 1 | [8 empty] | 1 | 3303430190912 | 0 |  | 60 | 9 | 2 | 8 | 0.144 | 13303430190919 | 20 | 1243 | 8.4 | 36 | 11.3 |  | 43303430190910 | 120 | 8083 | 30 | 40 | 30 | [10 empty] | 6 | N | [12 empty] | CUX | ZX | 8536901000 | [5 empty] | 210040 | [8 empty] | Verdelingsklemmen aut. NG125 (zakje per 4 stuks) | Bornier de répartition disjoncteur NG125 (sachet de 4 pièces) | [17 empty] | https://eref.se.com/be/nl/sis-tarif/product/19091 | https://eref.se.com/be/fr/sis-tarif/product/19091
Schneider Electric | Schneider Electric | 01022021 |  | Schneider Electric |  | SED | 19092 |  |  | 54.71 |  | 1 |  | 5 | DIRECT ROTARY HANDLE FOR NG125 | DIRECT ROTARY HANDLE FOR NG125 |  | DIRECT ROTARY HANDLE FOR NG125 | [8 empty] | 09.07 | 1 | [8 empty] | 1 | 3303430190929 | 0 |  | 98 | 9 | 5 | 8 | 0.36 | 23303430190923 | 5 | 508 | 26.8 | 9.5 | 8.7 |  | 43303430190927 | 60 | 6583 | 40 | 30 | 30 | [10 empty] | 6 | N | [12 empty] | CUX | ZX | 8536201090 | [14 empty] | zwenkhandgreep vooraan NG 125 - 3-polig/4-polig - zwarte handgreep | commande rotative frontale NG 125 3P ou 4P - poignée noire | [17 empty] | https://eref.se.com/be/nl/sis-tarif/product/19092 | https://eref.se.com/be/fr/sis-tarif/product/19092
Schneider Electric | Schneider Electric | 01022021 |  | Schneider Electric |  | SED | 19093 |  |  | 38.26 |  | 1 |  | 20 | AANSLUITKLEM KABELSCH. NG125 | KIT POUR RACCORDEMENT COSSES |  | 4 KIT FOR CRIMP LUGS CONNECTING | [18 empty] | 1 | 3303430190936 | 0 |  | 58 | 6 | 9 | 1 | 0.054 | 23303430190930 | 20 | 1538 | 33 | 9.5 | 9 |  | 43303430190934 | 120 | 9715 | 40 | 30 | 30 | [10 empty] | 6 | N | [12 empty] | CUX | ZX | 8536901000 | [5 empty] | 210040 | [8 empty] | Kit voor aansluiting kabelschoen op barenstel aut. NG125 - 80A - 125A | Kit pour raccordement cosses ou barres disjoncteur NG125 - 80A - 125A | [17 empty] | https://eref.se.com/be/nl/sis-tarif/product/19093 | https://eref.se.com/be/fr/sis-tarif/product/19093
Schneider Electric | Schneider Electric | 01022021 |  | Schneider Electric |  | SED | 19094 |  |  | 23.93 |  | 1 |  | 16 | SMALLE KABELSCH. NG125 (1 ST=4) | COSSES A OEIL 70MMý |  | CRIMP LUGS /COPPER CABLE 70MM2 | [18 empty] | 1 | 3303430190943 | 0 |  | 124 | 8 | 8 | 2 | 0.128 | 23303430190947 | 16 | 2024 | 33.5 | 9.5 | 8.6 |  | 43303430190941 | 96 | 12631 | 40 | 30 | 30 | [10 empty] | 6 | N | [12 empty] | CUX | ZX | 8536901000 | [5 empty] | 210040 | [8 empty] | Kabelschoen 70 mm = (zakje per 4 stuks) | Cosses à #il 70 mm = (sachet de 4 pièces) | [17 empty] | https://eref.se.com/be/nl/sis-tarif/product/19094 | https://eref.se.com/be/fr/sis-tarif/product/19094
Schneider Electric | Schneider Electric | 01022021 |  | Schneider Electric |  | SED | 19095 |  |  | 38.26 |  | 1 |  | 20 | TERMINAL FOR ALU CABLE FOR NG125 | BORNE POUR CABLE EN ALU 70MMý |  | TERMINAL FOR ALU CABLE FOR NG125 | [18 empty] | 1 | 3303430190950 | 0 |  | 77 | 11 | 8 | 2 | 0.176 | 23303430190954 | 20 | 1620 | 37 | 11.5 | 8.7 |  | 43303430190958 | 120 | 10082 | 40 | 30 | 30 | [10 empty] | 7 | N | [12 empty] | CUX | ZX | 8536901000 | [5 empty] | 210040 | [8 empty] | Klem voor alukabels 70 mm = (zakje per 4 stuks) | Borne pour câble en alu 70 mm = (sachet de 4 pièces) | [17 empty] | https://eref.se.com/be/nl/sis-tarif/product/19095 | https://eref.se.com/be/fr/sis-tarif/product/19095
Schneider Electric | Schneider Electric | 01022021 |  | Schneider Electric |  | SED | 19096 |  |  | 35.49 |  | 1 |  | 20 | MULTIKLEM GEISOL. C60 OEM (1ST=3) | LOT 3 BORNES REPART. 3X16MM2 |  | SET OF 3 DISTRIB.TERMINAL 3X16 | [18 empty] | 1 | 3303430190967 | 0 |  | 46 | 8 | 5 | 2 | 0.08 | 13303430190964 | 20 | 991 | 35.5 | 11.7 | 9 |  | 43303430190965 | 140 | 7424 | 40 | 30 | 30 | [10 empty] | 6 | N | [12 empty] | CUX | ZX | 8536901000 | [5 empty] | 210040 | [8 empty] | 3 connectors - voor INS40..80 - 3 kabels > 0..16 mm² stijf | 3 connecteurs - pour INS40 à 80 - 3 câbles > 0 à 16 mm² rigide | [17 empty] | https://eref.se.com/be/nl/sis-tarif/product/19096 | https://eref.se.com/be/fr/sis-tarif/product/19096
Schneider Electric | Schneider Electric | 01022021 |  | Schneider Electric |  | SED | 19097 |  |  | 48.85 |  | 1 |  | 5 | DRAAIBEDIENING NG125 ROOD/GEEL | Commande rotative direct rouge-jaune NG1 |  | SECURITY RED ROTARY HANDLE/NG125 | [8 empty] | 09.07 | 1 | [8 empty] | 1 | 3303430190974 | 0 |  | 101 | 9 | 8 | 5 | 0.36 | 23303430190978 | 5 | 562 | 26.6 | 9.5 | 8.6 |  | 43303430190972 | 60 | 7231 | 40 | 30 | 30 | [10 empty] | 6 | N | [12 empty] | CUX | ZX | 8538909999 | [14 empty] | zwenkhandgreep vooraan NG 125 - 3-polig/4-polig - rode handgreep | commande rotative frontale NG 125 3P ou 4P - poignée rouge | [17 empty] | https://eref.se.com/be/nl/sis-tarif/product/19097 | https://eref.se.com/be/fr/sis-tarif/product/19097
Schneider Electric | Schneider Electric | 01022021 |  | Schneider Electric |  | SED | 19100 |  |  | 755.54 |  | 1 |  | 1 | VIGI NG125 3P 125A 30MA A SI | VIGI NG125 125A 30MA 3P SI |  | VIGI NG125 3P 125A 30MA A SI | [8 empty] | 09.07 | 1 | [8 empty] | 1 | 3303430191001 | 0 |  | 920 | 26 | 14 | 10 | 3.64 | [7 empty] | 43303430191009 | 8 | 7847 | 40 | 30 | 30 | [10 empty] | 6 | N | [12 empty] | CUZ | ZZ | 8536303099 | [5 empty] | 210040 | [8 empty] | Vigi NG125 - 125A - 30 mA - 3P - si | Vigi NG125 - 125A - 30mA - 3P - si | [17 empty] | https://eref.se.com/be/nl/sis-tarif/product/19100 | https://eref.se.com/be/fr/sis-tarif/product/19100
Schneider Electric | Schneider Electric | 01022021 |  | Schneider Electric |  | SED | 19101 |  |  | 793.28 |  | 1 |  | 1 | VIGI NG125 4P 125A 30MA A SI | VIGI NG125 125A 30MA 4P SI |  | VIGI NG125 4P 125A 30MA A SI | [8 empty] | 09.07 | 1 | [8 empty] | 1 | 3303430191018 | 0 |  | 1021 | 26 | 14 | 9 | 3.276 | [7 empty] | 43303430191016 | 8 | 8614 | 40 | 30 | 30 | [10 empty] | 6 | N | [12 empty] | CUZ | ZZ | 8536303099 | [5 empty] | 210040 | [8 empty] | Vigi NG125 - 63A - 30 mA - 4P - si | Vigi NG125 - 63A - 30mA - 4P - si | [17 empty] | https://eref.se.com/be/nl/sis-tarif/product/19101 | https://eref.se.com/be/fr/sis-tarif/product/19101
Schneider Electric | Schneider Electric | 01022021 |  | Schneider Electric |  | SED | 19106 |  |  | 790.66 |  | 1 |  | 1 | VIGI NG125 3P 125A 30MA A SI REG | VIGI NG125 125A REG 3P SI |  | VG_NG125 3P 125A 300MA A SI REGL | [8 empty] | 09.07 | 1 | [8 empty] | 1 | 3303430191063 | 0 |  | 784 | 26 | 14 | 10 | 3.64 | [7 empty] | 43303430191061 | 8 | 6759 | 40 | 30 | 30 | [10 empty] | 6 | N | [12 empty] | CUZ | ZZ | 8536303099 | [5 empty] | 210040 | [8 empty] | Vigi NG125 - 125A - REG - 3P - si | Vigi NG125 - 125A - REG - 3P - si | [17 empty] | https://eref.se.com/be/nl/sis-tarif/product/19106 | https://eref.se.com/be/fr/sis-tarif/product/19106
Schneider Electric | Schneider Electric | 01022021 |  | Schneider Electric |  | SED | 19107 |  |  | 830.22 |  | 1 |  | 1 | VIGI NG125 4P 125A 300 - 3000MA SI REG | VIGI NG125 4P 125A 300 - 3000MA SI REG |  | VG_NG125 4P 125A 300MA A SI REGL | [8 empty] | 09.07 | 1 | [8 empty] | 1 | 3303430191070 | 0 |  | 876 | 25 | 13 | 9 | 2.925 | [7 empty] | 43303430191078 | 8 | 7496 | 40 | 30 | 30 | [10 empty] | 6 | N | [12 empty] | CUZ | ZZ | 8536303099 | [5 empty] | 210040 | [8 empty] | VIGI NG125 4P 125A 300 - 3000MA SI REG | VIGI NG125 4P 125A 300 - 3000MA SI REG | [17 empty] | https://eref.se.com/be/nl/sis-tarif/product/19107 | https://eref.se.com/be/fr/sis-tarif/product/19107
Schneider Electric | Schneider Electric | 01022021 |  | Schneider Electric |  | SED | 21088 |  |  | 25.63 |  | 1 |  | 8 | PEIGNE 1P+N 24M | PEIGNE 1P+N 24M |  | COMB BUSBAR PH AND N 24POLES | [18 empty] | 8 | 3303430210887 | 0 |  | 153 | 49 | 3 | 3 | 0.441 | 23303430210881 | 8 | 1373 | 11 | 6 | 52 | [8 empty] | 73303430210886 | 560 | 106220 | 120 | 80 | 92 |  |  |  | 6 | N | [12 empty] | MB6 | IT | 8536901000 | [14 empty] | comb. rail ProDis - eenpolig + N - 80A - L = 24x18mm | peigne Prodis - 1P+N - 80 A - L = 24 x 18 mm | [17 empty] | https://eref.se.com/be/nl/sis-tarif/product/21088 | https://eref.se.com/be/fr/sis-tarif/product/21088
Schneider Electric | Schneider Electric | 01022021 |  | Schneider Electric |  | SED | 21089 |  |  | 54.15 |  | 1 |  | 6 | Aansluitrail 1P+N 48 Modules | PEIGNE 1P N 48MOD |  | COMB BUSBAR 1P AND N 48POLES | [18 empty] | 1 | 3303430210894 | 0 |  | 282.9 | 86 | 3 | 2 | 0.516 | 23303430210898 | 6 | 1857 | 9 | 5 | 91 | [8 empty] | 73303430210893 | 324 | 112278 | 120 | 80 | 75 |  |  |  | 2 | Y | [12 empty] | MB6 | IT | 8536901000 | [14 empty] | combinatierail Clario, Librio, ProDis - eenpolig + N - 80 A - L = 48x18 mm | peigne Prodis - 1P+N - 80 A - L = 48 x 18 mm | [17 empty] | https://eref.se.com/be/nl/sis-tarif/product/21089 | https://eref.se.com/be/fr/sis-tarif/product/21089
Schneider Electric | Schneider Electric | 01022021 |  | Schneider Electric |  | SED | 21090 |  |  | 15.77 |  | 1 |  | 12 | COMB BUSBAR 3P AND N 12POLES | PEIGNE 3P PLUS N 12MOD |  | COMB BUSBAR 3P AND N 12POLES | [18 empty] | 12 | 3303430210900 | 0 |  | 127 | 27 | 3 | 3 | 0.243 | 23303430210904 | 12 | 1646 | 16 | 7 | 31 | [8 empty] | 73303430210909 | 816 | 121616 | 120 | 80 | 112 |  |  |  | 6 | N | [12 empty] | MB6 | IT | 8536901000 | [14 empty] | aansluitrail Prodis - 3P+N - 80 A - 12 x 18 mm | peigne Prodis - 3P+N - 80 A - L = 12 x 18 mm | [17 empty] | https://eref.se.com/be/nl/sis-tarif/product/21090 | https://eref.se.com/be/fr/sis-tarif/product/21090
Schneider Electric | Schneider Electric | 01022021 |  | Schneider Electric |  | SED | 21093 |  |  | 60.12 |  | 1 |  | 6 | Aansluitrail 3P+N 48M | PEIGNE 3P N 48MOD |  | COMB BUSBAR 3P AND N 48POLES | [18 empty] | 1 | 3303430210931 | 0 |  | 500 | 86 | 3 | 3 | 0.774 | 23303430210935 | 6 | 3250 | 8 | 6 | 91 | [8 empty] | 73303430210930 | 216 | 129000 | 120 | 80 | 92 |  |  |  | 2 | Y | [12 empty] | MB6 | IT | 8536901000 | [14 empty] | combinrail Clario, Librio, ProDis - 3 polen + N - 80 A - L = 48x18 mm | peigne Prodis - 3P+N - 80 A - L = 48 x 18 mm | [17 empty] | https://eref.se.com/be/nl/sis-tarif/product/21093 | https://eref.se.com/be/fr/sis-tarif/product/21093
Schneider Electric | Schneider Electric | 01022021 |  | Schneider Electric |  | SED | 21094 |  |  | 12.52 |  | 1 |  | 10 | Eindstukken voor Aansluitrail 1P+N (40st | 40 FLASQUES PEIGNE 1P N |  | 40 END COVERS/COMB BUSBAR 1P AND N | [18 empty] | 1 | 3303430210948 | 0 |  | 36 | 17 | 8 | 3 | 0.408 | 13303430210945 | 10 | 388 | 20 | 12 | 30 |  | 43303430210946 | 60 | 2634 | 40 | 30 | 30 | [10 empty] | 6 | N | [12 empty] | MB6 | IT | 3926909790 | [14 empty] | 1 set van 40 combinatierail zijafdekkingen - 1P+N voor Clario, Librio, Prodis | [18 empty] | https://eref.se.com/be/nl/sis-tarif/product/21094 | https://eref.se.com/be/fr/sis-tarif/product/21094
Schneider Electric | Schneider Electric | 01022021 |  | Schneider Electric |  | SED | 21095 |  |  | 11.82 |  | 1 |  | 10 | 40 afdekkappen | 40 FLASQUES PEIGNE 3P N |  | 40 END COVERS/COMB BUSBAR 3P AND N | [18 empty] | 1 | 3303430210955 | 0 |  | 56 | 18 | 12 | 4 | 0.864 | 13303430210952 | 10 | 569 | 23 | 12 | 30 |  | 43303430210953 | 40 | 2708 | 40 | 30 | 30 | [10 empty] | 6 | N | [12 empty] | MB6 | IT | 3926909790 | [5 empty] | 210040 | [8 empty] | zijplaat voor Clario-combinatierail - 3P+N - 40 stuks | flasque latérale pour peigne Clario - 3P + N - lot de 40 | [17 empty] | https://eref.se.com/be/nl/sis-tarif/product/21095 | https://eref.se.com/be/fr/sis-tarif/product/21095
Schneider Electric | Schneider Electric | 01022021 |  | Schneider Electric |  | SED | 21096 |  |  | 10.72 |  | 1 |  | 10 | Tandbeschermer voor aansluitrail 3P+N | LOT 12 CACHE-DENTS 3MOD |  | 12 TOOTH-CAPS 3POLES | [18 empty] | 1 | 3303430210962 | 0 |  | 54 | 18 | 12 | 4 | 0.864 | 13303430210969 | 10 | 559 | 23 | 12 | 30 |  | 43303430210960 | 80 | 4758 | 40 | 30 | 30 | [10 empty] | 2 | Y | [12 empty] | MB6 | IT | 8536201090 | [14 empty] | 1 set van 12 combinatierail-tandafdekkingen voor Duoline, Clario, Librio, Prodis | [18 empty] | https://eref.se.com/be/nl/sis-tarif/product/21096 | https://eref.se.com/be/fr/sis-tarif/product/21096
Schneider Electric | Schneider Electric | 01022021 |  | Schneider Electric |  | SED | 21098 |  |  | 12.41 |  | 1 |  | 10 | Lot 4 connectoren 25mm² | LOT 4 CONNECTEURS 25MM2 |  | 4 CONNECTORS 25MM2 | [18 empty] | 1 | 3303430210986 | 0 |  | 69 | 9 | 9 | 3 | 0.243 | 13303430210983 | 10 | 693 | 28 | 4 | 15 |  | 43303430210984 | 140 | 10189 | 40 | 30 | 30 | [10 empty] | 2 | Y | [12 empty] | MB6 | IT | 8536901000 | [5 empty] | 210040 | [8 empty] | connector - 25 mm² - geïsoleerd - voor 80 A combinatierail - 4 stuks | connecteur -25 mm² - isolé - pour peigne 80 A - lot de 4 | [17 empty] | https://eref.se.com/be/nl/sis-tarif/product/21098 | https://eref.se.com/be/fr/sis-tarif/product/21098
Schneider Electric | Schneider Electric | 01022021 |  | Schneider Electric |  | SED | 21100 |  |  | 77.53 |  | 1 |  | 1 | P25M MOTORBEVEILIGING 3P 0,16A | DISJ.MOTEUR P25M 0.1A-0.16A |  | P25M 3P 0,16A | [8 empty] | 09.07 | 1 | [8 empty] | 1 | 3303430211006 | 0 |  | 240 | 10 | 9 | 5 | 0.45 | [7 empty] | 43303430211004 | 24 | 5970 | 40 | 30 | 15 | [10 empty] | 6 | N | [12 empty] | CUC | ZC | 8536201090 | [5 empty] | 210040 | [8 empty] | Motorbev. sch. P25M 0,1A - 0,16A | Disjoncteur moteur P25M 0,1A - 0,16A | [17 empty] | https://eref.se.com/be/nl/sis-tarif/product/21100 | https://eref.se.com/be/fr/sis-tarif/product/21100
Schneider Electric | Schneider Electric | 01022021 |  | Schneider Electric |  | SED | 21101 |  |  | 77.53 |  | 1 |  | 1 | P25M MOTORBEVEILIGING 3P 0,25A | DISJ.MOTEUR P25M 0.16A-0.25A |  | P25M 3P 0,25A | [8 empty] | 09.07 | 1 | [8 empty] | 1 | 3303430211013 | 0 |  | 239 | 10 | 9 | 5 | 0.45 | [7 empty] | 43303430211011 | 24 | 6121 | 40 | 30 | 15 | [10 empty] | 6 | N | [12 empty] | CUC | ZC | 8536201090 | [5 empty] | 210040 | [8 empty] | Motorbev. sch. P25M 0,16A - 0,25A | Disjoncteur moteur P25M 0,16A - 0,25A | [17 empty] | https://eref.se.com/be/nl/sis-tarif/product/21101 | https://eref.se.com/be/fr/sis-tarif/product/21101
Schneider Electric | Schneider Electric | 01022021 |  | Schneider Electric |  | SED | 21102 |  |  | 77.53 |  | 1 |  | 1 | P25M MOTORBEVEILIGING 3P 0,40A | DISJ.MOTEUR P25M 0.25A-0.4A |  | P25M 3P 0,40A | [8 empty] | 09.07 | 1 | [8 empty] | 1 | 3303430211020 | 0 |  | 236 | 10 | 9 | 5 | 0.45 | [7 empty] | 43303430211028 | 24 | 5943 | 40 | 30 | 15 | [10 empty] | 6 | N | [12 empty] | CUC | ZC | 8536201090 | [5 empty] | 210040 | [8 empty] | Motorbev. sch. P25M 0,25A - 0,4A | Disjoncteur moteur P25M 0,25A - 0,4A | [17 empty] | https://eref.se.com/be/nl/sis-tarif/product/21102 | https://eref.se.com/be/fr/sis-tarif/product/21102
Schneider Electric | Schneider Electric | 01022021 |  | Schneider Electric |  | SED | 21103 |  |  | 77.53 |  | 1 |  | 1 | P25M MOTORBEVEILIGING 3P 0,63A | DISJ.MOTEUR P25M 0.4A-0.63A |  | P25M 3P 0,63A | [8 empty] | 09.07 | 1 | [8 empty] | 1 | 3303430211037 | 0 |  | 230 | 10 | 9 | 5 | 0.45 | [7 empty] | 43303430211035 | 24 | 5873 | 40 | 30 | 15 | [10 empty] | 2 | Y | [12 empty] | CUC | ZC | 8536201090 | [5 empty] | 210040 | [8 empty] | Motorbev. sch. P25M 0,4A - 0,63A | Disjoncteur moteur P25M 0,4A - 0,63A | [17 empty] | https://eref.se.com/be/nl/sis-tarif/product/21103 | https://eref.se.com/be/fr/sis-tarif/product/21103
Schneider Electric | Schneider Electric | 01022021 |  | Schneider Electric |  | SED | 21104 |  |  | 77.53 |  | 1 |  | 1 | P25M MOTORBEVEILIGING 3P 1A | DISJ.MOTEUR P25M 0.63A-1A |  | P25M 3P 1A | [8 empty] | 09.07 | 1 | [8 empty] | 1 | 3303430211044 | 0 |  | 229 | 10 | 9 | 5 | 0.45 | [7 empty] | 43303430211042 | 24 | 5824 | 40 | 30 | 15 |  |  | 384 | 98356 | 80 | 60 | 77 |  |  |  | 6 | N | [12 empty] | CUC | ZC | 8536201090 | [5 empty] | 210040 | [8 empty] | Motorbev. sch. P25M 0,63A - 1A | Disjoncteur moteur P25M 0,63A - 1A | [17 empty] | https://eref.se.com/be/nl/sis-tarif/product/21104 | https://eref.se.com/be/fr/sis-tarif/product/21104
Schneider Electric | Schneider Electric | 01022021 |  | Schneider Electric |  | SED | 21105 |  |  | 77.53 |  | 1 |  | 1 | P25M MOTORBEVEILIGING 3P 1,6A | DISJ.MOTEUR P25M 1A-1.6A |  | P25M 3P 1,6A | [8 empty] | 09.07 | 1 | [8 empty] | 1 | 3303430211051 | 0 |  | 256 | 10 | 9 | 5 | 0.45 | [7 empty] | 43303430211059 | 24 | 6474 | 40 | 30 | 15 | [10 empty] | 6 | N | [12 empty] | CUC | ZC | 8536201090 | [5 empty] | 210040 | [8 empty] | Motorbev. sch. P25M 1A - 1,6A | Disjoncteur moteur P25M 1A - 1,6A | [17 empty] | https://eref.se.com/be/nl/sis-tarif/product/21105 | https://eref.se.com/be/fr/sis-tarif/product/21105
Schneider Electric | Schneider Electric | 01022021 |  | Schneider Electric |  | SED | 21106 |  |  | 77.53 |  | 1 |  | 1 | P25M MOTORBEVEILIGING 3P 2,5A | DISJ.MOTEUR P25M 1.6A-2.5A |  | P25M 3P 2,5A | [8 empty] | 09.07 | 1 | [8 empty] | 1 | 3303430211068 | 0 |  | 261 | 9 | 9 | 5 | 0.405 | [7 empty] | 43303430211066 | 24 | 6591 | 40 | 30 | 15 | [10 empty] | 2 | Y | [12 empty] | CUC | ZC | 8536201090 | [5 empty] | 210040 | [8 empty] | Motorbev. sch. P25M 1,6A - 2,5A | Disjoncteur moteur P25M 1,6A - 2,5A | [17 empty] | https://eref.se.com/be/nl/sis-tarif/product/21106 | https://eref.se.com/be/fr/sis-tarif/product/21106
Schneider Electric | Schneider Electric | 01022021 |  | Schneider Electric |  | SED | 21107 |  |  | 77.53 |  | 1 |  | 1 | P25M MOTORBEVEILIGING 3P 4A | DISJ.MOTEUR P25M 2.5A-4A |  | P25M 3P 4A | [8 empty] | 09.07 | 1 | [8 empty] | 1 | 3303430211075 | 0 |  | 261 | 10 | 9 | 5 | 0.45 | [7 empty] | 43303430211073 | 24 | 6572 | 40 | 30 | 15 | [10 empty] | 6 | N | [12 empty] | CUC | ZC | 8536201090 | [5 empty] | 210040 | [8 empty] | Motorbev. sch. P25M 2,5A - 4A | Disjoncteur moteur P25M 2,5A - 4A | [17 empty] | https://eref.se.com/be/nl/sis-tarif/product/21107 | https://eref.se.com/be/fr/sis-tarif/product/21107
Schneider Electric | Schneider Electric | 01022021 |  | Schneider Electric |  | SED | 21108 |  |  | 77.53 |  | 1 |  | 1 | P25M MOTORBEVEILIGING 3P 6,3A | DISJ.MOTEUR P25M 4A-6.3A |  | P25M 3P 6,3A | [8 empty] | 09.07 | 1 | [8 empty] | 1 | 3303430211082 | 0 |  | 278 | 10 | 9 | 5 | 0.45 | [7 empty] | 43303430211080 | 24 | 7010 | 40 | 30 | 15 | [10 empty] | 2 | Y | [12 empty] | CUC | ZC | 8536201090 | [5 empty] | 210040 | [8 empty] | Motorbev. sch. P25M 4A - 6,3A | Disjoncteur moteur P25M 4A - 6,3A | [17 empty] | https://eref.se.com/be/nl/sis-tarif/product/21108 | https://eref.se.com/be/fr/sis-tarif/product/21108
Schneider Electric | Schneider Electric | 01022021 |  | Schneider Electric |  | SED | 21109 |  |  | 89.23 |  | 1 |  | 1 | P25M MOTORBEVEILIGING 3P 10A | DISJ.MOTEUR P25M 6A-10A |  | P25M 3P 10A | [8 empty] | 09.07 | 1 | [8 empty] | 1 | 3303430211099 | 0 |  | 278 | 9 | 9 | 5 | 0.405 | [7 empty] | 43303430211097 | 24 | 7139 | 40 | 30 | 15 | [10 empty] | 6 | N | [12 empty] | CUC | ZC | 8536201090 | [5 empty] | 210040 | [8 empty] | Motorbev. sch. P25M 6A - 10A | Disjoncteur moteur P25M 6A - 10A | [17 empty] | https://eref.se.com/be/nl/sis-tarif/product/21109 | https://eref.se.com/be/fr/sis-tarif/product/21109
Schneider Electric | Schneider Electric | 01022021 |  | Schneider Electric |  | SED | 21110 |  |  | 90.72 |  | 1 |  | 1 | P25M MOTORBEVEILIGING 3P 14A | DISJ.MOTEUR P25M 9A-14A |  | P25M 3P 14A | [8 empty] | 09.07 | 1 | [8 empty] | 1 | 3303430211105 | 0 |  | 290 | 9 | 9 | 5 | 0.405 | [7 empty] | 43303430211103 | 24 | 7258 | 40 | 30 | 15 | [10 empty] | 6 | N | [12 empty] | CUC | ZC | 8536201090 | [5 empty] | 210040 | [8 empty] | Motorbev. sch. P25M 9A - 14A | Disjoncteur moteur P25M 9A - 14A | [17 empty] | https://eref.se.com/be/nl/sis-tarif/product/21110 | https://eref.se.com/be/fr/sis-tarif/product/21110
Schneider Electric | Schneider Electric | 01022021 |  | Schneider Electric |  | SED | 21111 |  |  | 95.24 |  | 1 |  | 1 | P25M MOTORBEVEILIGING 3P 18A | DISJ.MOTEUR P25M 13A-18A |  | P25M 3P 18A | [8 empty] | 09.07 | 1 | [8 empty] | 1 | 3303430211112 | 0 |  | 295 | 9 | 9 | 5 | 0.405 | [7 empty] | 43303430211110 | 24 | 7398 | 40 | 30 | 15 | [10 empty] | 6 | N | [12 empty] | CUC | ZC | 8536201090 | [5 empty] | 210040 | [8 empty] | Motorbev. sch. P25M 13A - 18A | Disjoncteur moteur P25M 13A - 18A | [17 empty] | https://eref.se.com/be/nl/sis-tarif/product/21111 | https://eref.se.com/be/fr/sis-tarif/product/21111
Schneider Electric | Schneider Electric | 01022021 |  | Schneider Electric |  | SED | 21112 |  |  | 101.86 |  | 1 |  | 1 | P25M MOTORBEVEILIGING 3P 23A | DISJ.MOTEUR P25M 17A-23A |  | P25M 3P 23A | [8 empty] | 09.07 | 1 | [8 empty] | 1 | 3303430211129 | 0 |  | 298 | 9 | 9 | 5 | 0.405 | [7 empty] | 43303430211127 | 24 | 7469 | 40 | 30 | 15 | [10 empty] | 6 | N | [12 empty] | CUC | ZC | 8536201090 | [5 empty] | 210040 | [8 empty] | Motorbev. sch. P25M 17A - 23A | Disjoncteur moteur P25M 17A - 23A | [17 empty] | https://eref.se.com/be/nl/sis-tarif/product/21112 | https://eref.se.com/be/fr/sis-tarif/product/21112
Schneider Electric | Schneider Electric | 01022021 |  | Schneider Electric |  | SED | 21113 |  |  | 122.6 |  | 1 |  | 1 | P25M MOTORBEVEILIGING 3P 25A | DISJ.MOTEUR P25M 20A-25A |  | P25M 3P 25A | [8 empty] | 09.07 | 1 | [8 empty] | 1 | 3303430211136 | 0 |  | 295 | 10 | 9 | 5 | 0.45 | [7 empty] | 43303430211134 | 24 | 7375 | 40 | 30 | 15 | [10 empty] | 6 | N | [12 empty] | CUC | ZC | 8536201090 | [5 empty] | 210040 | [8 empty] | Motorbev. sch. P25M 20A - 25A | Disjoncteur moteur P25M 20A - 25A | [17 empty] | https://eref.se.com/be/nl/sis-tarif/product/21113 | https://eref.se.com/be/fr/sis-tarif/product/21113
Schneider Electric | Schneider Electric | 01022021 |  | Schneider Electric |  | SED | 21115 |  |  | 48.47 |  | 1 |  | 1 | P25M STROOMBEGRENZER 100KA | BLOC LIMITEUR P25M 100KA |  | LIMITER BLOCK P25M 100KA | [8 empty] | 09.07 | 1 | [8 empty] | 1 | 3303430211150 | 0 |  | 117 | 5 | 5 | 4 | 0.1 | [7 empty] | 43303430211158 | 30 | 3860 | 40 | 30 | 15 | [10 empty] | 6 | N | [12 empty] | CUX | ZX | 8538909999 | [5 empty] | 210040 | [8 empty] | Begrenzingunit P25M 100kA | Bloc limiteur P25M 100kA | [17 empty] | https://eref.se.com/be/nl/sis-tarif/product/21115 | https://eref.se.com/be/fr/sis-tarif/product/21115
Schneider Electric | Schneider Electric | 01022021 |  | Schneider Electric |  | SED | 21116 |  |  | 13.49 |  | 1 |  | 10 | OF HULPCONTACT P25M O+C | CONTACT DE POSITION P25M F+F |  | INSTANT. AUXIL. SWITCH P25M 2NC | [8 empty] | 09.07 | 1 | [8 empty] | 1 | 3303430211167 | 0 |  | 42.9 | 9 | 7 | 1 | 0.063 | 23303430211161 | 10 | 478 | 15 | 10 | 10 |  | 43303430211165 | 100 | 5213 | 40 | 30 | 30 | [10 empty] | 6 | N | [12 empty] | CUX | ZX | 8538909999 | [5 empty] | 210040 | [8 empty] | Standmeldingskontakt P25M S + S | Contact de position P25M F + F | [17 empty] | https://eref.se.com/be/nl/sis-tarif/product/21116 | https://eref.se.com/be/fr/sis-tarif/product/21116
Schneider Electric | Schneider Electric | 01022021 |  | Schneider Electric |  | SED | 21117 |  |  | 13.49 |  | 1 |  | 10 | OF HULPCONTACT P25M O+F | CONTACT DE POSITION P25M O+F |  | INST. AUXIL. SWITCH P25M 1NO AND 1NC | [8 empty] | 09.07 | 1 | [8 empty] | 1 | 3303430211174 | 0 |  | 42 | 9 | 1 | 7 | 0.063 | 23303430211178 | 10 | 470 | 15 | 10 | 10 |  | 43303430211172 | 100 | 5417 | 40 | 30 | 30 | [10 empty] | 2 | Y | [12 empty] | CUX | ZX | 85389099 | [5 empty] | 210040 | [8 empty] | Standmeldingskontakt P25M O + S | Contact de position P25M O + F | [17 empty] | https://eref.se.com/be/nl/sis-tarif/product/21117 | https://eref.se.com/be/fr/sis-tarif/product/21117
Schneider Electric | Schneider Electric | 01022021 |  | Schneider Electric |  | SED | 21118 |  |  | 17.44 |  | 1 |  | 10 | SD HULPCONTACT P25M C+SD.C | CONTACT AUXILIAIRE P25M F+SD.F |  | SD AND AUXIL. SWITCH P25M NC AND NC | [8 empty] | 09.07 | 1 | [8 empty] | 1 | 3303430211181 | 0 |  | 44 | 9 | 7 | 2 | 0.126 | 23303430211185 | 10 | 498 | 15 | 10 | 10 |  | 43303430211189 | 100 | 5434 | 40 | 30 | 30 | [10 empty] | 8 | N | [12 empty] | CUX | ZX | 85389099 | [5 empty] | 210040 | [8 empty] | Hulpkontakt P25M S + SD.S | Contact auxiliaire P25M F + SD. F | [17 empty] | https://eref.se.com/be/nl/sis-tarif/product/21118 | https://eref.se.com/be/fr/sis-tarif/product/21118
Schneider Electric | Schneider Electric | 01022021 |  | Schneider Electric |  | SED | 21119 |  |  | 17.44 |  | 1 |  | 1 | SD HULPCONTACT P25M O+SD.C | CONTACT AUXILIAIRE P25M O+SD.F |  | SD AND AUXIL. SWITCH P25M NC AND NO | [8 empty] | 09.07 | 1 | [8 empty] | 1 | 3303430211198 | 0 |  | 45 | 9 | 7 | 1 | 0.063 | [7 empty] | 43303430211196 | 60 | 3297 | 40 | 30 | 15 | [10 empty] | 8 | N | [12 empty] | CUX | ZX | 85389099 | [5 empty] | 210040 | [8 empty] | Hulpkontakt P25M O + SD.S | Contact auxiliaire P25M O + SD. F | [17 empty] | https://eref.se.com/be/nl/sis-tarif/product/21119 | https://eref.se.com/be/fr/sis-tarif/product/21119
Schneider Electric | Schneider Electric | 01022021 |  | Schneider Electric |  | SED | 21120 |  |  | 17.44 |  | 1 |  | 10 | SD HULPCONTACT P25M C+SD.O | CONTACT AUXILIAIRE P25M F+SD.O |  | SD AND AUXIL. SWITCH P25M NO AND NC | [8 empty] | 09.07 | 1 | [8 empty] | 1 | 3303430211204 | 0 |  | 44 | 9 | 7 | 1 | 0.063 | 23303430211208 | 10 | 498 | 15 | 10 | 9.5 |  | 43303430211202 | 100 | 5292 | 40 | 30 | 30 | [10 empty] | 8 | N | [12 empty] | CUX | ZX | 85389099 | [5 empty] | 210040 | [8 empty] | Hulpkontakt P25M S + SD.O | Contact auxiliaire P25M F + SD. O | [17 empty] | https://eref.se.com/be/nl/sis-tarif/product/21120 | https://eref.se.com/be/fr/sis-tarif/product/21120
Schneider Electric | Schneider Electric | 01022021 |  | Schneider Electric |  | SED | 21121 |  |  | 17.44 |  | 1 |  | 10 | SD HULPCONTACT P25M O+SD.O | CONTACT AUXILIAIRE P25M O+SD.O |  | SD AND AUXIL. SWITCH P25M NO AND NO | [8 empty] | 09.07 | 1 | [8 empty] | 1 | 3303430211211 | 0 |  | 42.9 | 9 | 7 | 1 | 0.063 | 23303430211215 | 10 | 470 | 15 | 10 | 10 |  | 43303430211219 | 80 | 4351 | 40 | 30 | 30 | [10 empty] | 8 | N | [12 empty] | CUX | ZX | 85389099 | [5 empty] | 210040 | [8 empty] | Hulpkontakt P25M O + SD.O | Contact auxiliaire P25M O + SD. O | [17 empty] | https://eref.se.com/be/nl/sis-tarif/product/21121 | https://eref.se.com/be/fr/sis-tarif/product/21121
Schneider Electric | Schneider Electric | 01022021 |  | Schneider Electric |  | SED | 21127 |  |  | 40.44 |  | 1 |  | 1 | MX UITSCHAKELSP. P25M 220/240V | DECLENCHEUR P25M MX 220V |  | SHUNT TRIP RELEASE P25M 240 50HZ | [8 empty] | 09.07 | 1 | [8 empty] | 1 | 3303430211273 | 0 |  | 114 | 9 | 8 | 4 | 0.288 | [7 empty] | 13303430211270 | 16 | 2024 | 40 | 15 | 15 | [10 empty] | 8 | N | [12 empty] | CUX | ZX | 8536508090 | [5 empty] | 210040 | [8 empty] | Stroomuitschakelspoel P25M MX - 220V | Déclencheur P25M MX 220V | [17 empty] | https://eref.se.com/be/nl/sis-tarif/product/21127 | https://eref.se.com/be/fr/sis-tarif/product/21127
Schneider Electric | Schneider Electric | 01022021 |  | Schneider Electric |  | SED | 21128 |  |  | 40.44 |  | 1 |  | 1 | MX UITSCHAKELSP. P25M 400/415V | DECLENCHEUR P25M MX 380V |  | SHUNT TRIP RELEASE P25M 415 50HZ | [8 empty] | 09.07 | 1 | [8 empty] | 1 | 3303430211280 | 0 |  | 114 | 9 | 8 | 4 | 0.288 | [7 empty] | 43303430211288 | 25 | 3337 | 40 | 30 | 30 | [10 empty] | 8 | N | [12 empty] | CUX | ZX | 8536508090 | [5 empty] | 210040 | [8 empty] | Stroomuitschakelspoel P25M MX - 380V | Déclencheur P25M MX 380V | [17 empty] | https://eref.se.com/be/nl/sis-tarif/product/21128 | https://eref.se.com/be/fr/sis-tarif/product/21128
Schneider Electric | Schneider Electric | 01022021 |  | Schneider Electric |  | SED | 21129 |  |  | 31.49 |  | 1 |  | 1 | MN NULSPAN.SP. P25M 220/240V | DECLENCHEUR P25M MN 220V |  | SHUNT TRIP RELEASE P25M 240 50HZ | [8 empty] | 09.07 | 1 | [8 empty] | 1 | 3303430211297 | 0 |  | 114 | 9 | 8 | 4 | 0.288 | [7 empty] | 13303430211294 | 16 | 2024 | 40 | 15 | 15 | [10 empty] | 8 | N | [12 empty] | CUX | ZX | 8536508090 | [5 empty] | 210040 | [8 empty] | Stroomuitschakelspoel P25M MN - 220V | Déclencheur P25M MN 220V | [17 empty] | https://eref.se.com/be/nl/sis-tarif/product/21129 | https://eref.se.com/be/fr/sis-tarif/product/21129
Schneider Electric | Schneider Electric | 01022021 |  | Schneider Electric |  | SED | 21130 |  |  | 31.49 |  | 1 |  | 1 | MN NULSPAN.SP. P25M 400/415V | DECLENCHEUR P25M MN 380V |  | SHUNT TRIP RELEASE P25M 415 50HZ | [8 empty] | 09.07 | 1 | [8 empty] | 1 | 3303430211303 | 0 |  | 114 | 9 | 8 | 4 | 0.288 | [7 empty] | 43303430211301 | 30 | 3907 | 40 | 30 | 30 | [10 empty] | 8 | N | [12 empty] | CUX | ZX | 8536508090 | [5 empty] | 210040 | [8 empty] | Stroomuitschakelspoel P25M MN - 380V | Déclencheur P25M MN 380V | [17 empty] | https://eref.se.com/be/nl/sis-tarif/product/21130 | https://eref.se.com/be/fr/sis-tarif/product/21130
Schneider Electric | Schneider Electric | 01022021 |  | Schneider Electric |  | SED | 21501 |  |  | 10.49 |  | 1 |  | 12 | Aansluitrail 1P+N 12 modules | PEIGNE PH PLUS N 12MOD |  | COMB BUSBAR PH AND N 12POLES | [18 empty] | 1 | 3303430215011 | 0 |  | 82 | 27 | 3 | 3 | 0.243 | 23303430215015 | 12 | 1036 | 31 | 6 | 16 | [8 empty] | 73303430215010 | 1020 | 96490 | 120 | 80 | 50 |  |  |  | 2 | Y | [12 empty] | MB6 | IT | 8536901000 | [33 empty] | https://eref.se.com/be/nl/sis-tarif/product/21501 | https://eref.se.com/be/fr/sis-tarif/product/21501
Schneider Electric | Schneider Electric | 01022021 |  | Schneider Electric |  | SED | 21505 |  |  | 15.45 |  | 1 |  | 12 | Aansluitrail 3P+N 12 modules | PEIGNE 3P PLUS N 12MOD |  | COMB BUSBAR 3P AND N 12POLES | [18 empty] | 1 | 3303430215059 | 0 |  | 127 | 27 | 3 | 3 | 0.243 | 23303430215053 | 12 | 1657 | 31 | 7 | 17 | [8 empty] | 73303430215058 | 816 | 124472 | 120 | 80 | 92 |  |  |  | 2 | Y | [12 empty] | MB6 | IT | 8536901000 | [33 empty] | https://eref.se.com/be/nl/sis-tarif/product/21505 | https://eref.se.com/be/fr/sis-tarif/product/21505
Schneider Electric | Schneider Electric | 01022021 |  | Schneider Electric |  | SED | 24133 |  |  | 45.28 |  | 1 |  | 6 | C60N 2P 16A B UL1077/CSA C22-2 | C60N 2P 16A B UL1077/CSA C22-2 |  | Multi 9 C60 OEM UL1077 IEC 2P 16A B MCB | [8 empty] | 09.07 | 1 | [8 empty] | 1 | 785901880349 | 0 |  | 235 | 9 | 4 | 8 | 0.288 | 10785901880346 | 6 | 1396 | 24.5 | 9.5 | 8.5 |  | 40785901880347 | 72 | 17239 | 40 | 30 | 30 | [10 empty] | 13 | N | [12 empty] | CUD | ZD | 8536201090 | [14 empty] | Automaat C60N 2P 16A B UL1077/CSA C22-2 | Disjoncteur C60N 2P 16A B UL1077/CSA C22-2 | [17 empty] | https://eref.se.com/be/nl/sis-tarif/product/24133 | https://eref.se.com/be/fr/sis-tarif/product/24133
Schneider Electric | Schneider Electric | 01022021 |  | Schneider Electric |  | SED | 24140 |  |  | 83.22 |  | 1 |  | 4 | C60N 3P 1A B UL1077/CSA C22-2 | C60N 3P 1A B UL1077/CSA C22-2 |  | C.BREAKER C60 OEM UL1077 3P 1A B 480Y/27 | [8 empty] | 09.07 | 1 | [8 empty] | 1 | 785901880417 | 0 |  | 357 | 9 | 5 | 8 | 0.36 | 10785901880414 | 4 | 1494 | 24.5 | 9.5 | 8.5 |  | 40785901880415 | 48 | 18415 | 40 | 30 | 30 | [10 empty] | 13 | N | [12 empty] | CUD | ZD | 8536201090 | [14 empty] | Automaat C60N 3P 1A B UL1077/CSA C22-2 | Disjoncteur C60N 3P 1A B UL1077/CSA C22-2
Schneider Electric | Schneider Electric | 01022021 |  | Schneider Electric |  | SED | 24144 |  |  | 74.61 |  | 1 |  | 4 | C60N 3P 6A B UL1077/CSA C22-2 | C60N 3P 6A B UL1077/CSA C22-2 |  | Multi 9 C60 OEM UL1077 IEC 3P 6A B MCB | [8 empty] | 09.07 | 1 | [8 empty] | 1 | 785901880455 | 0 |  | 347 | 9 | 6 | 8 | 0.432 | 10785901880452 | 4 | 1455 | 24.5 | 9.5 | 8.5 |  | 40785901880453 | 48 | 17947 | 40 | 30 | 30 | [10 empty] | 13 | N | [12 empty] | CUD | ZD | 8536201090 | [5 empty] | 210040 | [8 empty] | Automaat C60N 3P 6A B UL1077/CSA C22-2 | Disjoncteur C60N 3P 6A B UL1077/CSA C22-2 | [17 empty] | https://eref.se.com/be/nl/sis-tarif/product/24144 | https://eref.se.com/be/fr/sis-tarif/product/24144
Schneider Electric | Schneider Electric | 01022021 |  | Schneider Electric |  | SED | 24148 |  |  | 66.25 |  | 1 |  | 4 | C60N 3P 16A B UL1077/CSA C22-2 | C60N 3P 16A B UL1077/CSA C22-2 |  | Multi 9 C60 OEM UL1077 IEC 3P 16A B MCB | [8 empty] | 09.07 | 1 | [8 empty] | 1 | 785901880493 | 0 |  | 350 | 9 | 6 | 8 | 0.432 | 10785901880490 | 4 | 1482 | 25 | 10.5 | 9 |  | 40785901880491 | 48 | 18271 | 40 | 30 | 30 | [10 empty] | 12 | N | [12 empty] | CUD | ZD | 8536201090 | [5 empty] | 210040 | [8 empty] | Automaat C60N 3P 16A B UL1077/CSA C22-2 | Disjoncteur C60N 3P 16A B UL1077/CSA C22-2 | [17 empty] | https://eref.se.com/be/nl/sis-tarif/product/24148 | https://eref.se.com/be/fr/sis-tarif/product/24148
Schneider Electric | Schneider Electric | 01022021 |  | Schneider Electric |  | SED | 24426 |  |  | 24.46 |  | 1 |  | 12 | C60N 1P C2A UL1077/CSA C22-2 | C60N 1P C2A UL1077/CSA C22-2 |  | Multi 9 C60 OEM UL1077 IEC 1P 2A C MCB | [8 empty] | 09.07 | 1 | [8 empty] | 1 | 785901346159 | 0 |  | 121 | 9 | 2 | 8 | 0.144 | 10785901346156 | 12 | 1378 | 24.5 | 9.5 | 8.5 |  | 40785901346157 | 144 | 17023 | 40 | 30 | 30 | [10 empty] | 12 | N | [12 empty] | CUD | ZD | 8536201090 | [5 empty] | 210040 | [8 empty] | Automaat C60N 1P C2A UL1077/CSA C22-2 | Disjoncteur C60N 1P C2A UL1077/CSA C22-2
Schneider Electric | Schneider Electric | 01022021 |  | Schneider Electric |  | SED | 24428 |  |  | 17.61 |  | 1 |  | 12 | C60N 1P C4A UL1077/CSA C22-2 | C60N 1P C4A UL1077/CSA C22-2 |  | Multi 9 C60 OEM UL1077 IEC 1P 4A C MCB | [8 empty] | 09.07 | 1 | [8 empty] | 1 | 785901346173 | 0 |  | 120 | 9 | 2 | 8 | 0.144 | 10785901346170 | 12 | 1380 | 22.5 | 8.5 | 7.8 |  | 40785901346171 | 144 | 17047 | 40 | 30 | 30 | [10 empty] | 12 | N | [12 empty] | CUD | ZD | 8536201090 | [5 empty] | 210040 | [8 empty] | Automaat C60N 1P C4A UL1077/CSA C22-2 | Disjoncteur C60N 1P C4A UL1077/CSA C22-2 | [17 empty] | https://eref.se.com/be/nl/sis-tarif/product/24428 | https://eref.se.com/be/fr/sis-tarif/product/24428
Schneider Electric | Schneider Electric | 01022021 |  | Schneider Electric |  | SED | 24435 |  |  | 19.85 |  | 1 |  | 12 | C60N 1P C20A UL1077/CSA C22-2 | C60N 1P C20A UL1077/CSA C22-2 |  | Multi 9 C60 OEM UL1077 IEC 1P 20A C MCB | [8 empty] | 09.07 | 1 | [8 empty] | 1 | 785901346234 | 0 |  | 120 | 9 | 2 | 8 | 0.144 | 10785901346231 | 12 | 1440 | 24.5 | 9.5 | 8.5 |  | 40785901346232 | 144 | 17767 | 40 | 30 | 30 | [10 empty] | 12 | N | [12 empty] | CUD | ZD | 8536201090 | [5 empty] | 210040 | [8 empty] | Automaat C60N 1P C20A UL1077/CSA C22-2 | Disjoncteur C60N 1P C20A UL1077/CSA C22-2 | [17 empty] | https://eref.se.com/be/nl/sis-tarif/product/24435 | https://eref.se.com/be/fr/sis-tarif/product/24435
Schneider Electric | Schneider Electric | 01022021 |  | Schneider Electric |  | SED | 24436 |  |  | 18.66 |  | 1 |  | 12 | C60N 1P C25A UL1077/CSA C22-2 | C60N 1P C25A UL1077/CSA C22-2 |  | Multi 9 C60 OEM UL1077 IEC 1P 25A C MCB | [8 empty] | 09.07 | 1 | [8 empty] | 1 | 785901346241 | 0 |  | 107 | 9 | 2 | 8 | 0.144 | 10785901346248 | 12 | 1557 | 24.5 | 9.5 | 8.5 |  | 40785901346249 | 144 | 19171 | 40 | 30 | 30 | [10 empty] | 12 | N | [12 empty] | CUD | ZD | 8536201090 | [14 empty] | Automaat C60N 1P C25A UL1077/CSA C22-2 | Disjoncteur C60N 1P C25A UL1077/CSA C22-2
Schneider Electric | Schneider Electric | 01022021 |  | Schneider Electric |  | SED | 24445 |  |  | 55.37 |  | 1 |  | 6 | C60N 2P C4A UL1077/CSA C22-2 | C60N 2P C4A UL1077/CSA C22-2 |  | Multi 9 C60 OEM UL1077 IEC 2P 4A C MCB | [8 empty] | 09.07 | 1 | [8 empty] | 1 | 785901346326 | 0 |  | 234 | 9 | 4 | 8 | 0.288 | 10785901346323 | 6 | 1474 | 24.5 | 9.5 | 8.5 |  | 40785901346324 | 72 | 18175 | 40 | 30 | 30 | [10 empty] | 13 | N | [12 empty] | CUD | ZD | 8536201090 | [5 empty] | 210040 | [8 empty] | Automaat C60N 2P C4A UL1077/CSA C22-2 | Disjoncteur C60N 2P C4A UL1077/CSA C22-2 | [17 empty] | https://eref.se.com/be/nl/sis-tarif/product/24445 | https://eref.se.com/be/fr/sis-tarif/product/24445
Schneider Electric | Schneider Electric | 01022021 |  | Schneider Electric |  | SED | 24460 |  |  | 75.85 |  | 1 |  | 4 | C60N 3P C2A UL1077/CSA C22-2 | C60N 3P C2A UL1077/CSA C22-2 |  | Multi 9 C60 OEM UL1077 IEC 3P 2A C MCB | [8 empty] | 09.07 | 1 | [8 empty] | 1 | 785901346456 | 0 |  | 353 | 9 | 6 | 8 | 0.432 | 10785901346453 | 4 | 1464 | 24.5 | 9.4 | 8.7 |  | 40785901346454 | 48 | 18055 | 40 | 30 | 30 | [10 empty] | 13 | N | [12 empty] | CUD | ZD | 8536201090 | [5 empty] | 210040 | [8 empty] | Automaat C60N 3P C2A UL1077/CSA C22-2 | Disjoncteur C60N 3P C2A UL1077/CSA C22-2 | [17 empty] | https://eref.se.com/be/nl/sis-tarif/product/24460 | https://eref.se.com/be/fr/sis-tarif/product/24460
Schneider Electric | Schneider Electric | 01022021 |  | Schneider Electric |  | SED | 24469 |  |  | 58.56 |  | 1 |  | 4 | C60N 3P C20A UL1077/CSA C22-2 | C60N 3P C20A UL1077/CSA C22-2 |  | Multi 9 C60 OEM UL1077 IEC 3P 20A C MCB | [8 empty] | 09.07 | 1 | [8 empty] | 1 | 785901346531 | 0 |  | 353 | 9 | 5 | 8 | 0.36 | 10785901346538 | 4 | 1417 | 24.5 | 9.5 | 8.5 |  | 40785901346539 | 48 | 17491 | 40 | 30 | 30 | [10 empty] | 12 | N | [12 empty] | CUD | ZD | 8536201090 | [5 empty] | 210040 | [8 empty] | Automaat C60N 3P C20A UL1077/CSA C22-2 | Disjoncteur C60N 3P C20A UL1077/CSA C22-2 | [17 empty] | https://eref.se.com/be/nl/sis-tarif/product/24469 | https://eref.se.com/be/fr/sis-tarif/product/24469
Schneider Electric | Schneider Electric | 01022021 |  | Schneider Electric |  | SED | 24472 |  |  | 72.84 |  | 1 |  | 4 | C60N 3P C40A UL1077/CSA C22-2 | C60N 3P C40A UL1077/CSA C22-2 |  | Multi 9 C60 OEM UL1077 IEC 3P 40A C MCB | [8 empty] | 09.07 | 1 | [8 empty] | 1 | 785901892137 | 0 |  | 364 | 9 | 8 | 6 | 0.432 | 10785901892134 | 4 | 1497 | 24.5 | 9.5 | 8.7 |  | 40785901892135 | 48 | 18451 | 40 | 30 | 30 | [10 empty] | 12 | N | [12 empty] | CUD | ZD | 8536201090 | [14 empty] | Automaat C60N 3P C40A UL1077/CSA C22-2 | Disjoncteur C60N 3P C40A UL1077/CSA C22-2 | [17 empty] | https://eref.se.com/be/nl/sis-tarif/product/24472 | https://eref.se.com/be/fr/sis-tarif/product/24472
Schneider Electric | Schneider Electric | 01022021 |  | Schneider Electric |  | SED | 24487 |  |  | 77.37 |  | 1 |  | 3 | C60N 4P C25A UL1077/CSA C22-2 | C60N 4P C25A UL1077/CSA C22-2 |  | Multi 9 C60 OEM UL1077 IEC 4P 25A C MCB | [8 empty] | 09.07 | 1 | [8 empty] | 1 | 785901880868 | 0 |  | 482 | 9 | 8 | 7 | 0.504 | 10785901880865 | 3 | 1446 | 24.5 | 9.5 | 8.7 |  | 40785901880866 | 36 | 17839 | 40 | 30 | 30 | [10 empty] | 12 | N | [12 empty] | CUD | ZD | 8536201090 | [5 empty] | 210040 | [8 empty] | Automaat C60N 4P C25A UL1077/CSA C22-2 | Disjoncteur C60N 4P C25A UL1077/CSA C22-2
Schneider Electric | Schneider Electric | 01022021 |  | Schneider Electric |  | SED | 24490 |  |  | 140.98 |  | 1 |  | 3 | C60N 4P C50A UL1077/CSA C22-2 | C60N 4P C50A UL1077/CSA C22-2 |  | Multi9 C60 OEM UL1077 4P 50A C 480Y/277V | [8 empty] | 09.07 | 1 | [8 empty] | 1 | 785901880912 | 0 |  | 502 | 9 | 8 | 8 | 0.576 | 10785901880919 | 3 | 1572 | 24.8 | 9.4 | 8.8 |  | 40785901880910 | 36 | 19351 | 40 | 30 | 30 | [10 empty] | 12 | N | [12 empty] | CUD | ZD | 8536201090 | [14 empty] | Automaat C60N 4P C50A UL1077/CSA C22-2 | Disjoncteur C60N 4P C50A UL1077/CSA C22-2
Schneider Electric | Schneider Electric | 01022021 |  | Schneider Electric |  | SED | 24502 |  |  | 28.21 |  | 1 |  | 12 | C60N 1P D3A UL1077/CSA C22-2 | C60N 1P D3A UL1077/CSA C22-2 |  | Multi 9 C60 OEM UL1077 IEC 1P 3A D MCB | [8 empty] | 09.07 | 1 | [8 empty] | 1 | 785901880974 | 0 |  | 122 | 10 | 2 | 8 | 0.16 | 10785901880971 | 12 | 1495 | 24.5 | 9.5 | 8.5 |  | 40785901880972 | 144 | 18427 | 40 | 30 | 30 | [10 empty] | 13 | N | [12 empty] | CUD | ZD | 8536201090 | [14 empty] | Automaat C60N 1P D3A UL1077/CSA C22-2 | Disjoncteur C60N 1P D3A UL1077/CSA C22-2 | [17 empty] | https://eref.se.com/be/nl/sis-tarif/product/24502 | https://eref.se.com/be/fr/sis-tarif/product/24502
Schneider Electric | Schneider Electric | 01022021 |  | Schneider Electric |  | SED | 24505 |  |  | 24.48 |  | 1 |  | 12 | C60N 1P D8A UL1077/CSA C22-2 | C60N 1P D8A UL1077/CSA C22-2 |  | C.BREAKER C60 OEM UL1077 1P 8A D 277V 50 | [8 empty] | 09.07 | 1 | [8 empty] | 1 | 785901881001 | 0 |  | 117 | 9 | 2 | 8 | 0.144 | 10785901881008 | 12 | 1450 | 24.5 | 9.5 | 9 |  | 40785901881009 | 144 | 17887 | 40 | 30 | 30 | [10 empty] | 12 | N | [12 empty] | CUD | ZD | 8536201090 | [14 empty] | Automaat C60N 1P D8A UL1077/CSA C22-2 | Disjoncteur C60N 1P D8A UL1077/CSA C22-2 | [17 empty] | https://eref.se.com/be/nl/sis-tarif/product/24505 | https://eref.se.com/be/fr/sis-tarif/product/24505
Schneider Electric | Schneider Electric | 01022021 |  | Schneider Electric |  | SED | 24506 |  |  | 25.22 |  | 1 |  | 12 | C60N 1P D10A UL1077/CSA C22-2 | C60N 1P D10A UL1077/CSA C22-2 |  | Multi 9 C60 OEM UL1077 IEC 1P 10A D MCB | [8 empty] | 09.07 | 1 | [8 empty] | 1 | 785901881018 | 0 |  | 118 | 9 | 8 | 2 | 0.144 | 10785901881015 | 12 | 1362 | 24.5 | 9.5 | 8.5 |  | 40785901881016 | 144 | 16831 | 40 | 30 | 30 | [10 empty] | 13 | N | [12 empty] | CUD | ZD | 8536201090 | [5 empty] | 210040 | [8 empty] | Automaat C60N 1P D10A UL1077/CSA C22-2 | Disjoncteur C60N 1P D10A UL1077/CSA C22-2 | [17 empty] | https://eref.se.com/be/nl/sis-tarif/product/24506 | https://eref.se.com/be/fr/sis-tarif/product/24506
Schneider Electric | Schneider Electric | 01022021 |  | Schneider Electric |  | SED | 24509 |  |  | 22.41 |  | 1 |  | 12 | C60N 1P D20A UL1077/CSA C22-2 | C60N 1P D20A UL1077/CSA C22-2 |  | C.BREAKER C60 OEM UL1077 1P 20A D 277V 5 | [8 empty] | 09.07 | 1 | [8 empty] | 1 | 785901881056 | 0 |  | 120 | 9 | 2 | 8 | 0.144 | 10785901881053 | 12 | 1406 | 24.5 | 9.5 | 8.5 |  | 40785901881054 | 144 | 17359 | 40 | 30 | 30 | [10 empty] | 13 | N | [12 empty] | CUD | ZD | 8536201090 | [14 empty] | Automaat C60N 1P D20A UL1077/CSA C22-2 | Disjoncteur C60N 1P D20A UL1077/CSA C22-2 | [17 empty] | https://eref.se.com/be/nl/sis-tarif/product/24509 | https://eref.se.com/be/fr/sis-tarif/product/24509
Schneider Electric | Schneider Electric | 01022021 |  | Schneider Electric |  | SED | 24510 |  |  | 23.07 |  | 1 |  | 12 | C60N 1P 25A D UL1077/CSA C22-2 | C60N 1P 25A D UL1077/CSA C22-2 |  | C.BREAKER C60 OEM UL1077 1P 25A D 277V 5 | [8 empty] | 09.07 | 1 | [8 empty] | 1 | 785901881063 | 0 |  | 124 | 8 | 9 | 2 | 0.144 | 10785901881060 | 12 | 1476 | 24.5 | 9.5 | 8.5 |  | 40785901881061 | 144 | 18199 | 40 | 30 | 30 | [10 empty] | 12 | N | [12 empty] | CUD | ZD | 8536201090 | [14 empty] | Automaat C60N 1P 25A D UL1077/CSA C22-2 | Disjoncteur C60N 1P 25A D UL1077/CSA C22-2 | [17 empty] | https://eref.se.com/be/nl/sis-tarif/product/24510 | https://eref.se.com/be/fr/sis-tarif/product/24510
Schneider Electric | Schneider Electric | 01022021 |  | Schneider Electric |  | SED | 24518 |  |  | 56.87 |  | 1 |  | 6 | C60N 2P D3A UL1077/CSA C22-2 | C60N 2P D3A UL1077/CSA C22-2 |  | Multi 9 C60 OEM UL1077 IEC 2P 3A D MCB | [8 empty] | 09.07 | 1 | [8 empty] | 1 | 785901881162 | 0 |  | 239 | 9 | 4 | 8 | 0.288 | 10785901881169 | 6 | 1500 | 24.5 | 9.5 | 8.5 |  | 40785901881160 | 72 | 18487 | 40 | 30 | 30 | [10 empty] | 12 | N | [12 empty] | CUD | ZD | 8536201090 | [14 empty] | Automaat C60N 2P D3A UL1077/CSA C22-2 | Disjoncteur C60N 2P D3A UL1077/CSA C22-2 | [17 empty] | https://eref.se.com/be/nl/sis-tarif/product/24518 | https://eref.se.com/be/fr/sis-tarif/product/24518
Schneider Electric | Schneider Electric | 01022021 |  | Schneider Electric |  | SED | 24522 |  |  | 50.26 |  | 1 |  | 6 | C60N 2P D10A UL1077/CSA C22-2 | C60N 2P D10A UL1077/CSA C22-2 |  | Multi 9 C60 OEM UL1077 IEC 2P 10A D MCB | [8 empty] | 09.07 | 1 | [8 empty] | 1 | 785901881209 | 0 |  | 233 | 9 | 4 | 8 | 0.288 | 10785901881206 | 6 | 1468 | 24.5 | 9.5 | 8.5 |  | 40785901881207 | 72 | 18103 | 40 | 30 | 30 | [10 empty] | 13 | N | [12 empty] | CUD | ZD | 8536201090 | [5 empty] | 210040 | [8 empty] | Automaat C60N 2P D10A UL1077/CSA C22-2 | Disjoncteur C60N 2P D10A UL1077/CSA C22-2 | [17 empty] | https://eref.se.com/be/nl/sis-tarif/product/24522 | https://eref.se.com/be/fr/sis-tarif/product/24522
Schneider Electric | Schneider Electric | 01022021 |  | Schneider Electric |  | SED | 24524 |  |  | 45.08 |  | 1 |  | 6 | C60N 2P D16A UL1077/CSA C22-2 | C60N 2P D16A UL1077/CSA C22-2 |  | C.BREAKER C60 OEM UL1077 2P 16A D 480Y/2 | [8 empty] | 09.07 | 1 | [8 empty] | 1 | 785901881247 | 0 |  | 235 | 9 | 4 | 8 | 0.288 | 10785901881244 | 6 | 1476 | 8.5 | 24.5 | 9.5 |  | 40785901881245 | 72 | 18199 | 30 | 40 | 30 | [10 empty] | 12 | N | [12 empty] | CUD | ZD | 8536201090 | [5 empty] | 210040 | [8 empty] | Automaat C60N 2P D16A UL1077/CSA C22-2 | Disjoncteur C60N 2P D16A UL1077/CSA C22-2 | [17 empty] | https://eref.se.com/be/nl/sis-tarif/product/24524 | https://eref.se.com/be/fr/sis-tarif/product/24524
Schneider Electric | Schneider Electric | 01022021 |  | Schneider Electric |  | SED | 24543 |  |  | 71.91 |  | 1 |  | 4 | C60N 3P D32A UL1077/CSA C22-2 | C60N 3P D32A UL1077/CSA C22-2 |  | C60 OEM UL1077 3P 32A D 480Y/277V 5000A | [8 empty] | 09.07 | 1 | [8 empty] | 1 | 785901881438 | 0 |  | 372 | 9 | 8 | 6 | 0.432 | 10785901881435 | 4 | 1568 | 24.8 | 9.8 | 9.1 |  | 40785901881436 | 48 | 19303 | 40 | 30 | 30 | [10 empty] | 12 | N | [12 empty] | CUD | ZD | 8536201090 | [5 empty] | 210040 | [8 empty] | Automaat C60N 3P D32A UL1077/CSA C22-2 | Disjoncteur C60N 3P D32A UL1077/CSA C22-2 | [17 empty] | https://eref.se.com/be/nl/sis-tarif/product/24543 | https://eref.se.com/be/fr/sis-tarif/product/24543
Schneider Electric | Schneider Electric | 01022021 |  | Schneider Electric |  | SED | 24544 |  |  | 90.01 |  | 1 |  | 4 | C60N 3P D40A UL1077/CSA C22-2 | C60N 3P D40A UL1077/CSA C22-2 |  | Multi 9 C60 OEM UL1077 IEC 3P 40A D MCB | [8 empty] | 09.07 | 1 | [8 empty] | 1 | 785901881445 | 0 |  | 374 | 9 | 6 | 8 | 0.432 | 10785901881442 | 4 | 1505 | 24.5 | 9.5 | 8.8 |  | 40785901881443 | 48 | 18547 | 40 | 30 | 30 | [10 empty] | 12 | N | [12 empty] | CUD | ZD | 8536201090 | [5 empty] | 210040 | [8 empty] | Automaat C60N 3P D40A UL1077/CSA C22-2 | Disjoncteur C60N 3P D40A UL1077/CSA C22-2 | [17 empty] | https://eref.se.com/be/nl/sis-tarif/product/24544 | https://eref.se.com/be/fr/sis-tarif/product/24544
Schneider Electric | Schneider Electric | 01022021 |  | Schneider Electric |  | SED | 24546 |  |  | 141.18 |  | 1 |  | 4 | C60N 3P D63A UL1077/CSA C22-2 | C60N 3P D63A UL1077/CSA C22-2 |  | C60 OEM UL1077 IEC 3P 63A D 240V 480Y277 | [8 empty] | 09.07 | 1 | [8 empty] | 1 | 785901881469 | 0 |  | 388 | 9 | 6 | 8 | 0.432 | 10785901881466 | 4 | 1630 | 24.3 | 9.4 | 8.8 |  | 40785901881467 | 48 | 20047 | 40 | 30 | 30 | [10 empty] | 12 | N | [12 empty] | CUD | ZD | 8536201090 | [5 empty] | 210040 | [8 empty] | Automaat C60N 3P D63A UL1077/CSA C22-2 | Disjoncteur C60N 3P D63A UL1077/CSA C22-2 | [17 empty] | https://eref.se.com/be/nl/sis-tarif/product/24546 | https://eref.se.com/be/fr/sis-tarif/product/24546
Schneider Electric | Schneider Electric | 01022021 |  | Schneider Electric |  | SED | 26923 |  |  | 24.26 |  | 1 |  | 12 | OFS ADAPTER+HULPCONTACT ID | CONTACT AUX.SPECIAL OF.s POUR |  | AUXILIARY CONTACT FOR RCCB | [8 empty] | 09.07 | 1 | [8 empty] | 1 | 3303430269236 | 0 |  | 42 | 10 | 8 | 2 | 0.16 | 23303430269230 | 12 | 577 | 25.5 | 10 | 9 |  | 43303430269234 | 108 | 5906 | 40 | 30 | 30 | [10 empty] | 6 | N | [12 empty] | CUX | ZX | 8536909500 | [5 empty] | 210040 | [8 empty] | Speciaal hulpkontakt OG s voor 2P diff. schak. 63A en alle 4P - 1/2 module | Contact aux. spécial OF s pour ID 2P 63A et tous les 4P - 1/2 module | [17 empty] | https://eref.se.com/be/nl/sis-tarif/product/26923 | https://eref.se.com/be/fr/sis-tarif/product/26923
Schneider Electric | Schneider Electric | 01022021 |  | Schneider Electric |  | SED | 26970 |  |  | 12.11 |  | 1 |  | 1 | SET 2 LOCKING SLIDE | DISPOSITIF DE CADENASSAGE POUR |  | SET 2 LOCKING SLIDE | [18 empty] | 1 | 3303430269700 | 0 |  | 23 | 14 | 10 | 2 | 0.28 | [7 empty] | 43303430269708 | 200 | 5287 | 40 | 30 | 30 | [10 empty] | 2 | Y | [12 empty] | CUX | ZX | 8538909999 | [5 empty] | 210040 | [8 empty] | Vergrendelingssysteem voor C60 en ID (zakje met 2 stuks) | Dispositif de cadenassage pour C60, inter. diff. et Réflex (sachet 2 pièces) | [17 empty] | https://eref.se.com/be/nl/sis-tarif/product/26970 | https://eref.se.com/be/fr/sis-tarif/product/26970
Schneider Electric | Schneider Electric | 01022021 |  | Schneider Electric |  | SED | 26976 |  |  | 11.73 |  | 1 |  | 4 | C60 OEMKLEMMEN AFDEKKAP 2P (1 ST=2) | CACHE-BORNES POUR C60 ET ID 2P |  | SET 2 TERMINAL SHIELDS 36MM | [18 empty] | 1 | 3303430269762 | 0 |  | 53 | 8 | 8 | 5 | 0.32 | 23303430269766 | 4 | 264 | 22 | 8 | 9 |  | 43303430269760 | 40 | 3118 | 40 | 30 | 30 | [10 empty] | 6 | N | [12 empty] | CUX | ZX | 8547200090 | [5 empty] | 210040 | [8 empty] | Klemmenafdekkap voor C60 en ID 2P (zakje met 2 stuks) | Cache-bornes pour C60 et ID 2P (sachet de 2 cache-bornes) | [17 empty] | https://eref.se.com/be/nl/sis-tarif/product/26976 | https://eref.se.com/be/fr/sis-tarif/product/26976
Schneider Electric | Schneider Electric | 01022021 |  | Schneider Electric |  | SED | 26981 |  |  | 5.15 |  | 1 |  | 10 | C60 OEM SCHROEVENAFDEKKAP 1P (1 ST=2) | CACHE-VIS POUR DISJ.C60 ET ID |  | SET 2 TERM.SCREW SHIELDS RCCB4P | [18 empty] | 1 | 3303430269816 | 0 |  | 17 | 11 | 11 | 3 | 0.363 | 23303430269810 | 10 | 171 | 13 | 5 | 17 |  | 43303430269814 | 240 | 4504 | 40 | 30 | 30 | [10 empty] | 8 | N | [12 empty] | CUX | ZX | 3926909790 | [5 empty] | 210040 | [8 empty] | Schroevenafdekkap voor C60 + ID (zakje met 2 stuks) | Cache-vis pour disj. C60 et ID (sachet de 2 pièces) | [17 empty] | https://eref.se.com/be/nl/sis-tarif/product/26981 | https://eref.se.com/be/fr/sis-tarif/product/26981
Schneider Electric | Schneider Electric | 01022021 |  | Schneider Electric |  | SED | 27046 |  |  | 29.76 |  | 1 |  | 1 | C60 OEM DRAAIMECH+VERLENGAS | COMMANDE ROTATIVE - sous ensem |  | FIX PART ROTARY HANDLE | [8 empty] | 09.07 | 1 | [8 empty] | 1 | 3303430270461 | 0 |  | 225 | 22 | 20 | 5 | 2.2 | [7 empty] | 43303430270469 | 20 | 4960 | 40 | 30 | 30 |  | 73303430270460 | 160 | 52376 | 120 | 80 | 50 |  |  |  | 7 | N | [12 empty] | CUX | ZX | 8538909999 | [5 empty] | 210040 | [8 empty] | Draaibediening - subsysteem voor de bediening van de automaat | Commande rotative - sous ensemble de man#uvre du disjoncteur | [17 empty] | https://eref.se.com/be/nl/sis-tarif/product/27046 | https://eref.se.com/be/fr/sis-tarif/product/27046
Schneider Electric | Schneider Electric | 01022021 |  | Schneider Electric |  | SED | 27047 |  |  | 34.3 |  | 1 |  | 1 | C60 OEM DEURDOORVOER+KNOP | COMMANDE ROTATIVE - POIGNEE DE |  | DRAWOUT EXTENDED ROTARY HANDLE | [8 empty] | 09.07 | 1 | [8 empty] | 1 | 3303430270478 | 0 |  | 319 | 16 | 14 | 8 | 1.792 | [7 empty] | 43303430270476 | 26 | 8027 | 40 | 30 | 30 | [10 empty] | 6 | N | [12 empty] | CUX | ZX | 8538909999 | [5 empty] | 210040 | [8 empty] | Draaibediening - verlengde ontkoppelbare bedieningsknop | Commande rotative - poignée désaccouplable prolongée | [17 empty] | https://eref.se.com/be/nl/sis-tarif/product/27047 | https://eref.se.com/be/fr/sis-tarif/product/27047
Schneider Electric | Schneider Electric | 01022021 |  | Schneider Electric |  | SED | 27048 |  |  | 25.78 |  | 1 |  | 1 | C60 OEM VASTE KNOP | COMMANDE ROTATIVE - POIGNEE FI |  | FIX EXTENDED ROTARY HANDLE | [8 empty] | 09.07 | 1 | [8 empty] | 1 | 3303430270485 | 0 |  | 104.143 | 15 | 11 | 4 | 0.66 | [7 empty] | 43303430270483 | 52 | 5835 | 40 | 30 | 30 | [10 empty] | 6 | N | [12 empty] | CUX | ZX | 8538909999 | [5 empty] | 210040 | [8 empty] | Draaibediening - vaste frontale of laterale bedieningsknop | Commande rotative - poignée fixe frontale ou latérale | [17 empty] | https://eref.se.com/be/nl/sis-tarif/product/27048 | https://eref.se.com/be/fr/sis-tarif/product/27048
Schneider Electric | Schneider Electric | 01022021 |  | Schneider Electric |  | SED | 27053 |  |  | 9.97 |  | 1 |  | 20 | C60 OEM KABELVERB (1 ST=8) | CONNEXIONS A VIS POUR C60 ET I |  | SET 8 SCREW CONNECTIONS | [18 empty] | 1 | 3303430270539 | 0 |  | 36 | 10 | 4 | 1 | 0.04 | 23303430270533 | 20 | 844 | 33 | 9.5 | 8.5 |  | 43303430270537 | 240 | 10579 | 40 | 30 | 30 | [10 empty] | 6 | N | [12 empty] | CUX | ZX | 8536901000 | [5 empty] | 210040 | [8 empty] | Schroefaansluiting voor C60, C120 en ID (zakje met 8 stuks) | Connexions à vis pour C60 et ID (sachet de 8 pièces) | [17 empty] | https://eref.se.com/be/nl/sis-tarif/product/27053 | https://eref.se.com/be/fr/sis-tarif/product/27053
Schneider Electric | Schneider Electric | 01022021 |  | Schneider Electric |  | SED | 27060 |  |  | 8.2 |  | 1 |  | 12 | ALU CABLE CONNECTOR FOR C60/C120 | BORNE CABLE ALU (1 PIŸCE) |  | ALU CABLE CONNECTOR FOR C60/C120 | [18 empty] | 1 | 3303430270607 | 0 |  | 20 | 8 | 6 | 2 | 0.096 | 23303430270601 | 12 | 340 | 23 | 11 | 12.5 |  | 43303430270605 | 144 | 4580 | 40 | 30 | 30 | [10 empty] | 6 | N | [12 empty] | CUX | ZX | 8536901000 | [5 empty] | 210040 | [8 empty] | Klemmen alu-kabel (1 stuk) | Borne câble alu (1 pièce) | [17 empty] | https://eref.se.com/be/nl/sis-tarif/product/27060 | https://eref.se.com/be/fr/sis-tarif/product/27060
Schneider Electric | Schneider Electric | 01022021 |  | Schneider Electric |  | SED | 27062 |  |  | 2.33 |  | 1 |  | 18 | OPVULMODULE 9MM DIN-RAIL | INTERCALAIRE (9MM) |  | 9MM SPACER | [18 empty] | 1 | 3303430270621 | 0 |  | 14 | 8 | 7 | 1 | 0.056 | 13303430270628 | 18 | 307 | 18 | 9 | 10 |  | 43303430270629 | 432 | 8211 | 60 | 40 | 30 | [10 empty] | 6 | N | [12 empty] | CUX | ZX | 8538909999 | [5 empty] | 210040 | [8 empty] | Tussenschot (9 mm) | Intercalaire (9 mm) | [17 empty] | https://eref.se.com/be/nl/sis-tarif/product/27062 | https://eref.se.com/be/fr/sis-tarif/product/27062
Schneider Electric | Schneider Electric | 01022021 |  | Schneider Electric |  | SED | 27145 |  |  | 12.45 |  | 1 |  | 100 | SET 4 LOCKING SLIDE NC100/C120 | DISPOSITIF DE CADENASSAGE POUR |  | SET 4 LOCKING SLIDE NC100/C120 | [18 empty] | 1 | 3303430271451 | 0 |  | 8 | 1 | 0 | 0 | 0 | 13303430271458 | 100 | 800 | 10 | 20 | 30 |  | 43303430271459 | 500 | 4713 | 40 | 30 | 30 | [10 empty] | 2 | Y | [12 empty] | CUX | ZX | 8301600090 | [5 empty] | 210040 | [8 empty] | Vergrendelingssysteem voor NC100 en C120 (zakje met 4 stuks) | Dispositif de cadenassage pour NC100 (sachet de 4 pièces) | [17 empty] | https://eref.se.com/be/nl/sis-tarif/product/27145 | https://eref.se.com/be/fr/sis-tarif/product/27145
Schneider Electric | Schneider Electric | 01022021 |  | Schneider Electric |  | SED | 27151 |  |  | 9.69 |  | 1 |  | 8 | NC100 KLEMMENAFDEKKAP (1 ST=2) | CACHE-BORNES POUR NC100 PLOMBA |  | SET 2 TERMINAL SHIELDS /NC100 1P | [18 empty] | 1 | 3303430271512 | 0 |  | 42 | 7 | 6 | 4 | 0.168 | 23303430271516 | 8 | 400 | 22 | 9 | 8.5 |  | 43303430271510 | 96 | 5512 | 40 | 30 | 30 | [10 empty] | 6 | N | [12 empty] | CUX | ZX | 8547200090 | [5 empty] | 210040 | [8 empty] | Verzegelbare klemmenafdekkap voor NC100 - 1P (zakje met 2 stuks) | Cache-bornes pour NC100 plombable 1P (sachet de 2 caches-bornes) | [17 empty] | https://eref.se.com/be/nl/sis-tarif/product/27151 | https://eref.se.com/be/fr/sis-tarif/product/27151
Schneider Electric | Schneider Electric | 01022021 |  | Schneider Electric |  | SED | 28034 |  |  | 41.1 |  | 1 |  | 1 | KL.KAPPEN 3P NS80+NSA125 (1ST=2) | CACHE-BORNES LONG(1 PAIRE)POUR |  | CIRCUIT BREAKER LONG TERMINAL COVER | [18 empty] | 1 | 3303430280347 | 0 |  | 148 | 14 | 13 | 11 | 2.002 | [7 empty] | 43303430280345 | 12 | 2355 | 40 | 30 | 30 | [10 empty] | 13 | N | [12 empty] | MC8 | NU | 8547200090 | [14 empty] | Lange afdekkappen (1 paar) voor NS80H-MA | Cache-bornes long (1 paire) pour NS80H - MA | [17 empty] | https://eref.se.com/be/nl/sis-tarif/product/28034 | https://eref.se.com/be/fr/sis-tarif/product/28034
Schneider Electric | Schneider Electric | 01022021 |  | Schneider Electric |  | SED | 28040 |  |  | 33.52 |  | 1 |  | 1 | DIN RAIL MONTAGEPLAAT NS80 / NSA160 | PLATINE MONTAGE RAIL DIN NS80 |  | DIN RAIL ADAPTER (NS80HMA) | [18 empty] | 1 | 3303430280408 | 0 |  | 126 | 13 | 9 | 0 | 0 | [7 empty] | 43303430280406 | 19 | 2881 | 40 | 30 | 30 | [10 empty] | 17 | N | [12 empty] | MC8 | NU | 8538909999 | [15 empty] | adaptateur de fixation pour rail DIN - pour NS80HMA | [17 empty] | https://eref.se.com/be/nl/sis-tarif/product/28040 | https://eref.se.com/be/fr/sis-tarif/product/28040
Schneider Electric | Schneider Electric | 01022021 |  | Schneider Electric |  | SED | 28052 |  |  | 98.95 |  | 1 |  | 1 | DRAAIBED.+VERLENGAS ZWART NS80 | CDE ROTATIVE PROLONGEE A POIGN |  | EXTENDED ROTARY HANDLE (NS80H) | [18 empty] | 1 | 3303430280521 | 0 |  | 700 | 49 | 11 | 10 | 5.39 | [7 empty] | 23303430280525 | 6 | 4666 | 60 | 40 | 30 |  | 73303430280520 | 93 | 75798 | 80 | 120 | 80 |  |  |  | 57 | N | [12 empty] | MC8 | NU | 8538909999 | [14 empty] | Verlengde draaibediening met zwarte hendel voor NS80H-MA | Cde rotative prolongée à poignée noire pour NS80H-MA | [17 empty] | https://eref.se.com/be/nl/sis-tarif/product/28052 | https://eref.se.com/be/fr/sis-tarif/product/28052
Schneider Electric | Schneider Electric | 01022021 |  | Schneider Electric |  | SED | 28083 |  |  | 127.37 |  | 1 |  | 1 | MN SPOEL 380/415VAC | DECLENCHEUR VOLTMETRIQUE MN 38 |  | VOLTAGE RELEASE COMPACT MN 380 TO 415 V | [18 empty] | 1 | 3303430280835 | 0 |  | 73 | 8 | 6 | 4 | 0.192 | [7 empty] | 43303430280833 | 10 | 1185 | 1.5 | 4 | 3 | [10 empty] | 59 | N | [12 empty] | MC8 | NU | 8536301090 | [14 empty] | Spanningsuitschakelspoel MN 380/415V 50/60Hz voor NS80H-MA | Déclencheur voltmétrique MN 380/415V 50/60Hz pour NS80H-MA | [17 empty] | https://eref.se.com/be/nl/sis-tarif/product/28083 | https://eref.se.com/be/fr/sis-tarif/product/28083
Schneider Electric | Schneider Electric | 01022021 |  | Schneider Electric |  | SED | 28900 |  |  | 46.11 |  | 1 |  | 1 | COMPACT INS40 3P LASTSCHAK ZWART | COMPACT INS 40 3P POIGN NOIRE |  | NON-AUTOMATIC MOLDED CASE SWITCH 690V | [18 empty] | 1 | 3303430289005 | 0 |  | 601 | 10 | 10 | 0 | 0 | [7 empty] | 43303430289003 | 18 | 11442 | 40 | 30 | 30 |  |  | 144 | 102872 | 120 | 80 | 80 |  |  |  | 2 | Y | [12 empty] | MC6 | NS | 8536508090 | [14 empty] | Lastschakelaar Compact INS 40 3P zwarte hendel | interrupteur Compact INS 40 3P avec poignée noire | [17 empty] | https://eref.se.com/be/nl/sis-tarif/product/28900 | https://eref.se.com/be/fr/sis-tarif/product/28900
Schneider Electric | Schneider Electric | 01022021 |  | Schneider Electric |  | SED | 28901 |  |  | 50.81 |  | 1 |  | 1 | COMPACT INS40 4P LASTSCHAK ZWART | COMPACT INS 40 4P POIGN NOIRE |  | INS40 4P 40A - SWITCH DISCONNECTOR | [18 empty] | 1 | 3303430289012 | 0 |  | 652 | 9 | 10 | 9 | 0.81 | [7 empty] | 43303430289010 | 18 | 12224 | 40 | 30 | 30 |  |  | 144 | 112888000 | 80 | 120 | 50 |  |  |  | 2 | Y | [12 empty] | MC6 | NS | 8536508090 | [14 empty] | Lastschakelaar Compact INS 40 4P zwarte hendel | Interrupteur Compact INS 40 4P avec poignée noire | [17 empty] | https://eref.se.com/be/nl/sis-tarif/product/28901 | https://eref.se.com/be/fr/sis-tarif/product/28901
Schneider Electric | Schneider Electric | 01022021 |  | Schneider Electric |  | SED | 28902 |  |  | 54.86 |  | 1 |  | 1 | COMPACT INS63 3P LASTSCHAK ZWART | COMPACT INS 63 3P POIGN NOIRE |  | INS63 3P 63 A | [18 empty] | 1 | 3303430289029 | 0 |  | 606 | 11 | 10 | 9 | 0.99 | [7 empty] | 43303430289027 | 18 | 11458 | 40 | 30 | 30 |  | 73303430289028 | 144 | 102872 | 120 | 80 | 50 |  |  |  | 2 | Y | [12 empty] | MC6 | NS | 8536508090 | [14 empty] | Lastschakelaar Compact INS 63 3P zwarte hendel | Interrupteur Compact INS 63 3P avec poignée noire | [17 empty] | https://eref.se.com/be/nl/sis-tarif/product/28902 | https://eref.se.com/be/fr/sis-tarif/product/28902
Schneider Electric | Schneider Electric | 01022021 |  | Schneider Electric |  | SED | 28903 |  |  | 60.74 |  | 1 |  | 1 | COMPACT INS63 4P LASTSCHAK ZWART | COMPACT INS 63 4P POIGN NOIRE |  | NON-AUTOMATIC SWITCH, INTERPACT IN63 4P | [18 empty] | 1 | 3303430289036 | 0 |  | 650 | 10 | 9 | 10 | 0.9 | [7 empty] | 43303430289034 | 18 | 12262 | 40 | 30 | 30 |  | 73303430289035 | 144 | 109784 | 120 | 80 | 50 |  |  |  | 2 | Y | [12 empty] | MC6 | NS | 8536508090 | [14 empty] | Lastschakelaar Compact INS 63 4P zwarte hendel | Interrupteur Compact INS 63 4P avec poignée noire | [17 empty] | https://eref.se.com/be/nl/sis-tarif/product/28903 | https://eref.se.com/be/fr/sis-tarif/product/28903
Schneider Electric | Schneider Electric | 01022021 |  | Schneider Electric |  | SED | 28904 |  |  | 58.98 |  | 1 |  | 1 | COMPACT INS80 3P LASTSCHAK ZWART | COMPACT INS 80 3P POIGN NOIRE |  | INS80 3P 80 A - SWITCH DISCONNECTOR | [18 empty] | 1 | 3303430289043 | 0 |  | 600 | 10 | 10 | 9 | 0.9 | [7 empty] | 43303430289041 | 18 | 11462 | 40 | 30 | 30 |  | 73303430289042 | 144 | 103160 | 120 | 80 | 50 |  |  |  | 2 | Y | [12 empty] | MC6 | NS | 8536508090 | [14 empty] | Lastschakelaar Compact INS 80 3P zwarte hendel | Interrupteur Compact INS 80 3P avec poignée noire | [17 empty] | https://eref.se.com/be/nl/sis-tarif/product/28904 | https://eref.se.com/be/fr/sis-tarif/product/28904
Schneider Electric | Schneider Electric | 01022021 |  | Schneider Electric |  | SED | 28905 |  |  | 61.45 |  | 1 |  | 1 | COMPACT INS80 4P LASTSCHAK ZWART | COMPACT INS 80 4P POIGN NOIRE |  | INS80 4P 80A - SWITCH DISCONNECTOR | [18 empty] | 1 | 3303430289050 | 0 |  | 650 | 10 | 10 | 10 | 1 | [7 empty] | 43303430289058 | 18 | 12314 | 40 | 30 | 30 |  | 73303430289059 | 144 | 109784 | 120 | 80 | 50 |  |  |  | 2 | Y | [12 empty] | MC6 | NS | 8536508090 | [14 empty] | Lastschakelaar Compact INS 80 4P zwarte hendel | Interrupteur Compact INS 80 4P avec poignée noire | [17 empty] | https://eref.se.com/be/nl/sis-tarif/product/28905 | https://eref.se.com/be/fr/sis-tarif/product/28905
Schneider Electric | Schneider Electric | 01022021 |  | Schneider Electric |  | SED | 28908 |  |  | 63.46 |  | 1 |  | 1 | COMPACT INS100 3P LASTSCHAK ZWART | COMPACT INS 100 3P POIGN NOIRE |  | INS100 3P 100A | [18 empty] | 1 | 3303430289081 | 0 |  | 1033 | 15 | 12 | 14 | 2.52 | [7 empty] | 43303430289089 | 20 | 21330 | 60 | 40 | 30 |  |  | 80 | 107290 | 120 | 80 | 50 |  |  |  | 2 | Y | [12 empty] | MC6 | NS | 8536508090 | [14 empty] | Lastschakelaar Compact INS 100 3P zwarte hendel | Interrupteur Compact INS 100 3P avec poignée noire | [17 empty] | https://eref.se.com/be/nl/sis-tarif/product/28908 | https://eref.se.com/be/fr/sis-tarif/product/28908
Schneider Electric | Schneider Electric | 01022021 |  | Schneider Electric |  | SED | 28909 |  |  | 66.52 |  | 1 |  | 1 | COMPACT INS100 4P LASTSCHAK ZWART | COMPACT INS 100 4P POIGN NOIRE |  | INS100 4P 100A | [18 empty] | 1 | 3303430289098 | 0 |  | 1130 | 16 | 11 | 13 | 2.288 | [7 empty] | 43303430289096 | 20 | 23732 | 60 | 40 | 30 |  | 73303430289097 | 80 | 106344 | 120 | 80 | 50 |  |  |  | 2 | Y | [12 empty] | MC6 | NS | 8536508090 | [14 empty] | Lastschakelaar Compact INS 100 4P zwarte hendel | Interrupteur Compact INS 100 4P avec poignée noire | [17 empty] | https://eref.se.com/be/nl/sis-tarif/product/28909 | https://eref.se.com/be/fr/sis-tarif/product/28909
Schneider Electric | Schneider Electric | 01022021 |  | Schneider Electric |  | SED | 28910 |  |  | 69.11 |  | 1 |  | 1 | COMPACT INS125 3P LASTSCHAK ZWART | COMPACT INS 125 3P POIGN NOIRE |  | INS125 3P 125A | [18 empty] | 1 | 3303430289104 | 0 |  | 1030 | 16 | 12 | 14 | 2.688 | [7 empty] | 43303430289102 | 20 | 21224 | 60 | 40 | 30 |  |  | 80 | 107376 | 120 | 80 | 50 |  |  |  | 2 | Y | [12 empty] | MC6 | NS | 8536508090 | [14 empty] | Lastschakelaar Compact INS 125 3P zwarte hendel | Interrupteur Compact INS 125 3P avec poignée noire | [17 empty] | https://eref.se.com/be/nl/sis-tarif/product/28910 | https://eref.se.com/be/fr/sis-tarif/product/28910
Schneider Electric | Schneider Electric | 01022021 |  | Schneider Electric |  | SED | 28911 |  |  | 78.62 |  | 1 |  | 1 | COMPACT INS125 4P LASTSCHAK ZWART | COMPACT INS 125 4P POIGN NOIRE |  | NON-AUTOMATIC SWITCH INTERPACT INS125 12 | [18 empty] | 1 | 3303430289111 | 0 |  | 1134 | 15 | 12 | 13 | 2.34 | [7 empty] | 43303430289119 | 20 | 23440 | 60 | 40 | 30 |  | 73303430289110 | 80 | 106580 | 120 | 80 | 80 |  |  |  | 2 | Y | [12 empty] | MC6 | NS | 8536508090 | [14 empty] | Lastschakelaar Compact INS 125 4P zwarte hendel | Interrupteur Compact INS 125 4P avec poignée noire | [17 empty] | https://eref.se.com/be/nl/sis-tarif/product/28911 | https://eref.se.com/be/fr/sis-tarif/product/28911
Schneider Electric | Schneider Electric | 01022021 |  | Schneider Electric |  | SED | 28912 |  |  | 84.37 |  | 1 |  | 1 | COMPACT INS160 3P LASTSCHAK ZWART | COMPACT INS 160 3P POIGN NOIRE |  | INS160 3P 160A | [18 empty] | 1 | 3303430289128 | 0 |  | 1032 | 16 | 12 | 14 | 2.688 | [7 empty] | 43303430289126 | 20 | 21412 | 60 | 40 | 30 |  |  | 80 | 98000 | 120 | 80 | 45 |  |  |  | 2 | Y | [12 empty] | MC6 | NS | 8536508090 | [14 empty] | Lastschakelaar Compact INS 160 3P zwarte hendel | Interrupteur Compact INS 160 3P avec poignée noire | [17 empty] | https://eref.se.com/be/nl/sis-tarif/product/28912 | https://eref.se.com/be/fr/sis-tarif/product/28912
Schneider Electric | Schneider Electric | 01022021 |  | Schneider Electric |  | SED | 28913 |  |  | 94.17 |  | 1 |  | 1 | COMPACT INS160 4P LASTSCHAK ZWART | COMPACT INS 160 4P POIGN NOIRE |  | INS160 4P 160 A | [18 empty] | 1 | 3303430289135 | 0 |  | 1000 | 15 | 12 | 13 | 2.34 | [7 empty] | 43303430289133 | 20 | 23420 | 60 | 40 | 30 |  | 73303430289134 | 80 | 106820 | 120 | 80 | 80 |  |  |  | 2 | Y | [12 empty] | MC6 | NS | 8536508090 | [14 empty] | Lastschakelaar Compact INS 160 4P zwarte hendel | Interrupteur Compact INS 160 4P avec poignée noire | [17 empty] | https://eref.se.com/be/nl/sis-tarif/product/28913 | https://eref.se.com/be/fr/sis-tarif/product/28913
Schneider Electric | Schneider Electric | 01022021 |  | Schneider Electric |  | SED | 28916 |  |  | 52.67 |  | 1 |  | 1 | COMPACT INS40 3P LASTSCHAK ROOD/GEEL | COMPACT INS 40 3P POIGN ROUGE |  | NON-AUTO SWITCH, INTERPACT INS 40A 3P | [18 empty] | 1 | 3303430289166 | 0 |  | 603 | 10 | 10 | 10 | 1 | [7 empty] | 43303430289164 | 18 | 11700 | 40 | 30 | 30 | [10 empty] | 2 | Y | [12 empty] | MC6 | NS | 8536508090 | [14 empty] | Lastschakelaar Compact INS 40 3P rode hendel | Interrupteur Compact INS 40 3P avec poignée rouge | [17 empty] | https://eref.se.com/be/nl/sis-tarif/product/28916 | https://eref.se.com/be/fr/sis-tarif/product/28916
Schneider Electric | Schneider Electric | 01022021 |  | Schneider Electric |  | SED | 28917 |  |  | 55.43 |  | 1 |  | 1 | COMPACT INS40 4P LASTSCHAK ROOD/GEEL | COMPACT INS 40 4P POIGN ROUGE |  | INS40 4P 40A R/Y | [18 empty] | 1 | 3303430289173 | 0 |  | 655 | 10 | 10 | 10 | 1 | [7 empty] | 43303430289171 | 18 | 12277 | 40 | 30 | 30 | [10 empty] | 2 | Y | [12 empty] | MC6 | NS | 8536508090 | [14 empty] | Lastschakelaar Compact INS 40 4P rode hendel | Interrupteur Compact INS 40 4P avec poignée rouge | [17 empty] | https://eref.se.com/be/nl/sis-tarif/product/28917 | https://eref.se.com/be/fr/sis-tarif/product/28917
Schneider Electric | Schneider Electric | 01022021 |  | Schneider Electric |  | SED | 28918 |  |  | 57.24 |  | 1 |  | 1 | COMPACT INS63 3P LASTSCHAK ROOD/GEEL | COMPACT INS 63 3P POIGN ROUGE |  | INS63 3P 63A R/Y | [18 empty] | 1 | 3303430289180 | 0 |  | 632 | 10 | 10 | 10 | 1 | [7 empty] | 43303430289188 | 18 | 11462 | 40 | 30 | 30 | [10 empty] | 2 | Y | [12 empty] | MC6 | NS | 8536508090 | [14 empty] | Lastschakelaar Compact INS 63 3P rode hendel | Interrupteur Compact INS 63 3P avec poignée rouge | [17 empty] | https://eref.se.com/be/nl/sis-tarif/product/28918 | https://eref.se.com/be/fr/sis-tarif/product/28918
Schneider Electric | Schneider Electric | 01022021 |  | Schneider Electric |  | SED | 28919 |  |  | 63.46 |  | 1 |  | 1 | COMPACT INS63 4P LASTSCHAK ROOD/GEEL | COMPACT INS 63 4P POIGN ROUGE |  | INS63 4P 63 A | [18 empty] | 1 | 3303430289197 | 0 |  | 649 | 10 | 9 | 10 | 0.9 | [7 empty] | 43303430289195 | 18 | 12090 | 40 | 30 | 30 | [10 empty] | 2 | Y | [12 empty] | MC6 | NS | 8536508090 | [14 empty] | Lastschakelaar Compact INS 63 4P rode hendel | Interrupteur Compact INS 63 4P avec poignée rouge | [17 empty] | https://eref.se.com/be/nl/sis-tarif/product/28919 | https://eref.se.com/be/fr/sis-tarif/product/28919
Schneider Electric | Schneider Electric | 01022021 |  | Schneider Electric |  | SED | 28921 |  |  | 67.05 |  | 1 |  | 1 | COMPACT INS80 4P LASTSCHAK ROOD/GEEL | COMPACT INS 80 4P POIGN ROUGE |  | INS80 4P 80A R/Y | [18 empty] | 1 | 3303430289210 | 0 |  | 653 | 10 | 10 | 9 | 0.9 | [7 empty] | 43303430289218 | 18 | 12220 | 40 | 30 | 30 | [10 empty] | 7 | N | [12 empty] | MC6 | NS | 8536508090 | [14 empty] | Lastschakelaar Compact INS 80 4P rode hendel | Interrupteur Compact INS 80 4P avec poignée rouge | [17 empty] | https://eref.se.com/be/nl/sis-tarif/product/28921 | https://eref.se.com/be/fr/sis-tarif/product/28921
Schneider Electric | Schneider Electric | 01022021 |  | Schneider Electric |  | SED | 28924 |  |  | 69.2 |  | 1 |  | 1 | COMPACT INS100 3P LASTSCHAK ROOD/GEEL | COMPACT INS 100 3P POIGN ROUGE |  | INS100 3P 100A R/Y | [18 empty] | 1 | 3303430289241 | 0 |  | 1045 | 16 | 13 | 12 | 2.496 | [7 empty] | 43303430289249 | 22 | 23756 | 60 | 40 | 30 | [10 empty] | 7 | N | [12 empty] | MC6 | NS | 8536508090 | [14 empty] | Lastschakelaar Compact INS 100 3P rode hendel | Interrupteur Compact INS 100 3P avec poignée rouge | [17 empty] | https://eref.se.com/be/nl/sis-tarif/product/28924 | https://eref.se.com/be/fr/sis-tarif/product/28924
Schneider Electric | Schneider Electric | 01022021 |  | Schneider Electric |  | SED | 28925 |  |  | 71.84 |  | 1 |  | 1 | COMPACT INS100 4P LASTSCHAK ROOD/GEEL | COMPACT INS 100 4P POIGN ROUGE |  | INS100 4P 100A R/Y | [18 empty] | 1 | 3303430289258 | 0 |  | 1141 | 16 | 14 | 12 | 2.688 | [7 empty] | 43303430289256 | 22 | 26000 | 60 | 40 | 30 | [10 empty] | 7 | N | [12 empty] | MC6 | NS | 8536508090 | [14 empty] | Lastschakelaar Compact INS 100 4P rode hendel | Interrupteur Compact INS 100 4P avec poignée rouge | [17 empty] | https://eref.se.com/be/nl/sis-tarif/product/28925 | https://eref.se.com/be/fr/sis-tarif/product/28925
Schneider Electric | Schneider Electric | 01022021 |  | Schneider Electric |  | SED | 28927 |  |  | 78.62 |  | 1 |  | 1 | COMPACT INS125 4P LASTSCHAK ROOD/GEEL | COMPACT INS 125 4P POIGN ROUGE |  | INS125 4P 125 A | [18 empty] | 1 | 3303430289272 | 0 |  | 1125 | 16 | 14 | 12 | 2.688 | [7 empty] | 43303430289270 | 22 | 26066 | 60 | 40 | 30 | [10 empty] | 7 | N | [12 empty] | MC6 | NS | 8536508090 | [14 empty] | Lastschakelaar Compact INS 125 4P rode hendel | Interrupteur Compact INS 125 4P avec poignée rouge | [17 empty] | https://eref.se.com/be/nl/sis-tarif/product/28927 | https://eref.se.com/be/fr/sis-tarif/product/28927
Schneider Electric | Schneider Electric | 01022021 |  | Schneider Electric |  | SED | 28928 |  |  | 92.05 |  | 1 |  | 1 | COMPACT INS160 3P LASTSCHAK ROOD/GEEL | COMPACT INS 160 3P POIGN ROUGE |  | INS160 3P 160A R/Y | [18 empty] | 1 | 3303430289289 | 0 |  | 1033 | 16 | 14 | 12 | 2.688 | [7 empty] | 43303430289287 | 20 | 21319 | 60 | 40 | 30 | [10 empty] | 7 | N | [12 empty] | MC6 | NS | 8536508090 | [14 empty] | Lastschakelaar Compact INS 160 3P rode hendel | Interrupteur Compact INS 160 3P avec poignée rouge | [17 empty] | https://eref.se.com/be/nl/sis-tarif/product/28928 | https://eref.se.com/be/fr/sis-tarif/product/28928
Schneider Electric | Schneider Electric | 01022021 |  | Schneider Electric |  | SED | 28929 |  |  | 98.26 |  | 1 |  | 1 | COMPACT INS160 4P LASTSCHAK ROOD/GEEL | COMPACT INS 160 4P POIGN ROUGE |  | INS160 4P 160A R/Y | [18 empty] | 1 | 3303430289296 | 0 |  | 1132 | 15 | 12 | 14 | 2.52 | [7 empty] | 43303430289294 | 20 | 23000 | 60 | 40 | 30 | [10 empty] | 7 | N | [12 empty] | MC6 | NS | 8536508090 | [14 empty] | Lastschakelaar Compact INS 160 4P rode hendel | Interrupteur Compact INS 160 4P avec poignée rouge | [17 empty] | https://eref.se.com/be/nl/sis-tarif/product/28929 | https://eref.se.com/be/fr/sis-tarif/product/28929
Schneider Electric | Schneider Electric | 01022021 |  | Schneider Electric |  | SED | 28943 |  |  | 41.52 |  | 1 |  | 18 | ZIJBED.+VERLENGAS INS40..160 ZWART | Cde rot prol latérale poignée noire Comp |  | EXTENDED LATERALE ROT. HANDEL (INS40 A 1 | [18 empty] | 1 | 3303430289432 | 0 |  | 400 | 20 | 10 | 10 | 2 | 43303430289430 | 18 | 9900 | 40 | 30 | 30 | [9 empty] | 216 | 118800 | 80 | 60 | 104 |  |  |  | 2 | Y | [12 empty] | MC9 | NV | 8538909999 | [14 empty] | Laterale verlengde draaibediening met zwarte hendel voor Compact INS40-INS160 | Cde rotative prolongée latérale avec poignée noire pour Compact INS40-160 | [17 empty] | https://eref.se.com/be/nl/sis-tarif/product/28943 | https://eref.se.com/be/fr/sis-tarif/product/28943
Schneider Electric | Schneider Electric | 01022021 |  | Schneider Electric |  | SED | 28944 |  |  | 41.52 |  | 1 |  | 1 | ZIJBED.+VERLENGAS INS40..160 RD/GL | Cde rot prol latérale poignée rouge/jaun |  | CIRCUIT BREAKER ROTARY HANDLE | [18 empty] | 1 | 3303430289449 | 0 |  | 264 | 32 | 13 | 4 | 1.664 | [7 empty] | 43303430289447 | 24 | 7409 | 60 | 40 | 30 | [10 empty] | 7 | N | [12 empty] | MC9 | NV | 8538909999 | [14 empty] | Laterale verlengde draaibed. met rode hendel/gele frontplaat voor Compact INS40- | Cde rotative prolongée latérale avec poignée rouge/jaune pour Compact INS40-160 | [17 empty] | https://eref.se.com/be/nl/sis-tarif/product/28944 | https://eref.se.com/be/fr/sis-tarif/product/28944
Schneider Electric | Schneider Electric | 01022021 |  | Schneider Electric |  | SED | 28945 |  |  | 27.52 |  | 1 |  | 1 | ZIJBED. INS40..160 ZWART | Cde latérale poig. noire Compact INS40-1 |  | LATERAL ROTARY HANDLE for PRAGMA F | [18 empty] | 1 | 3303430289456 | 0 |  | 255 | 11 | 9 | 4 | 0.396 | [7 empty] | 43303430289454 | 40 | 12246 | 60 | 40 | 30 | [10 empty] | 7 | N | [12 empty] | MC9 | NV | 8538909999 | [14 empty] | Laterale bediening met zwarte hendel Pragma F voor Compact INS40-INS160 | Commande latérale avec poignée noire Compact INS40-160 | [17 empty] | https://eref.se.com/be/nl/sis-tarif/product/28945 | https://eref.se.com/be/fr/sis-tarif/product/28945
Schneider Electric | Schneider Electric | 01022021 |  | Schneider Electric |  | SED | 28947 |  |  | 18.15 |  | 1 |  | 1 | KOOIKLEM 1,5..95MM2 INS100-160 (1 ST=3) | 3 bornes cage 95mm² pour Compact INS |  | 3 SNAP-IN TERMINAL BLOCS 95MM2 | [18 empty] | 1 | 3303430289470 | 0 |  | 83 | 12 | 9 | 6 | 0.648 | [7 empty] | 43303430289478 | 50 | 4662 | 40 | 30 | 30 | [10 empty] | 2 | Y | [12 empty] | MC9 | NV | 8536901000 | [14 empty] | 3 aansluitklemmen 95 mm² voor Compact INS100-160 | 3 bornes cage 95mm² pour Compact INS100-160 | [17 empty] | https://eref.se.com/be/nl/sis-tarif/product/28947 | https://eref.se.com/be/fr/sis-tarif/product/28947
Schneider Electric | Schneider Electric | 01022021 |  | Schneider Electric |  | SED | 28948 |  |  | 24.23 |  | 1 |  | 1 | KOOIKLEM 1,5..95MM2 INS100-160 (1 ST=4) | 4 bornes cage 95mm² pour Compact INS |  | 4 SNAP-IN TERMINAL BLOCS 95MM2 | [18 empty] | 1 | 3303430289487 | 0 |  | 110 | 12 | 10 | 3 | 0.36 | [7 empty] | 43303430289485 | 50 | 5932 | 40 | 30 | 30 | [10 empty] | 2 | Y | [12 empty] | MC9 | NV | 8536901000 | [14 empty] | 4 aansluitklemmen 95 mm² voor Compact INS100-160 | 4 bornes cage 95mm² pour Compact INS100-160 | [17 empty] | https://eref.se.com/be/nl/sis-tarif/product/28948 | https://eref.se.com/be/fr/sis-tarif/product/28948
Schneider Electric | Schneider Electric | 01022021 |  | Schneider Electric |  | SED | 28950 |  |  | 72.4 |  | 1 |  | 1 | MULTIKLEM INS100..160 +SCHEIDERS (1ST=4) | 4 bornes multi trous pour Compact INS |  | 4 TERM.BLOCS 4 CABLES 25MM2 (INS100/160) | [18 empty] | 1 | 3303430289500 | 0 |  | 169 | 12 | 11 | 4 | 0.528 | [7 empty] | 43303430289508 | 45 | 8100 | 40 | 30 | 30 | [10 empty] | 2 | Y | [12 empty] | MC9 | NV | 8536901000 | [14 empty] | 4 meeraderige aansluitklemmen voor Compact INS100-160 | 4 bornes multi trous pour Compact INS100-160 | [17 empty] | https://eref.se.com/be/nl/sis-tarif/product/28950 | https://eref.se.com/be/fr/sis-tarif/product/28950
Schneider Electric | Schneider Electric | 01022021 |  | Schneider Electric |  | SED | 28951 |  |  | 18.32 |  | 1 |  | 1 | KABELSCH.95MM+SCHEIDERS INS100-160(1ST=3 | 3 cosses 95 mm² pour Compact INS |  | 3 CRIMP LUGS 95MM2 AND PHASE SEPARAT(INS | [18 empty] | 1 | 3303430289517 | 0 |  | 158 | 8 | 7 | 3 | 0.168 | [7 empty] | 43303430289515 | 30 | 5227 | 40 | 30 | 30 | [10 empty] | 7 | N | [12 empty] | MC9 | NV | 8538909999 | [14 empty] | 3 kabelschoenen 95 mm² voor Compact INS100-160 | 3 cosses 95 mm² pour Compact INS100-160 | [17 empty] | https://eref.se.com/be/nl/sis-tarif/product/28951 | https://eref.se.com/be/fr/sis-tarif/product/28951
Schneider Electric | Schneider Electric | 01022021 |  | Schneider Electric |  | SED | 28952 |  |  | 22.06 |  | 1 |  | 1 | KABELSCH.95MM+SCHEIDERS INS100-160(1ST=4 | 4 cosses 95 mm pour Compact INS |  | 4 CRIMP LUGS 95MM2 AND PHASE SEPARAT (IN | [18 empty] | 1 | 3303430289524 | 0 |  | 214 | 10 | 8 | 4 | 0.32 | [7 empty] | 43303430289522 | 30 | 6907 | 40 | 30 | 30 | [10 empty] | 2 | Y | [12 empty] | MC9 | NV | 8538909999 | [14 empty] | 4 kabelschoenen 95 mm² voor Compact INS100-160 | 4 cosses 95 mm pour Compact INS100-160 | [17 empty] | https://eref.se.com/be/nl/sis-tarif/product/28952 | https://eref.se.com/be/fr/sis-tarif/product/28952
Schneider Electric | Schneider Electric | 01022021 |  | Schneider Electric |  | SED | 28953 |  |  | 97.6 |  | 1 |  | 1 | MECH.VERGRENDELING INS40..160 | Interver. mécanique avec cde rotative pr |  | MECHANICAL INTERLOCK (INS40/160) | [18 empty] | 1 | 3303430289531 | 0 |  | 410 | 34 | 18 | 3 | 1.836 | [7 empty] | 43303430289539 | 10 | 4587 | 40 | 30 | 30 | [10 empty] | 7 | N | [12 empty] | MC9 | NV | 8538909999 | [14 empty] | Onderlinge mechanische vergrendeling met verlengde draaibed. Compact INS40-160 | Interverrouillage mécanique avec cde rotative prolongée pour Compact INS80-160 | [17 empty] | https://eref.se.com/be/nl/sis-tarif/product/28953 | https://eref.se.com/be/fr/sis-tarif/product/28953
Schneider Electric | Schneider Electric | 01022021 |  | Schneider Electric |  | SED | 28955 |  |  | 5.14 |  | 1 |  | 1 | SCHROEVENAFDEKKAP 3P/4P INS40-80(1ST=2) | Caches vis Compact INS40-80 (paire) |  | 2 TERMINAL SHROUDS 3/4P | [18 empty] | 1 | 3303430289555 | 0 |  | 37 | 12 | 7 | 3 | 0.252 | [7 empty] | 43303430289553 | 100 | 4270 | 60 | 40 | 30 | [10 empty] | 2 | Y | [12 empty] | MC9 | NV | 8547200090 | [14 empty] | Vijs afdekkap voor Compact INS40-80 (paar) | Caches vis pour INS40-80 (paire) | [17 empty] | https://eref.se.com/be/nl/sis-tarif/product/28955 | https://eref.se.com/be/fr/sis-tarif/product/28955
Schneider Electric | Schneider Electric | 01022021 |  | Schneider Electric |  | SED | 28956 |  |  | 5.42 |  | 1 |  | 1 | SCHROEVENAFDEKKAP 3P/4P INS100-160(1ST=2 | Caches vis Compact INS100-160 (paire) |  | 2 TERMINAL SHROUDS 3/4P | [18 empty] | 1 | 3303430289562 | 0 |  | 62 | 12 | 7 | 2 | 0.168 | [7 empty] | 43303430289560 | 100 | 6966 | 60 | 40 | 30 | [10 empty] | 2 | Y | [12 empty] | MC9 | NV | 8547200090 | [14 empty] | Vijs afdekkap voor Compact INS100-160 (paar) | Caches vis pour INS100-160 (paire) | [17 empty] | https://eref.se.com/be/nl/sis-tarif/product/28956 | https://eref.se.com/be/fr/sis-tarif/product/28956
Schneider Electric | Schneider Electric | 01022021 |  | Schneider Electric |  | SED | 28957 |  |  | 11.85 |  | 1 |  | 1 | KL.KAPPEN 3P/4P INS40-80 (1ST=2) | Caches bornes Compact INS40-80 (paire) |  | 2 TERMINAL SHIELDS 3/4P | [18 empty] | 1 | 3303430289579 | 0 |  | 73 | 8 | 4 | 6 | 0.192 | [7 empty] | 43303430289577 | 45 | 3727 | 40 | 30 | 30 | [10 empty] | 2 | Y | [12 empty] | MC9 | NV | 8547200090 | [14 empty] | Afdekkappen voor Compact INS40-80 (paar) | Caches bornes pour INS40-80 (paire) | [17 empty] | https://eref.se.com/be/nl/sis-tarif/product/28957 | https://eref.se.com/be/fr/sis-tarif/product/28957
Schneider Electric | Schneider Electric | 01022021 |  | Schneider Electric |  | SED | 28958 |  |  | 12.45 |  | 1 |  | 1 | KL.KAPPEN 3P/4P INS100-160 (1ST=2) | Caches bornes Compact INS100-160 (paire) |  | 2 TERMINAL SHIELDS 3/4P | [18 empty] | 1 | 3303430289586 | 0 |  | 154 | 13 | 9 | 6 | 0.702 | [7 empty] | 43303430289584 | 36 | 6257 | 40 | 30 | 30 | [10 empty] | 2 | Y | [12 empty] | MC9 | NV | 8547200090 | [14 empty] | Afdekkappen voor Compact INS100-160 (paar) | Caches bornes pour INS100-160 (paire) | [17 empty] | https://eref.se.com/be/nl/sis-tarif/product/28958 | https://eref.se.com/be/fr/sis-tarif/product/28958
Schneider Electric | Schneider Electric | 01022021 |  | Schneider Electric |  | SED | 28959 |  |  | 4.63 |  | 1 |  | 1 | ISOLATIESCHOTTEN (1 ST=6) | 6 sép. de phases pour Compact INS100-160 |  | 6 INTERPHASE BARRIERS (INS100/160) | [18 empty] | 1 | 3303430289593 | 0 |  | 91 | 12 | 8 | 2 | 0.192 | [7 empty] | 43303430289591 | 25 | 2700 | 40 | 30 | 30 | [10 empty] | 2 | Y | [12 empty] | MC9 | NV | 8538909999 | [14 empty] | 6 fasescheiders voor Compact INS100-160 | 6 séparateurs de phases pour Compact INS100-160 | [17 empty] | https://eref.se.com/be/nl/sis-tarif/product/28959 | https://eref.se.com/be/fr/sis-tarif/product/28959
Schneider Electric | Schneider Electric | 01022021 |  | Schneider Electric |  | SED | 28962 |  |  | 16.15 |  | 1 |  | 1 | ZWARTE DRAAIHANDEL INS40-160 | Poignée noir pour Compact INS40-160 |  | BLACK SPARE ROTARY HANDLE | [18 empty] | 1 | 3303430289623 | 0 |  | 16.5 | 6 | 3 | 2 | 0.036 | [7 empty] | 43303430289621 | 50 | 1222 | 40 | 30 | 30 | [10 empty] | 7 | N | [12 empty] | MC9 | NV | 8538909999 | [14 empty] | Zwarte hendel voor Compact INS100-160 | Poignée noir pour Compact INS40-160 | [17 empty] | https://eref.se.com/be/nl/sis-tarif/product/28962 | https://eref.se.com/be/fr/sis-tarif/product/28962
Schneider Electric | Schneider Electric | 01022021 |  | Schneider Electric |  | SED | 28963 |  |  | 16.15 |  | 1 |  | 1 | RODE/GELE DRAAIHANDEL INS40-160 | Poignée rouge pour Compact INS40-160 |  | RED SPARE ROTARY HANDLE | [18 empty] | 1 | 3303430289630 | 0 |  | 16 | 6 | 3 | 2 | 0.036 | [7 empty] | 43303430289638 | 50 | 1287 | 40 | 30 | 30 | [10 empty] | 7 | N | [12 empty] | MC9 | NV | 8538909999 | [14 empty] | Rode hendel voor Compact INS100-160 | Poignée rouge pour Compact INS40-160 | [17 empty] | https://eref.se.com/be/nl/sis-tarif/product/28963 | https://eref.se.com/be/fr/sis-tarif/product/28963
Schneider Electric | Schneider Electric | 01022021 |  | Schneider Electric |  | SED | 28967 |  |  | 169.28 |  | 1 |  | 1 | Polyester kast bed. zwarte hendel Compac | Coffret isolant cde rot poign. noire Com |  | WEATHERPROOF ENCLOSURE IP55 FOR FRONT RO | [18 empty] | 1 | 3303430289678 | 0 |  | 3369 | 30 | 30 | 15 | 13.5 | [8 empty] | 1 | 3369 | 60 | 40 | 30 | [10 empty] | 13 | N | [12 empty] | MC9 | NV | 8538100000 | [14 empty] | Polyester kast frontale bediening met zwarte hendel Compact INS40-160 | Coffret isolant cde rotative frontale avec poignée noire pour Compact INS40-160 | [17 empty] | https://eref.se.com/be/nl/sis-tarif/product/28967 | https://eref.se.com/be/fr/sis-tarif/product/28967
Schneider Electric | Schneider Electric | 01022021 |  | Schneider Electric |  | SED | 29070 |  |  | 495.72 |  | 1 |  | 1 | BEVEILIGING STR22SE 3P3D 100A | DECLENCHEUR ELECTRONIQUE STR22 |  | ELECT.TRIP UNIT STR22SE 100 3P3T(NS100/2 | [18 empty] | 1 | 3303430290704 | 0 |  | 532 | 19 | 10 | 7 | 1.33 | [7 empty] | 43303430290702 | 23 | 12723 | 40 | 30 | 30 | [10 empty] | 30 | N | [12 empty] | MC4 | NQ | 8536303099 | [14 empty] | Elektronische beveiliging STR22SE 100A - 3P/3L voor NS100-NS160-NS250N/H/L | Déclencheur électronique STR22SE 100A - 3P/3D pour NS100-NS160-NS250N/H/L | [17 empty] | https://eref.se.com/be/nl/sis-tarif/product/29070 | https://eref.se.com/be/fr/sis-tarif/product/29070
Schneider Electric | Schneider Electric | 01022021 |  | Schneider Electric |  | SED | 29315 |  |  | 32.3 |  | 1 |  | 1 | DEURKADER NS100-250 | CADRE POUR DECOUPE DE FACE AVA |  | ESCUTCHEON FOR DIRECT | [18 empty] | 1 | 3303430293156 | 0 |  | 42 | 11 | 7 | 1 | 0.077 | [7 empty] | 43303430293154 | 100 | 4687 | 40 | 30 | 30 | [10 empty] | 7 | N | [12 empty] | MC8 | NU | 8538909999 | [14 empty] | Omlijsting deuruitsnijding voorzijde bediening met hendel voor NS100-NN/H/LNS250 | Cadre pour découpe de face avant à maneton pour NS100-NS160-NS250N/H/L | [17 empty] | https://eref.se.com/be/nl/sis-tarif/product/29315 | https://eref.se.com/be/fr/sis-tarif/product/29315
Schneider Electric | Schneider Electric | 01022021 |  | Schneider Electric |  | SED | 29329 |  |  | 29.95 |  | 1 |  | 1 | ISOLATIESCHOTTEN (1 ST=6) | 6 sép. phases pour Compact NSX-INS/INV |  | PHASE SEPARATORS (6) | [18 empty] | 1 | 3303430293293 | 0 |  | 95 | 12 | 10 | 2 | 0.24 | [8 empty] | 50 | 5237 | 40 | 30 | 30 | [10 empty] | 14 | N | [12 empty] | MC8 | NU | 8547200090 | [14 empty] | 6 fasescheiders voor Compact NSX100-250F/N/H/S/L - INS/INV100-250 | 6 séparateurs de phases pour Compact NSX100-250F/N/H/S/L-INS/INV100-250
Schneider Electric | Schneider Electric | 01022021 |  | Schneider Electric |  | SED | 29337 |  |  | 129.69 |  | 1 |  | 1 | DIRECTE DRAAIBED. ZWART NS100-250 | CDE ROTATIVE A POIGNEE NOIRE P |  | DIRECT ROTARY HANDLE | [18 empty] | 1 | 3303430293378 | 0 |  | 255 | 11 | 1 | 9 | 0.099 | [7 empty] | 43303430293376 | 40 | 11366 | 60 | 40 | 30 | [10 empty] | 7 | N | [12 empty] | MC8 | NU | 8538909999 | [14 empty] | Draaibediening met zwarte hendel voor NS100-NS160-NS250N/H/L | Cde rotative à poignée noire pour NS100 -NS160-NS250N/H/L | [17 empty] | https://eref.se.com/be/nl/sis-tarif/product/29337 | https://eref.se.com/be/fr/sis-tarif/product/29337
Schneider Electric | Schneider Electric | 01022021 |  | Schneider Electric |  | SED | 29338 |  |  | 214.11 |  | 1 |  | 1 | DRAAIBED.+VERLENGAS ZWART NS100-250 | COMMANDE ROTATIVE PROLONGEE PO |  | EXTENDED ROTARY HANDLE (NS100/250) | [18 empty] | 1 | 3303430293385 | 0 |  | 735 | 49 | 10 | 11 | 5.39 | [7 empty] | 43303430293383 | 6 | 5044 | 60 | 40 | 30 |  | 73303430293384 | 24 | 34360 | 120 | 80 | 50 |  |  |  | 2 | Y | [12 empty] | MC8 | NU | 8538909999 | [14 empty] | Draaibediening verlengd standaard versie voor NS100-NS160-NS250N/H/L | Commande rotative prolongée pour NS100-NS160-NS250N/H/L | [17 empty] | https://eref.se.com/be/nl/sis-tarif/product/29338 | https://eref.se.com/be/fr/sis-tarif/product/29338
Schneider Electric | Schneider Electric | 01022021 |  | Schneider Electric |  | SED | 29349 |  |  | 501.51 |  | 1 |  | 1 | CHANGE-OVER PLAAT EXCL. IVE | PLATINE SIMPLE+INTERV.MECANIQU |  | PLATE + MECHANICAL INTERLOCK | [18 empty] | 1 | 3303430293491 | 0 |  | 4076 | 38 | 11 | 31 | 12.958 | [15 empty] | 21 | 97596 | 120 | 80 | 80 |  |  |  | 7 | N | [12 empty] | MC8 | NU | 8538909999 | [14 empty] | Grondplaat + mechanische. vergrend. voor normaal/nood voor NS100-NS160-NS250N/H/ | Platine simple + interv. mécanique pour NS100-NS160-NS250N/H/L | [17 empty] | https://eref.se.com/be/nl/sis-tarif/product/29349 | https://eref.se.com/be/fr/sis-tarif/product/29349
Schneider Electric | Schneider Electric | 01022021 |  | Schneider Electric |  | SED | 29351 |  |  | 417.92 |  | 1 |  | 1 | BASIC PLATE AND ELEC. MECA INTERLOCK | PLATINE/IVE 24/250VCC |  | BASIC PLATE AND ELEC. MECA INTERLOCK | [18 empty] | 1 | 3303430293514 | 0 |  | 4855 | 38 | 31 | 11 | 12.958 | [23 empty] | 4 | N | [12 empty] | MC8 | NU | 85389099 | [14 empty] | basisplaat met mechanische en elektrische onderlinge vergrendeling - NS100..250 | platine avecinterverrouillage mécanique et électrique - Compact NS100..250 | [17 empty] | https://eref.se.com/be/nl/sis-tarif/product/29351 | https://eref.se.com/be/fr/sis-tarif/product/29351
Schneider Electric | Schneider Electric | 01022021 |  | Schneider Electric |  | SED | 29352 |  |  | 521.17 |  | 1 |  | 1 | IVE BOX 48..415VAC NS100-630 | BOITIER IVE 48/415V CA |  | ELECTRICAL INTERLOCKING IVE 48 TO 415V | [18 empty] | 1 | 3303430293521 | 0 |  | 758 | 18 | 13 | 8 | 1.872 | [7 empty] | 43303430293529 | 12 | 9311 | 40 | 30 | 30 | [10 empty] | 2 | Y | [12 empty] | MC8 | NU | 8536508090 | [14 empty] | IVE module 48/415 V - 50/60Hz - 440V 60Hz voor normaal/noodomschakelaar | Boîtier IVE 48/415 V - 50/60Hz - 440V 60Hz pour inverseur de source | [17 empty] | https://eref.se.com/be/nl/sis-tarif/product/29352 | https://eref.se.com/be/fr/sis-tarif/product/29352
Schneider Electric | Schneider Electric | 01022021 |  | Schneider Electric |  | SED | 29356 |  |  | 562.5 |  | 1 |  | 1 | IVE BOX 24..250VDC NS100-630 | BOITIER IVE 24/250V CC |  | ELECTRICAL INTERLOCKING IVE 24 TO 250 V | [18 empty] | 1 | 3303430293569 | 0 |  | 760 | 18 | 13 | 8 | 1.872 | [7 empty] | 43303430293567 | 12 | 9886 | 60 | 40 | 30 | [10 empty] | 7 | N | [12 empty] | MC8 | NU | 8537109899 | [14 empty] | IVE module 24/250 V GS voor normaal/nood voor NS100-NS160-NS250N/H/L | Boîtier IVE 24/250 CC pour NS100-NS160-NS250N/H/L | [17 empty] | https://eref.se.com/be/nl/sis-tarif/product/29356 | https://eref.se.com/be/fr/sis-tarif/product/29356
Schneider Electric | Schneider Electric | 01022021 |  | Schneider Electric |  | SED | 29363 |  |  | 428.17 |  | 1 |  | 1 | ACP VOEDINGSMODULE 220/240VAC | PLATINE ACP 220/240V 50/60HZ |  | INTERFACE FOR AU TO MATIC CONTROLLER ACP | [18 empty] | 1 | 3303430293637 | 0 |  | 2556 | 28 | 16 | 13 | 5.824 | [7 empty] | 43303430293635 | 6 | 16266 | 60 | 40 | 30 |  | 73303430293636 | 24 | 76408 | 120 | 80 | 50 |  |  |  | 2 | Y | [12 empty] | MC8 | NU | 8538909999 | [14 empty] | Grondplaat ACP 220/240V 50/60Hz voor normaal-noodomschakelaar | Platine ACP 220/240V - 50/60Hz pour inverseur de source | [17 empty] | https://eref.se.com/be/nl/sis-tarif/product/29363 | https://eref.se.com/be/fr/sis-tarif/product/29363
Schneider Electric | Schneider Electric | 01022021 |  | Schneider Electric |  | SED | 29364 |  |  | 428.17 |  | 1 |  | 1 | ACP VOEDINGSMODULE 380/415VAC | PLATINE ACP 380/415V 50/60HZ |  | INTERFACE FOR AU TO MATIC CONTROLLER AC | [18 empty] | 1 | 3303430293644 | 0 |  | 2539 | 28 | 17 | 13 | 6.188 | [7 empty] | 43303430293642 | 6 | 16190 | 60 | 40 | 30 | [10 empty] | 2 | Y | [12 empty] | MC8 | NU | 8538909999 | [14 empty] | Grondplaat ACP 380/415V - 50/60Hz - 440V 60 Hz voor normaal- noodomschakelaar | Platine ACP 380/415V - 50/60Hz - 440V 60 Hz pour inverseur de source | [17 empty] | https://eref.se.com/be/nl/sis-tarif/product/29364 | https://eref.se.com/be/fr/sis-tarif/product/29364
Schneider Electric | Schneider Electric | 01022021 |  | Schneider Electric |  | SED | 29370 |  |  | 14.42 |  | 1 |  | 1 | AFNEEMBARE HANGSLOTVERGR | VERROUILLAGE DU MANETON POUR 3 |  | REMOVABLE TOGGLE PADLOCK.DEVICE(NS80/63 | [18 empty] | 1 | 3303430293705 | 0 |  | 41.8 | 9 | 8 | 1 | 0.072 | [7 empty] | 43303430293703 | 40 | 2166 | 40 | 30 | 30 |  | 73303430293704 | 320 | 28696 | 120 | 80 | 50 |  |  |  | 2 | Y | [12 empty] | MC8 | NU | 8301600090 | [14 empty] | Hendel vergrendeling met 3 sloten (wegneembaar) voor NS100-NS160-NS250N/H/L | Verrouillage du maneton pour 3 cadenas (amovible) pour NS100-NS160-NS250N/H/L | [17 empty] | https://eref.se.com/be/nl/sis-tarif/product/29370 | https://eref.se.com/be/fr/sis-tarif/product/29370
Schneider Electric | Schneider Electric | 01022021 |  | Schneider Electric |  | SED | 29376 |  |  | 703.32 |  | 1 |  | 1 | BA NET/NET CONTROL.220/240VAC | AUTOMATISME BA 220/240V 50/60 |  | AU TO MATIC CONTROLLER BA 220 TO 240 V | [18 empty] | 1 | 3303430293767 | 0 |  | 1270 | 18 | 16 | 15 | 4.32 | [7 empty] | 43303430293765 | 6 | 8230 | 60 | 40 | 30 | [10 empty] | 7 | N | [12 empty] | MC8 | NU | 8537109199 | [14 empty] | Automatisme BA 220/240V 50/60Hz voor normaal-noodomschakelaar | Automatisme BA 220/240V - 50/60Hz pour inverseur de source | [17 empty] | https://eref.se.com/be/nl/sis-tarif/product/29376 | https://eref.se.com/be/fr/sis-tarif/product/29376
Schneider Electric | Schneider Electric | 01022021 |  | Schneider Electric |  | SED | 29377 |  |  | 703.32 |  | 1 |  | 1 | BA NET/NET CONTROL.380/415VAC | AUTOMATISME BA 380/415V 50/60 |  | AU TO MATIC CONTROLLER BA 380 TO 415 V | [18 empty] | 1 | 3303430293774 | 0 |  | 1235 | 18 | 16 | 16 | 4.608 | [7 empty] | 43303430293772 | 6 | 8398 | 60 | 40 | 30 | [10 empty] | 7 | N | [12 empty] | MC8 | NU | 8536209090 | [14 empty] | Automatisme BA 380/415V - 50/60Hz voor normaal-noodomschakelaar | Automatisme BA 380/415V - 50/60Hz pour inverseur de source | [17 empty] | https://eref.se.com/be/nl/sis-tarif/product/29377 | https://eref.se.com/be/fr/sis-tarif/product/29377
Schneider Electric | Schneider Electric | 01022021 |  | Schneider Electric |  | SED | 29378 |  |  | 728.76 |  | 1 |  | 1 | UA NET/GEN CONTROL.220/240VAC | AUTOMATISME UA 220/240V 50/60 |  | AU TO MATIC CONTROLLER UA 220 TO 240 V | [18 empty] | 1 | 3303430293781 | 0 |  | 1586 | 18 | 16 | 16 | 4.608 | [7 empty] | 43303430293789 | 6 | 10697 | 60 | 40 | 30 | [10 empty] | 2 | Y | [12 empty] | MC8 | NU | 8538909999 | [14 empty] | Automatisme UA 220/240V - 50/60Hz voor normaal-noodomschakelaar | Automatisme UA 220/240V - 50/60Hz pour inverseur de source | [17 empty] | https://eref.se.com/be/nl/sis-tarif/product/29378 | https://eref.se.com/be/fr/sis-tarif/product/29378
Schneider Electric | Schneider Electric | 01022021 |  | Schneider Electric |  | SED | 29380 |  |  | 728.76 |  | 1 |  | 1 | UA NET/GEN CONTROL.380/415VAC | AUTOMATISME UA 380/415V 50/60 |  | AU TO MATIC CONTROLLER UA 380 TO 415V | [18 empty] | 1 | 3303430293804 | 0 |  | 1586 | 17 | 16 | 16 | 4.352 | [7 empty] | 43303430293802 | 6 | 10282 | 60 | 40 | 30 | [10 empty] | 2 | Y | [12 empty] | MC8 | NU | 8536301090 | [14 empty] | Automatisme UA 380/415V - 50/60Hz - 440V 60Hz voor normaal- noodomschakelaar | Automatisme UA 380/415V - 50/60Hz - 440V 60Hz pour inverseur de source | [17 empty] | https://eref.se.com/be/nl/sis-tarif/product/29380 | https://eref.se.com/be/fr/sis-tarif/product/29380
Schneider Electric | Schneider Electric | 01022021 |  | Schneider Electric |  | SED | 29450 |  |  | 46.76 |  | 1 |  | 10 | HULPCONT. NS80-630,INS40-630 | Cont auxil OF/SD/SDE/SDV Compact NSX-INS |  | 1 AUX.SWITCH C/O CONTACT OF/SDE/SDVNS80 | [18 empty] | 1 | 3303430294504 | 0 |  | 24 | 9 | 8 | 2 | 0.144 | 13303430294501 | 10 | 246 | 15 | 3 | 11 |  | 43303430294502 | 300 | 7750 | 40 | 30 | 30 |  |  | 2400 | 74940 | 120 | 80 | 50 |  |  |  | 2 | Y | [12 empty] | DC1 | MG | 8536508090 | [14 empty] | Hulpkontakten OF/SD/SDE/SDV voor Compact NSX100-630F/N/H/S/L - INS/INV100-630 | Contact auxiliaire OF/SD/SDE/SDV pour Compact NSX100-630F/N/H/S/L-INS/INV100-630 | [17 empty] | https://eref.se.com/be/nl/sis-tarif/product/29450 | https://eref.se.com/be/fr/sis-tarif/product/29450
Schneider Electric | Schneider Electric | 01022021 |  | Schneider Electric |  | SED | 29451 |  |  | 17.54 |  | 1 |  | 1 | SDE ADAPTER TBV TMD OF MA | ADAPTATEUR SDE POUR DECLENCH. |  | SDE ACCESSORY FOR TM/MA TRIP UNIT (NS100 | [18 empty] | 1 | 3303430294511 | 0 |  | 36 | 8 | 6 | 4 | 0.192 | [7 empty] | 43303430294519 | 294 | 11350 | 60 | 40 | 30 | [10 empty] | 12 | N | [12 empty] | DC1 | MG | 8538909999 | [14 empty] | Adaptor SDE voor beveiliging TMD of MA NS100-NS630N/H/L | Adaptateur SDE pour déclench. électronique NS100-NS630N/H/L | [17 empty] | https://eref.se.com/be/nl/sis-tarif/product/29451 | https://eref.se.com/be/fr/sis-tarif/product/29451
Schneider Electric | Schneider Electric | 01022021 |  | Schneider Electric |  | SED | 29452 |  |  | 48.84 |  | 1 |  | 10 | GOUDCONT. NS80-630, INS40-630 | Cont auxil bas niveau Compact NSX-INS/IN |  | 1 AUX.SWITCH C/O CONTACT OF/SDE/SDV(LOW- | [18 empty] | 1 | 3303430294528 | 0 |  | 24 | 6 | 8 | 1 | 0.048 | 13303430294525 | 10 | 251 | 17 | 17 | 5 |  | 43303430294526 | 100 | 2750 | 40 | 30 | 15 |  |  | 1600 | 38400 | 120 | 80 | 45 |  |  |  | 2 | Y | [12 empty] | MC8 | NU | 8538909999 | [14 empty] | Hulpkontakt laag niveau voor Compact NSX100-NS630N/H/L - INS/INV100-630 | Contact auxiliaire bas niveau pour Compact NSX100-630F/N/H/S/L-INS/INV100-630 | [17 empty] | https://eref.se.com/be/nl/sis-tarif/product/29452 | https://eref.se.com/be/fr/sis-tarif/product/29452
Schneider Electric | Schneider Electric | 01022021 |  | Schneider Electric |  | SED | 29471 |  |  | 1102.14 |  | 1 |  | 1 | ACP AND AUTO BA 380/415VAC 440V 60HZ | ACP PLUS AUTO BA 380/415VCA 440V / 60 |  | ACP AND AUTO BA 380/415VAC 440V 60HZ | [18 empty] | 1 | 3303430294719 | 0 |  | 3892 | 28 | 17 | 13 | 6.188 | [23 empty] | 2 | N | [12 empty] | MC8 | NU | 8536209090 | [14 empty] | interface en automatisme - ACP + BA - 380..415 V | platine de commande et automatisme - ACP + BA - 380..415 V | [17 empty] | https://eref.se.com/be/nl/sis-tarif/product/29471 | https://eref.se.com/be/fr/sis-tarif/product/29471
Schneider Electric | Schneider Electric | 01022021 |  | Schneider Electric |  | SED | 29472 |  |  | 1128.56 |  | 1 |  | 1 | ACP AND AUTO UA 220V/240VAC 50HZ (NS | ACP PLUS AUTO UA 220V/240VCA 50H Z (N |  | ACP AND AUTO UA 220V/240VAC 50HZ (NS | [18 empty] | 1 | 3303430294726 | 0 |  | 4019 | 28 | 16 | 13 | 5.824 | [23 empty] | 2 | N | [12 empty] | MC8 | NU | 85389099 | [14 empty] | interface en automatisme - ACP + UA - 220..240 V | platine de commande et automatisme - ACP + UA - 220..240 V | [17 empty] | https://eref.se.com/be/nl/sis-tarif/product/29472 | https://eref.se.com/be/fr/sis-tarif/product/29472
Schneider Electric | Schneider Electric | 01022021 |  | Schneider Electric |  | SED | 29473 |  |  | 1128.56 |  | 1 |  | 1 | ACP AND AUTO UA 380/415VAC 440V 60HZ | ACP PLUS AUTO UA 380/415VCA 440V 60 |  | ACP + CONTROL UNIT UA480V | [18 empty] | 1 | 3303430294733 | 0 |  | 3996 | 38 | 28 | 14 | 14.896 | [23 empty] | 2 | N | [12 empty] | MC8 | NU | 8536209090 | [14 empty] | interface en automatisme - ACP + UA - 380..415 V | platine de commande et automatisme - ACP + UA - 380..415 V | [17 empty] | https://eref.se.com/be/nl/sis-tarif/product/29473 | https://eref.se.com/be/fr/sis-tarif/product/29473
Schneider Electric | Schneider Electric | 01022021 |  | Schneider Electric |  | SED | 31052 |  |  | 61.83 |  | 1 |  | 1 | DRAAIBED.+VERLENGAS INS320-630 | Cde rot frontale prol poign noire INS |  | FRONT ROTARY HANDLE INS 320 TO 630 BLACK | [18 empty] | 1 | 3303430310525 | 0 |  | 1292 | 49 | 10 | 9 | 4.41 | [7 empty] | 43303430310523 | 12 | 16524 | 60 | 40 | 30 |  | 73303430310524 | 48 | 77080 | 120 | 80 | 50 |  |  |  | 2 | Y | [12 empty] | MC9 | NV | 85389099 | [14 empty] | Frontale verlengde draaibediening met zwarte hendel voor Compact INS320-630 | Commande rotative frontale prolongée poignée noire pour Compact INS320-630 | [17 empty] | https://eref.se.com/be/nl/sis-tarif/product/31052 | https://eref.se.com/be/fr/sis-tarif/product/31052
Schneider Electric | Schneider Electric | 01022021 |  | Schneider Electric |  | SED | 31053 |  |  | 61.83 |  | 1 |  | 1 | DRAAIBED.+VERLENGAS ROOD | Cde rot frontale prol poign rouge/jaune |  | FRONT ROTARY HANDLE INS 320 TO 630 RED H | [18 empty] | 1 | 3303430310532 | 0 |  | 1298 | 49 | 9 | 9 | 3.969 | [7 empty] | 43303430310530 | 12 | 16222 | 60 | 40 | 30 | [10 empty] | 2 | Y | [12 empty] | MC9 | NV | 85389099 | [14 empty] | Frontale verlengde draaibed. met rode hendel/gele frontplaat voor Compact INS320 | Commande rotative frontale prolongée poignée rouge/plaque jaune pour Compact INS | [17 empty] | https://eref.se.com/be/nl/sis-tarif/product/31053 | https://eref.se.com/be/fr/sis-tarif/product/31053
Schneider Electric | Schneider Electric | 01022021 |  | Schneider Electric |  | SED | 31054 |  |  | 16.36 |  | 1 |  | 1 | ZIJAS ADAPTER INS250 | Support cde prol rot latérale Compact IN |  | RIGHT SIDE ROTARY HANDLE INS, INV 250 CO | [18 empty] | 1 | 3303430310549 | 0 |  | 169 | 12 | 10 | 3 | 0.36 | [7 empty] | 43303430310547 | 30 | 5470 | 40 | 30 | 30 | [10 empty] | 7 | N | [12 empty] | MC9 | NV | 8538909999 | [14 empty] | Support laterale verlengde draaibediening voor Compact INS250 | Support pour cde prolongée rotative latérale pour Compact INS250 | [17 empty] | https://eref.se.com/be/nl/sis-tarif/product/31054 | https://eref.se.com/be/fr/sis-tarif/product/31054
Schneider Electric | Schneider Electric | 01022021 |  | Schneider Electric |  | SED | 31055 |  |  | 73.41 |  | 1 |  | 1 | DRAAIBED.+VERLENGAS INS250..630 OMSCHAK | Cde rot frontale prol poign noire N/S IN |  | EXTENDED FRONT HANDLE FOR CHANGEOVER INS | [18 empty] | 1 | 3303430310556 | 0 |  | 1135 | 49 | 10 | 8 | 3.92 | [7 empty] | 43303430310554 | 12 | 14386 | 60 | 40 | 30 | [10 empty] | 7 | N | [12 empty] | MC9 | NV | 8538909999 | [14 empty] | Frontale verlengde draaibed. normaal nood voor Compact INS100-630 | Commande rotative frontale prolongée poignée noire normalsecours pour Compact IN | [17 empty] | https://eref.se.com/be/nl/sis-tarif/product/31055 | https://eref.se.com/be/fr/sis-tarif/product/31055
Schneider Electric | Schneider Electric | 01022021 |  | Schneider Electric |  | SED | 31057 |  |  | 37.4 |  | 1 |  | 1 | ZIJBED.+VERLENGAS INS250 | Cde rot latérale prol poign noire Compac |  | RIGHT SIDE ROTARY HANDLE INS, INV 250 BL | [18 empty] | 1 | 3303430310570 | 0 |  | 537.5 | 49 | 8 | 10 | 3.92 | [7 empty] | 43303430310578 | 12 | 7153 | 60 | 40 | 30 | [10 empty] | 7 | N | [12 empty] | MC9 | NV | 8538909999 | [14 empty] | Zijdelingse draaibediening met zwarte hendel voor Compact INS/INV100-250 | Commande rotative latérale prolongée poignée noire pour Compact INS/INV100-250 | [17 empty] | https://eref.se.com/be/nl/sis-tarif/product/31057 | https://eref.se.com/be/fr/sis-tarif/product/31057
Schneider Electric | Schneider Electric | 01022021 |  | Schneider Electric |  | SED | 31058 |  |  | 37.4 |  | 1 |  | 1 | ZIJBED.+VERLENGAS ROOD | Cde rot latérale prol poign rouge Compac |  | RIGHT SIDE ROTARY HANDLE INS, INV 250 RE | [18 empty] | 1 | 3303430310587 | 0 |  | 455 | 49 | 10 | 8 | 3.92 | [7 empty] | 43303430310585 | 12 | 6226 | 60 | 40 | 30 | [10 empty] | 7 | N | [12 empty] | MC9 | NV | 8538909999 | [14 empty] | Zijdelingse draaibed. met rode hendel/gele frontplaat voor Compact INS/INV100-25 | Commande rotative latérale prolongée poignée rouge/plaque jaune pour Compact INS | [17 empty] | https://eref.se.com/be/nl/sis-tarif/product/31058 | https://eref.se.com/be/fr/sis-tarif/product/31058
Schneider Electric | Schneider Electric | 01022021 |  | Schneider Electric |  | SED | 31073 |  |  | 111.1 |  | 1 |  | 1 | MECH.VERGR.DRAAIBED.INS250 | Interverr. mécanique Compact INS250 |  | MECHANICAL INTERLOCK (INS250) | [18 empty] | 1 | 3303430310730 | 0 |  | 620 | 34 | 18 | 3 | 1.836 | [7 empty] | 43303430310738 | 10 | 6687 | 40 | 30 | 30 | [10 empty] | 7 | N | [12 empty] | MC9 | NV | 7326909890 | [14 empty] | Onderlinge mechanische vergrendeling voor Compact INS250 | Interverrouillage mécanique pour Compact INS250 | [17 empty] | https://eref.se.com/be/nl/sis-tarif/product/31073 | https://eref.se.com/be/fr/sis-tarif/product/31073
Schneider Electric | Schneider Electric | 01022021 |  | Schneider Electric |  | SED | 31074 |  |  | 108.93 |  | 1 |  | 1 | MECH.VERGR.DRAAIBED.INS320-630 | Interverr. mécanique Compact INS320-630 |  | MECHANICAL INTERLOCK (INS320/630) | [18 empty] | 1 | 3303430310747 | 0 |  | 770 | 45 | 22 | 3 | 2.97 | [7 empty] | 43303430310745 | 10 | 8466 | 60 | 40 | 30 | [10 empty] | 7 | N | [12 empty] | MC9 | NV | 8536508090 | [14 empty] | Onderlinge mechanische vergrendeling voor Compact INS/INV320-630 | Interverrouillage mécanique pour Compact INS320-630 | [17 empty] | https://eref.se.com/be/nl/sis-tarif/product/31074 | https://eref.se.com/be/fr/sis-tarif/product/31074
Schneider Electric | Schneider Electric | 01022021 |  | Schneider Electric |  | SED | 31082 |  |  | 52.74 |  | 1 |  | 1 | ZWARTE HENDEL VOOR DRAAIBED INS/INV250 | Poign noire cde rot Compact INS/INV |  | SPARE ROTARY HANDLE BLACK | [18 empty] | 1 | 3303430310822 | 0 |  | 54 | 9 | 5 | 3 | 0.135 | [7 empty] | 43303430310820 | 160 | 9886 | 60 | 40 | 30 | [10 empty] | 7 | N | [12 empty] | MC9 | NV | 8536508090 | [14 empty] | Zwarte hendel voor draaibediening voor Compact INS/INV100-250 | Poignée noire pour commande rotative pour Compact INS/INV100-250 | [17 empty] | https://eref.se.com/be/nl/sis-tarif/product/31082 | https://eref.se.com/be/fr/sis-tarif/product/31082
Schneider Electric | Schneider Electric | 01022021 |  | Schneider Electric |  | SED | 31084 |  |  | 35.61 |  | 1 |  | 1 | HANDEL ZWART INS320..630 | Poign noire cde rot Compact INS/INV |  | SPARE ROTARY HANDLE BLACK | [18 empty] | 1 | 3303430310846 | 0 |  | 88 | 15 | 5 | 4 | 0.3 | [7 empty] | 43303430310844 | 15 | 1800 | 40 | 30 | 30 | [10 empty] | 7 | N | [12 empty] | MC9 | NV | 8536508090 | [14 empty] | Zwarte hendel voor draaibediening voor Compact INS/INV320-630 | Poignée noire pour commande rotative pour Compact INS/INV320-630 | [17 empty] | https://eref.se.com/be/nl/sis-tarif/product/31084 | https://eref.se.com/be/fr/sis-tarif/product/31084
Schneider Electric | Schneider Electric | 01022021 |  | Schneider Electric |  | SED | 31087 |  |  | 24.29 |  | 1 |  | 1 | HULPSTUK VOOR SLOT INS250 | Disp verr serr Ronis/Prof Compact INS/IN |  | LOCKING DEVICE FOR RONIS/PROFA | [18 empty] | 1 | 3303430310877 | 0 |  | 19 | 16 | 11 | 1 | 0.176 | [7 empty] | 43303430310875 | 25 | 890 | 40 | 30 | 15 | [10 empty] | 7 | N | [12 empty] | MC9 | NV | 8301409000 | [14 empty] | Vergrendelingsdispositief sloten Ronis/Profalux voor Compact INS/INV100-250 | Dispositif de verrouillage serrure Ronis/Profalux pour Compact INS/INV100-250 | [17 empty] | https://eref.se.com/be/nl/sis-tarif/product/31087 | https://eref.se.com/be/fr/sis-tarif/product/31087
Schneider Electric | Schneider Electric | 01022021 |  | Schneider Electric |  | SED | 31088 |  |  | 24.29 |  | 1 |  | 1 | HULPSTUK VOOR SLOT INS320-630 | Disp verr serr Ronis/Prof Compact INS/IN |  | LOCKING DEVICE FOR | [18 empty] | 1 | 3303430310884 | 0 |  | 76 | 18 | 11 | 2 | 0.396 | [7 empty] | 43303430310882 | 25 | 2300 | 40 | 30 | 30 | [10 empty] | 7 | N | [12 empty] | MC9 | NV | 8301409000 | [14 empty] | Vergrendelingsdispositief sloten Ronis/Profalux voor Compact INS/INV320-630 | Dispositif de verrouillage serrure Ronis/Profalux pour Compact INS/INV320-630 | [17 empty] | https://eref.se.com/be/nl/sis-tarif/product/31088 | https://eref.se.com/be/fr/sis-tarif/product/31088
Schneider Electric | Schneider Electric | 01022021 |  | Schneider Electric |  | SED | 31097 |  |  | 58.59 |  | 1 |  | 1 | SLOTKIT VOOR NET-OMSCHAKELAAR | Disp. verrouil N/S serr Ronis/Prof Compa |  | LOCKING ACCESSORIES FOR MONO INTERBLOCK | [18 empty] | 1 | 3303430310976 | 0 |  | 37 | 20 | 19 | 1 | 0.38 | [7 empty] | 43303430310974 | 90 | 3817 | 40 | 30 | 30 | [10 empty] | 7 | N | [12 empty] | MC9 | NV | 8538909999 | [14 empty] | Vergrendelingsdispo. net-omschakelaar sloten Ronis/Profalux voor Compact INS100- | Disp. de verrouillage normal secours serrure Ronis/Profalux pour Compact INS100- | [17 empty] | https://eref.se.com/be/nl/sis-tarif/product/31097 | https://eref.se.com/be/fr/sis-tarif/product/31097
Schneider Electric | Schneider Electric | 01022021 |  | Schneider Electric |  | SED | 31100 |  |  | 136 |  | 1 |  | 1 | COMPACT INS250-100A 3P LASTSCH ZWART | Compact INS250 100A 3P poignée noire |  | INS250 3P 100 A - SWITCH DISCONNECTOR | [18 empty] | 1 | 3303430311003 | 0 |  | 2235 | 17 | 17 | 14 | 4.046 | [7 empty] | 43303430311001 | 9 | 20953 | 60 | 40 | 30 | [10 empty] | 6 | N | [12 empty] | MC6 | NS | 8536508090 | [14 empty] | Lastschakelaar Compact INS250 - 100A - 3P - zwarte hendel | Interrupteur Compact INS250 - 100A - 3P - poignée noire | [17 empty] | https://eref.se.com/be/nl/sis-tarif/product/31100 | https://eref.se.com/be/fr/sis-tarif/product/31100
Schneider Electric | Schneider Electric | 01022021 |  | Schneider Electric |  | SED | 31101 |  |  | 173.12 |  | 1 |  | 1 | COMPACT INS250-100A 4P LASTSCH ZWART | Compact INS250 100A 4P poignée noire |  | INS250 4P 100 A - SWITCH DISCONNECTOR | [18 empty] | 1 | 3303430311010 | 0 |  | 2422 | 17 | 16 | 14 | 3.808 | [7 empty] | 43303430311018 | 9 | 22564 | 60 | 40 | 30 | [10 empty] | 2 | Y | [12 empty] | MC6 | NS | 8536508090 | [14 empty] | Lastschakelaar Compact INS250 - 100A - 4P - zwarte hendel | Interrupteur Compact INS250 - 100A - 4P - poignée noire | [17 empty] | https://eref.se.com/be/nl/sis-tarif/product/31101 | https://eref.se.com/be/fr/sis-tarif/product/31101
Schneider Electric | Schneider Electric | 01022021 |  | Schneider Electric |  | SED | 31102 |  |  | 167.6 |  | 1 |  | 1 | COMPACT INS250-200A 3P LASTSCH ZWART | Compact INS250 200A 3P poignée noire |  | NON-AUTOMATIC SWITCH INTERPACT INS250-20 | [18 empty] | 1 | 3303430311027 | 0 |  | 2242 | 16 | 14 | 17 | 3.808 | [7 empty] | 43303430311025 | 9 | 20800 | 60 | 40 | 30 | [10 empty] | 2 | Y | [12 empty] | MC6 | NS | 8536508090 | [14 empty] | Lastschakelaar Compact INS250 - 200A - 3P - zwarte hendel | Interrupteur Compact INS250 - 200A - 3P - poignée noire | [17 empty] | https://eref.se.com/be/nl/sis-tarif/product/31102 | https://eref.se.com/be/fr/sis-tarif/product/31102
Schneider Electric | Schneider Electric | 01022021 |  | Schneider Electric |  | SED | 31103 |  |  | 200.5 |  | 1 |  | 1 | COMPACT INS250-200A 4P LASTSCH ZWART | Compact INS250 200A 4P poignée noire |  | INS250 4P 200 A - SWITCH DISCONNECTOR | [18 empty] | 1 | 3303430311034 | 0 |  | 2000 | 16 | 14 | 17 | 3.808 | [7 empty] | 43303430311032 | 9 | 22528 | 60 | 40 | 30 | [10 empty] | 2 | Y | [12 empty] | MC6 | NS | 8536508090 | [14 empty] | Lastschakalaar Compact INS250 - 200A - 4P - zwarte hendel | Interrupteur Compact INS250 - 200A - 4P - poignée noire | [17 empty] | https://eref.se.com/be/nl/sis-tarif/product/31103 | https://eref.se.com/be/fr/sis-tarif/product/31103
Schneider Electric | Schneider Electric | 01022021 |  | Schneider Electric |  | SED | 31104 |  |  | 155.57 |  | 1 |  | 1 | COMPACT INS250-160A 3P LASTSCH ZWART | Compact INS250 160A 3P poignée noire |  | INS250 3P 160 A - SWITCH DISCONNECTOR | [18 empty] | 1 | 3303430311041 | 0 |  | 2000 | 16 | 14 | 17 | 3.808 | [7 empty] | 43303430311049 | 9 | 20953 | 60 | 40 | 30 | [10 empty] | 7 | N | [12 empty] | MC6 | NS | 8536508090 | [14 empty] | Lastschakelaar Compact INS250 - 160A - 3P - zwarte hendel | Interrupteur compact INS250 - 160A - 3P - poignée noire | [17 empty] | https://eref.se.com/be/nl/sis-tarif/product/31104 | https://eref.se.com/be/fr/sis-tarif/product/31104
Schneider Electric | Schneider Electric | 01022021 |  | Schneider Electric |  | SED | 31105 |  |  | 183.13 |  | 1 |  | 1 | COMPACT INS250-160A 4P LASTSCH ZWART | Compact INS250 160A 4P poignée noire |  | INS250 4P 160 A - SWITCH DISCONNECTOR | [18 empty] | 1 | 3303430311058 | 0 |  | 2396 | 17 | 16 | 14 | 3.808 | [7 empty] | 43303430311056 | 9 | 22330 | 60 | 40 | 30 | [10 empty] | 2 | Y | [12 empty] | MC6 | NS | 8536508090 | [14 empty] | Lastschakelaar Compact INS250 - 160A - 4P - zwarte hendel | Interrupteur Compact INS250 - 160A - 4P - poignée noire | [17 empty] | https://eref.se.com/be/nl/sis-tarif/product/31105 | https://eref.se.com/be/fr/sis-tarif/product/31105
Schneider Electric | Schneider Electric | 01022021 |  | Schneider Electric |  | SED | 31106 |  |  | 190.43 |  | 1 |  | 1 | COMPACT INS250 3P LASTSCHEIDER ZWART | Compact INS250A 3P poignée noire |  | INS250 3P 250 A - SWITCH DISCONNECTOR | [18 empty] | 1 | 3303430311065 | 0 |  | 2242 | 17 | 16 | 14 | 3.808 | [7 empty] | 43303430311063 | 9 | 21122 | 60 | 40 | 30 |  | 73303430311064 | 36 | 92712 | 120 | 80 | 50 |  |  |  | 2 | Y | [12 empty] | MC6 | NS | 8536508090 | [14 empty] | Lastschakelaar Compact INS250A - 3P - zwarte hendel | Interrupteur Compact INS250 - 3P - poignée noire | [17 empty] | https://eref.se.com/be/nl/sis-tarif/product/31106 | https://eref.se.com/be/fr/sis-tarif/product/31106
Schneider Electric | Schneider Electric | 01022021 |  | Schneider Electric |  | SED | 31107 |  |  | 211.32 |  | 1 |  | 1 | COMPACT INS250 4P LASTSCHEIDER ZWART | Compact INS250A 4P poignée noire |  | INS250 4P 250 A - SWITCH DISCONNECTOR | [18 empty] | 1 | 3303430311072 | 0 |  | 2420 | 16 | 14 | 17 | 3.808 | [7 empty] | 43303430311070 | 9 | 22663 | 60 | 40 | 30 |  | 73303430311071 | 36 | 102616 | 120 | 80 | 50 |  |  |  | 2 | Y | [12 empty] | MC6 | NS | 8536508090 | [14 empty] | Lastschakelaar Compact INS250A - 4P - zwarte hendel | Interrupteur Compact INS250 - 4P - poignée noire | [17 empty] | https://eref.se.com/be/nl/sis-tarif/product/31107 | https://eref.se.com/be/fr/sis-tarif/product/31107
Schneider Electric | Schneider Electric | 01022021 |  | Schneider Electric |  | SED | 31108 |  |  | 240.14 |  | 1 |  | 1 | COMPACT INS320 3P LASTSCHEIDER ZWART | Compact INS320A 3P poignée noire |  | INS320 3P 320 A - SWITCH DISCONNECTOR | [18 empty] | 1 | 3303430311089 | 0 |  | 4988 | 22 | 20 | 19 | 8.36 | [7 empty] | 43303430311087 | 4 | 20718 | 60 | 40 | 30 |  | 73303430311088 | 16 | 91936 | 120 | 80 | 50 |  |  |  | 2 | Y | [12 empty] | MC7 | NT | 8536508090 | [14 empty] | Lastschakelaar Compact INS320A - 3P - zwarte hendel | Interrupteur Compact INS320 - 3P - poignée noire | [17 empty] | https://eref.se.com/be/nl/sis-tarif/product/31108 | https://eref.se.com/be/fr/sis-tarif/product/31108
Schneider Electric | Schneider Electric | 01022021 |  | Schneider Electric |  | SED | 31109 |  |  | 292.19 |  | 1 |  | 1 | COMPACT INS320 4P LASTSCHEIDER ZWART | Compact INS320A 4P poignée noire |  | INS320 4P 320 A - SWITCH DISCONNECTOR | [18 empty] | 1 | 3303430311096 | 0 |  | 6000 | 22 | 19 | 19 | 7.942 | [7 empty] | 43303430311094 | 4 | 22830 | 60 | 40 | 30 |  | 73303430311095 | 12 | 75052 | 60 | 80 | 50 |  |  |  | 2 | Y | [12 empty] | MC7 | NT | 8536508090 | [14 empty] | Lastschakelaar Compact INS320A - 4P - zwarte hendel | Interrupteur compact INS320 - 4P - poignée noire | [17 empty] | https://eref.se.com/be/nl/sis-tarif/product/31109 | https://eref.se.com/be/fr/sis-tarif/product/31109
Schneider Electric | Schneider Electric | 01022021 |  | Schneider Electric |  | SED | 31110 |  |  | 323.14 |  | 1 |  | 1 | COMPACT INS400 3P LASTSCHEIDER ZWART | Compact INS400A 3P poignée noire |  | SWITCH INS400 3P. | [18 empty] | 1 | 3303430311102 | 0 |  | 5005 | 23 | 20 | 19 | 8.74 | [7 empty] | 43303430311100 | 4 | 21000 | 60 | 40 | 30 |  | 73303430311101 | 16 | 95144 | 120 | 80 | 50 |  |  |  | 2 | Y | [12 empty] | MC7 | NT | 8536508090 | [14 empty] | Lastschakelaar Compact INS400A - 3P - zwarte hendel | Interrupteur Compact INS400 - 3P - poignée noire | [17 empty] | https://eref.se.com/be/nl/sis-tarif/product/31110 | https://eref.se.com/be/fr/sis-tarif/product/31110
Schneider Electric | Schneider Electric | 01022021 |  | Schneider Electric |  | SED | 31111 |  |  | 409.93 |  | 1 |  | 1 | COMPACT INS400 4P LASTSCHEIDER ZWART | Compact INS400A 4P poignée noire |  | CIRCUIT BREAKER INS400 4P. | [18 empty] | 1 | 3303430311119 | 0 |  | 5500 | 23 | 19 | 19 | 8.303 | [7 empty] | 43303430311117 | 4 | 22992 | 60 | 40 | 30 |  | 73303430311118 | 16 | 100000 | 120 | 80 | 50 |  |  |  | 2 | Y | [12 empty] | MC7 | NT | 8536508090 | [14 empty] | Lastschakelaar Compact INS400A - 4P - zwarte hendel | Interrupteur Compact INS400 - 4P - poignée noire | [17 empty] | https://eref.se.com/be/nl/sis-tarif/product/31111 | https://eref.se.com/be/fr/sis-tarif/product/31111
Schneider Electric | Schneider Electric | 01022021 |  | Schneider Electric |  | SED | 31112 |  |  | 364.83 |  | 1 |  | 1 | COMPACT INS500 3P LASTSCHEIDER ZWART | Compact INS500A 3P poignée noire |  | INS500 3P 500 A - SWITCH DISCONNECTOR | [18 empty] | 1 | 3303430311126 | 0 |  | 4993 | 22 | 20 | 19 | 8.36 | [7 empty] | 43303430311124 | 4 | 20738 | 60 | 40 | 30 | [10 empty] | 7 | N | [12 empty] | MC7 | NT | 8536508090 | [14 empty] | Lastschakelaar Compact INS500A - 3P - zwarte hendel | Interrupteur Compact INS500 - 3P - poignée noire | [17 empty] | https://eref.se.com/be/nl/sis-tarif/product/31112 | https://eref.se.com/be/fr/sis-tarif/product/31112
Schneider Electric | Schneider Electric | 01022021 |  | Schneider Electric |  | SED | 31113 |  |  | 437.48 |  | 1 |  | 1 | COMPACT INS500 4P LASTSCHEIDER ZWART | Compact INS500A 4P poignée noire |  | INS500 4P 500 A - SWITCH DISCONNECTOR | [18 empty] | 1 | 3303430311133 | 0 |  | 5518 | 23 | 19 | 19 | 8.303 | [7 empty] | 43303430311131 | 4 | 22838 | 60 | 40 | 30 |  | 73303430311132 | 16 | 100352 | 120 | 80 | 80 |  |  |  | 6 | N | [12 empty] | MC7 | NT | 8536508090 | [14 empty] | Lastschakelaar Compact INS500A - 4P - zwarte hendel | Interrupteur Compact INS500 - 4P - poignée noire | [17 empty] | https://eref.se.com/be/nl/sis-tarif/product/31113 | https://eref.se.com/be/fr/sis-tarif/product/31113
Schneider Electric | Schneider Electric | 01022021 |  | Schneider Electric |  | SED | 31114 |  |  | 407.91 |  | 1 |  | 1 | COMPACT INS630 3P LASTSCHEIDER ZWART | Compact INS630A 3P poignée noire |  | NON-AUTOMATIC MOLDED CASE SWITCH 690V | [18 empty] | 1 | 3303430311140 | 0 |  | 5159 | 23 | 19 | 19 | 8.303 | [7 empty] | 43303430311148 | 4 | 20734 | 60 | 40 | 30 |  |  | 16 | 91984 | 120 | 80 | 50 |  |  |  | 2 | Y | [12 empty] | MC7 | NT | 8536508090 | [14 empty] | Lastschakelaar Compact INS630A - 3P - zwarte hendel | Interrupteur Compact INS630 - 3P - poignée noire | [17 empty] | https://eref.se.com/be/nl/sis-tarif/product/31114 | https://eref.se.com/be/fr/sis-tarif/product/31114
Schneider Electric | Schneider Electric | 01022021 |  | Schneider Electric |  | SED | 31115 |  |  | 516.83 |  | 1 |  | 1 | COMPACT INS630 4P LASTSCHEIDER ZWART | Compact INS630A 4P poignée noire |  | INS630 4P 630 A - SWITCH DISCONNECTOR | [18 empty] | 1 | 3303430311157 | 0 |  | 5514 | 23 | 20 | 19 | 8.74 | [7 empty] | 43303430311155 | 4 | 23096 | 60 | 40 | 30 |  | 73303430311156 | 16 | 103576 | 120 | 80 | 50 |  |  |  | 2 | Y | [12 empty] | MC7 | NT | 8536508090 | [14 empty] | Lastschakelaar Compact INS630A - 4P - zwarte hendel | Interrupteur Compact INS630 - 4P - poignée noire | [17 empty] | https://eref.se.com/be/nl/sis-tarif/product/31115 | https://eref.se.com/be/fr/sis-tarif/product/31115
Schneider Electric | Schneider Electric | 01022021 |  | Schneider Electric |  | SED | 31120 |  |  | 155.26 |  | 1 |  | 1 | COMPACT INS250-100A 3P ROOD/GEEL | Compact INS250-100A 3P poignée rouge |  | INS250 3P 100 A R/Y - SWITCH DISCONNECTO | [18 empty] | 1 | 3303430311201 | 0 |  | 2131 | 17 | 16 | 14 | 3.808 | [23 empty] | 6 | N | [12 empty] | MC6 | NS | 8536508090 | [14 empty] | Lastschakelaar Compact INS250 - 100A - 3P - rode hendel | Interrupteur Compact INS250 - 100A - 3P - poignée rouge | [17 empty] | https://eref.se.com/be/nl/sis-tarif/product/31120 | https://eref.se.com/be/fr/sis-tarif/product/31120
Schneider Electric | Schneider Electric | 01022021 |  | Schneider Electric |  | SED | 31121 |  |  | 167.35 |  | 1 |  | 1 | COMPACT INS250-100A 4P ROOD/GEEL | Compact INS250-100A 4P poignée rouge |  | INS250 4P 100 A R/Y - SWITCH DISCONNECTO | [18 empty] | 1 | 3303430311218 | 0 |  | 2435 | 16 | 14 | 17 | 3.808 | [7 empty] | 43303430311216 | 9 | 22519 | 60 | 40 | 30 | [10 empty] | 6 | N | [12 empty] | MC6 | NS | 8536508090 | [14 empty] | Lastschakelaar Compact INS250 - 100A - 4P - rode hendel | Interrupteur compact INS250 - 100A - 4P - poignée rouge | [17 empty] | https://eref.se.com/be/nl/sis-tarif/product/31121 | https://eref.se.com/be/fr/sis-tarif/product/31121
Schneider Electric | Schneider Electric | 01022021 |  | Schneider Electric |  | SED | 31122 |  |  | 222.37 |  | 1 |  | 1 | COMPACT INS250-200A 3P ROOD/GEEL | Compact INS250-200A 3P poignée rouge |  | INS250 3P 200 A R/Y - SWITCH DISCONNECTO | [18 empty] | 1 | 3303430311225 | 0 |  | 2221 | 17 | 17 | 14 | 4.046 | [23 empty] | 6 | N | [12 empty] | MC6 | NS | 8536508090 | [14 empty] | Lastschakelaar Compact INS250 - 200A - 3P - rode hendel | Interrupteur Compact INS250 - 200A - 3P - poignée rouge | [17 empty] | https://eref.se.com/be/nl/sis-tarif/product/31122 | https://eref.se.com/be/fr/sis-tarif/product/31122
Schneider Electric | Schneider Electric | 01022021 |  | Schneider Electric |  | SED | 31123 |  |  | 239.88 |  | 1 |  | 1 | COMPACT INS250-200A 4P ROOD/GEEL | Compact INS250-200A 4P poignée rouge |  | INS250 4P 200 A R/Y - SWITCH DISCONNECTO | [18 empty] | 1 | 3303430311232 | 0 |  | 2463 | 17 | 16 | 14 | 3.808 | [23 empty] | 6 | N | [12 empty] | MC6 | NS | 8536508090 | [14 empty] | Lastschakelaar Compact INS250 - 200A - 4P - rode hendel | Interrupteur Compact INS250 - 200A - 4P - poignée rouge | [17 empty] | https://eref.se.com/be/nl/sis-tarif/product/31123 | https://eref.se.com/be/fr/sis-tarif/product/31123
Schneider Electric | Schneider Electric | 01022021 |  | Schneider Electric |  | SED | 31124 |  |  | 173.46 |  | 1 |  | 1 | COMPACT INS250-160A 3P ROOD/GEEL | Compact INS250-160A 3P poignée rouge |  | INS250 3P 160 A R/Y - SWITCH DISCONNECTO | [18 empty] | 1 | 3303430311249 | 0 |  | 2241 | 17 | 16 | 14 | 3.808 | [23 empty] | 6 | N | [12 empty] | MC6 | NS | 8536508090 | [14 empty] | Lastschakelaar compact INS250 - 160A - 3P - rode hendel | Interrupteur Compact INS250 - 160A - 3P - poignée rouge | [17 empty] | https://eref.se.com/be/nl/sis-tarif/product/31124 | https://eref.se.com/be/fr/sis-tarif/product/31124
Schneider Electric | Schneider Electric | 01022021 |  | Schneider Electric |  | SED | 31125 |  |  | 187.19 |  | 1 |  | 1 | COMPACT INS250-160A 4P ROOD/GEEL | Compact INS250-160A 4P poignée rouge |  | INS250 4P 160 A R/Y - SWITCH DISCONNECTO | [18 empty] | 1 | 3303430311256 | 0 |  | 2495 | 17 | 16 | 14 | 3.808 | [23 empty] | 6 | N | [12 empty] | MC6 | NS | 8536508090 | [14 empty] | Lastschakelaar Compact INS250 - 160A - 4P - rode hendel | Interrupteur compact INS250 - 160A - 4P - poignée rouge | [17 empty] | https://eref.se.com/be/nl/sis-tarif/product/31125 | https://eref.se.com/be/fr/sis-tarif/product/31125
Schneider Electric | Schneider Electric | 01022021 |  | Schneider Electric |  | SED | 31126 |  |  | 227.79 |  | 1 |  | 1 | COMPACT INS250 3P LASTSCH ROOD/GEEL | Compact INS250A 3P poignée rouge |  | INS250 3P 250 A R/Y - SWITCH DISCONNECTO | [18 empty] | 1 | 3303430311263 | 0 |  | 2225 | 17 | 16 | 14 | 3.808 | [7 empty] | 43303430311261 | 9 | 20675 | 60 | 40 | 30 | [10 empty] | 2 | Y | [12 empty] | MC6 | NS | 8536508090 | [14 empty] | Lastschakelaar Compact INS250A - 3P - rode hendel | Interrupteur Compact INS250 - 3P - poignée rouge | [17 empty] | https://eref.se.com/be/nl/sis-tarif/product/31126 | https://eref.se.com/be/fr/sis-tarif/product/31126
Schneider Electric | Schneider Electric | 01022021 |  | Schneider Electric |  | SED | 31127 |  |  | 239.88 |  | 1 |  | 1 | COMPACT INS250 4P LASTSCH ROOD/GEEL | Compact INS250A 4P poignée rouge |  | INS250 4P 250 A R/Y - SWITCH DISCONNECTO | [18 empty] | 1 | 3303430311270 | 0 |  | 2412 | 17 | 16 | 14 | 3.808 | [7 empty] | 43303430311278 | 9 | 22474 | 60 | 40 | 30 | [10 empty] | 5 | N | [12 empty] | MC6 | NS | 8536508090 | [14 empty] | Lastschakelaar Compact INS250A - 4P - rode hendel | Interrupteur Compact INS250 - 4P - poignée rouge | [17 empty] | https://eref.se.com/be/nl/sis-tarif/product/31127 | https://eref.se.com/be/fr/sis-tarif/product/31127
Schneider Electric | Schneider Electric | 01022021 |  | Schneider Electric |  | SED | 31128 |  |  | 240.14 |  | 1 |  | 1 | COMPACT INS320 3P LASTSCH ROOD/GEEL | Compact INS320A 3P poignée rouge |  | INS320 3P 320 A R/Y - SWITCH DISCONNECTO | [18 empty] | 1 | 3303430311287 | 0 |  | 4995 | 23 | 20 | 19 | 8.74 | [23 empty] | 9 | N | [12 empty] | MC7 | NT | 8536508090 | [14 empty] | Lastschakelaar Compact INS320A - 3P - rode hendel | Interrupteur Compact INS320 - 3P - poignée rouge | [17 empty] | https://eref.se.com/be/nl/sis-tarif/product/31128 | https://eref.se.com/be/fr/sis-tarif/product/31128
Schneider Electric | Schneider Electric | 01022021 |  | Schneider Electric |  | SED | 31129 |  |  | 292.19 |  | 1 |  | 1 | COMPACT INS320 4P LASTSCH ROOD/GEEL | Compact INS320A 4P poignée rouge |  | INS320 4P 320 A R/Y - SWITCH DISCONNECTO | [18 empty] | 1 | 3303430311294 | 0 |  | 5613 | 23 | 19 | 19 | 8.303 | [23 empty] | 6 | N | [12 empty] | MC7 | NT | 8536508090 | [14 empty] | Lastschakelaar Compact INS320A - 4P - rode hendel | Interrupteur Compact INS320 - 4P - poignée rouge | [17 empty] | https://eref.se.com/be/nl/sis-tarif/product/31129 | https://eref.se.com/be/fr/sis-tarif/product/31129
Schneider Electric | Schneider Electric | 01022021 |  | Schneider Electric |  | SED | 31130 |  |  | 323.14 |  | 1 |  | 1 | COMPACT INS400 3P LASTSCH ROOD/GEEL | Compact INS400A 3P poignée rouge |  | INS400 3P 400 A R/Y - SWITCH DISCONNECTO | [18 empty] | 1 | 3303430311300 | 0 |  | 4976 | 23 | 19 | 19 | 8.303 | [7 empty] | 43303430311308 | 4 | 20552 | 60 | 40 | 30 | [10 empty] | 2 | Y | [12 empty] | MC7 | NT | 8536508090 | [14 empty] | Lastschakelaar Compact INS400A - 3P - rode hendel | Interrupteur Compact INS400 - 3P - poignée rouge | [17 empty] | https://eref.se.com/be/nl/sis-tarif/product/31130 | https://eref.se.com/be/fr/sis-tarif/product/31130
Schneider Electric | Schneider Electric | 01022021 |  | Schneider Electric |  | SED | 31131 |  |  | 409.93 |  | 1 |  | 1 | COMPACT INS400 4P LASTSCH ROOD/GEEL | Compact INS400A 4P poignée rouge |  | INS400 4P 400 A R/Y - SWITCH DISCONNECTO | [18 empty] | 1 | 3303430311317 | 0 |  | 5498 | 23 | 20 | 19 | 8.74 | [7 empty] | 43303430311315 | 4 | 22758 | 60 | 40 | 30 | [10 empty] | 5 | N | [12 empty] | MC7 | NT | 8536508090 | [14 empty] | Lastschakelaar Compact INS400A - 4P - rode hendel | Interrupteur Compact INS400 - 4P - poignée rouge | [17 empty] | https://eref.se.com/be/nl/sis-tarif/product/31131 | https://eref.se.com/be/fr/sis-tarif/product/31131
Schneider Electric | Schneider Electric | 01022021 |  | Schneider Electric |  | SED | 31132 |  |  | 364.83 |  | 1 |  | 1 | COMPACT INS500 3P LASTSCH ROOD/GEEL | Compact INS500A 3P poignée rouge |  | INS500 3P 500 A R/Y - SWITCH DISCONNECTO | [18 empty] | 1 | 3303430311324 | 0 |  | 5072 | 23 | 19 | 19 | 8.303 | [23 empty] | 6 | N | [12 empty] | MC7 | NT | 8536508090 | [14 empty] | Lastschakelaar Compact INS500A - 3P - rode hendel | Interrupteur Compact INS500 - 3P - poignée rouge | [17 empty] | https://eref.se.com/be/nl/sis-tarif/product/31132 | https://eref.se.com/be/fr/sis-tarif/product/31132
Schneider Electric | Schneider Electric | 01022021 |  | Schneider Electric |  | SED | 31133 |  |  | 437.48 |  | 1 |  | 1 | COMPACT INS500 4P LASTSCH ROOD/GEEL | Compact INS500A 4P poignée rouge |  | INS500 4P 500 A R/Y - SWITCH DISCONNECTO | [18 empty] | 1 | 3303430311331 | 0 |  | 5619 | 23 | 19 | 19 | 8.303 | [23 empty] | 6 | N | [12 empty] | MC7 | NT | 8536508090 | [14 empty] | Lastschakelaar Compact INS500A - 4P - rode hendel | Interrupteur Compact INS500 - 4P - poignée rouge | [17 empty] | https://eref.se.com/be/nl/sis-tarif/product/31133 | https://eref.se.com/be/fr/sis-tarif/product/31133
Schneider Electric | Schneider Electric | 01022021 |  | Schneider Electric |  | SED | 31134 |  |  | 407.91 |  | 1 |  | 1 | COMPACT INS630 3P LASTSCH ROOD/GEEL | Compact INS630A 3P poignée rouge |  | INS630 3P 630 A R/Y - SWITCH DISCONNECTO | [18 empty] | 1 | 3303430311348 | 0 |  | 4981 | 23 | 20 | 19 | 8.74 | [7 empty] | 43303430311346 | 4 | 20766 | 60 | 40 | 30 | [10 empty] | 9 | N | [12 empty] | MC7 | NT | 8536508090 | [14 empty] | Lastschakelaar Compact INS630A - 3P - rode hendel | Interrupteur Compact INS630 - 3P - poignée rouge | [17 empty] | https://eref.se.com/be/nl/sis-tarif/product/31134 | https://eref.se.com/be/fr/sis-tarif/product/31134
Schneider Electric | Schneider Electric | 01022021 |  | Schneider Electric |  | SED | 31135 |  |  | 516.83 |  | 1 |  | 1 | COMPACT INS630 4P LASTSCH ROOD/GEEL | Compact INS630A 3P poignée rouge |  | INS630 4P 630 A R/Y - SWITCH DISCONNECTO | [18 empty] | 1 | 3303430311355 | 0 |  | 5625 | 23 | 19 | 19 | 8.303 | [23 empty] | 6 | N | [12 empty] | MC7 | NT | 8536508090 | [14 empty] | Lastschakelaar Compact INS630A - 4P - rode hendel | Interrupteur Compact INS630 - 4P - poignée rouge | [17 empty] | https://eref.se.com/be/nl/sis-tarif/product/31135 | https://eref.se.com/be/fr/sis-tarif/product/31135
Schneider Electric | Schneider Electric | 01022021 |  | Schneider Electric |  | SED | 31140 |  |  | 481.63 |  | 1 |  | 1 | COMPACT INS250-100A 3P OMSCHAK 1-0-2 | Inverseur monobloc Compact INS250 100A 3 |  | MANUAL SOURCECHANGEOVER INS250 3P 100 A | [18 empty] | 1 | 3303430311409 | 0 |  | 6392 | 40 | 18 | 15 | 10.8 | [7 empty] | 43303430311407 | 2 | 13550 | 60 | 40 | 30 | [10 empty] | 9 | N | [12 empty] | MC6 | NS | 8536508090 | [14 empty] | Lastschakelaar Compact INS250 - 100A - 3P - normaal/nood manueel | Interrupteur Compact INS250 - 100A - 3P - normal/secours manuel | [17 empty] | https://eref.se.com/be/nl/sis-tarif/product/31140 | https://eref.se.com/be/fr/sis-tarif/product/31140
Schneider Electric | Schneider Electric | 01022021 |  | Schneider Electric |  | SED | 31141 |  |  | 483.98 |  | 1 |  | 1 | COMPACT INS250-100A 4P OMSCHAK 1-0-2 | Inverseur monobloc Compact INS250 100A 4 |  | MANUAL SOURCECHANGEOVER INS250 4P 100 A | [18 empty] | 1 | 3303430311416 | 0 |  | 7000 | 40 | 15 | 17 | 10.2 | [7 empty] | 43303430311414 | 2 | 14250 | 60 | 40 | 30 | [10 empty] | 7 | N | [12 empty] | MC6 | NS | 8536508090 | [14 empty] | Lastschakelaar Compact INS250 - 100A - 4P - normaal/nood manueel | Interrupteur Compact INS250 - 100A - 4P - normal/secours manuel | [17 empty] | https://eref.se.com/be/nl/sis-tarif/product/31141 | https://eref.se.com/be/fr/sis-tarif/product/31141
Schneider Electric | Schneider Electric | 01022021 |  | Schneider Electric |  | SED | 31142 |  |  | 504.96 |  | 1 |  | 1 | COMPACT INS250-200A 3P OMSCHAK 1-0-2 | Inverseur monobloc Compact INS250 200A 3 |  | MANUAL SOURCECHANGEOVER INS250 3P 200 A | [18 empty] | 1 | 3303430311423 | 0 |  | 6762 | 41 | 18 | 15 | 11.07 | [7 empty] | 43303430311421 | 2 | 13536 | 60 | 40 | 30 | [10 empty] | 9 | N | [12 empty] | MC6 | NS | 8536508090 | [14 empty] | Lastschakelaar Compact INS250 - 200A - 3P - normaal/nood manueel | Interrupteur Compact INS250 - 200A - 3P - normal/secours manuel | [17 empty] | https://eref.se.com/be/nl/sis-tarif/product/31142 | https://eref.se.com/be/fr/sis-tarif/product/31142
Schneider Electric | Schneider Electric | 01022021 |  | Schneider Electric |  | SED | 31144 |  |  | 499.59 |  | 1 |  | 1 | COMPACT INS250-160A 3P OMSCHAK 1-0-2 | Inverseur monobloc Compact INS250 160A 3 |  | MANUAL SOURCECHANGEOVER INS250 3P 160 A | [18 empty] | 1 | 3303430311447 | 0 |  | 6391 | 40 | 18 | 16 | 11.52 | [7 empty] | 43303430311445 | 2 | 13893 | 60 | 40 | 30 | [10 empty] | 9 | N | [12 empty] | MC6 | NS | 8536508090 | [14 empty] | Lastschakelaar Compact INS250 - 160A - 3P - normaal/nood manueel | Interrupteur Compact INS250 - 160A - 3P - normal/secours manuel | [17 empty] | https://eref.se.com/be/nl/sis-tarif/product/31144 | https://eref.se.com/be/fr/sis-tarif/product/31144
Schneider Electric | Schneider Electric | 01022021 |  | Schneider Electric |  | SED | 31145 |  |  | 527.78 |  | 1 |  | 1 | COMPACT INS250-160A 4P OMSCHAK 1-0-2 | Inverseur monobloc Compact INS250 160A 4 |  | MANUAL SOURCECHANGEOVER INS250 4P 160 A | [18 empty] | 1 | 3303430311454 | 0 |  | 6754 | 40 | 18 | 15 | 10.8 | [7 empty] | 43303430311452 | 2 | 14274 | 60 | 40 | 30 | [10 empty] | 7 | N | [12 empty] | MC6 | NS | 8536508090 | [14 empty] | Lastschakelaar Compact INS250 - 160A - 4P - normaal/nood manueel | Interrupteur compact INS250 - 160A - 4P - normal/secours manuel | [17 empty] | https://eref.se.com/be/nl/sis-tarif/product/31145 | https://eref.se.com/be/fr/sis-tarif/product/31145
Schneider Electric | Schneider Electric | 01022021 |  | Schneider Electric |  | SED | 31146 |  |  | 520.78 |  | 1 |  | 1 | COMPACT INS250 3P OMSCHAK 1-0-2 | Inverseur monobloc Compact INS250 3P |  | MANUAL SOURCECHANGEOVER INS250 3P 250 A | [18 empty] | 1 | 3303430311461 | 0 |  | 6390 | 41 | 18 | 15 | 11.07 | [7 empty] | 43303430311469 | 2 | 13546 | 60 | 40 | 30 | [10 empty] | 9 | N | [12 empty] | MC6 | NS | 8536508090 | [14 empty] | Lastschakelaar Compact INS250 - 3P - normaal/nood manueel | Interrupteur Compact INS250 - 3P - normal/secours manuel | [17 empty] | https://eref.se.com/be/nl/sis-tarif/product/31146 | https://eref.se.com/be/fr/sis-tarif/product/31146
Schneider Electric | Schneider Electric | 01022021 |  | Schneider Electric |  | SED | 31147 |  |  | 593.12 |  | 1 |  | 1 | COMPACT INS250 4P OMSCHAK 1-0-2 | Inverseur monobloc Compact INS250 4P |  | MANUAL SOURCECHANGEOVER INS250 4P 250 A | [18 empty] | 1 | 3303430311478 | 0 |  | 6750 | 41 | 18 | 15 | 11.07 | [7 empty] | 43303430311476 | 2 | 14266 | 60 | 40 | 30 | [10 empty] | 2 | Y | [12 empty] | MC6 | NS | 8536508090 | [14 empty] | Lastschakelaar Compact INS250 - 4P - normaal/nood manueel | Interrupteur Compact INS250 - 4P - normal/secours manuel | [17 empty] | https://eref.se.com/be/nl/sis-tarif/product/31147 | https://eref.se.com/be/fr/sis-tarif/product/31147
Schneider Electric | Schneider Electric | 01022021 |  | Schneider Electric |  | SED | 31148 |  |  | 790.72 |  | 1 |  | 1 | COMPACT INS320 3P OMSCHAK 1-0-2 | Inverseur monobloc Compact INS320 3P |  | MANUAL SOURCECHANGEOVER INS320 3P 320 A | [18 empty] | 1 | 3303430311485 | 0 |  | 13816 | 50 | 23 | 23 | 26.45 | [23 empty] | 9 | N | [12 empty] | MC7 | NT | 8536508090 | [14 empty] | Lastschakelaar Compact INS320 - 3P - normaal/nood manueel | Interrupteur Compact INS320 - 3P - normal/secours manuel | [17 empty] | https://eref.se.com/be/nl/sis-tarif/product/31148 | https://eref.se.com/be/fr/sis-tarif/product/31148
Schneider Electric | Schneider Electric | 01022021 |  | Schneider Electric |  | SED | 31149 |  |  | 890.64 |  | 1 |  | 1 | COMPACT INS320 4P OMSCHAK 1-0-2 | Inverseur monobloc Compact INS320 3P |  | MANUAL SOURCECHANGEOVER INS320 4P 320 A | [18 empty] | 1 | 3303430311492 | 0 |  | 14778 | 23 | 50 | 23 | 26.45 | [23 empty] | 9 | N | [12 empty] | MC6 | NS | 8536508090 | [14 empty] | Lastschakelaar Compact INS320 - 4P - normaal/nood manueel | Interrupteur Compact INS320 - 4P - normal/secours manuel | [17 empty] | https://eref.se.com/be/nl/sis-tarif/product/31149 | https://eref.se.com/be/fr/sis-tarif/product/31149
Schneider Electric | Schneider Electric | 01022021 |  | Schneider Electric |  | SED | 31150 |  |  | 726.21 |  | 1 |  | 1 | COMPACT INS400 3P OMSCHAK 1-0-2 | Inverseur monobloc Compact INS400 3P |  | MANUAL SOURCECHANGEOVER INS400 3P 400 A | [18 empty] | 1 | 3303430311508 | 0 |  | 13458 | 50 | 24 | 21 | 25.2 | [7 empty] | 3303430311508 | 1 | 14224 | 60 | 40 | 30 | [10 empty] | 9 | N | [12 empty] | MC7 | NT | 8536508090 | [14 empty] | Lastschakelaar Compact INS400 - 3P - normaal/nood manueel | Interrupteur Compact INS400 - 3P - normal/secours manuel | [17 empty] | https://eref.se.com/be/nl/sis-tarif/product/31150 | https://eref.se.com/be/fr/sis-tarif/product/31150
Schneider Electric | Schneider Electric | 01022021 |  | Schneider Electric |  | SED | 31151 |  |  | 818.89 |  | 1 |  | 1 | COMPACT INS400 4P OMSCHAK 1-0-2 | Inverseur monobloc Compact INS400 4P |  | MANUAL SOURCECHANGEOVER INS400 4P 400 A | [18 empty] | 1 | 3303430311515 | 0 |  | 15000 | 50 | 23 | 20 | 23 | [7 empty] | 3303430311515 | 1 | 15766 | 60 | 40 | 30 | [10 empty] | 9 | N | [12 empty] | MC7 | NT | 8536508090 | [14 empty] | Lastschakelaar Compact INS400 - 4P - normaal/nood manueel | Interrupteur Compact INS400 - 4P - normal/secours manuel | [17 empty] | https://eref.se.com/be/nl/sis-tarif/product/31151 | https://eref.se.com/be/fr/sis-tarif/product/31151
Schneider Electric | Schneider Electric | 01022021 |  | Schneider Electric |  | SED | 31152 |  |  | 952.21 |  | 1 |  | 1 | COMPACT INS500 3P OMSCHAK 1-0-2 | Inverseur monobloc Compact INS500 3P |  | MANUAL SOURCECHANGEOVER INS500 3P 500 A | [18 empty] | 1 | 3303430311522 | 0 |  | 13888 | 50 | 23 | 23 | 26.45 | [23 empty] | 9 | N | [12 empty] | MC7 | NT | 8536508090 | [14 empty] | Lastschakelaar Compact INS500 - 3P - normaal/nood manueel | Interrupteur Compact INS500 - 3P - normal/secours manuel | [17 empty] | https://eref.se.com/be/nl/sis-tarif/product/31152 | https://eref.se.com/be/fr/sis-tarif/product/31152
Schneider Electric | Schneider Electric | 01022021 |  | Schneider Electric |  | SED | 31153 |  |  | 1064.19 |  | 1 |  | 1 | COMPACT INS500 4P OMSCHAK 1-0-2 | Inverseur monobloc Compact INS500 4P |  | MANUAL SOURCECHANGEOVER INS500 4P 500 A | [18 empty] | 1 | 3303430311539 | 0 |  | 14930 | 23 | 50 | 23 | 26.45 | [23 empty] | 9 | N | [12 empty] | MC7 | NT | 8536508090 | [14 empty] | Lastschakelaar Compact INS500 - 4P - normaal/nood manueel | Interrupteur Compact INS500 - 4P - normal/secours manuel | [17 empty] | https://eref.se.com/be/nl/sis-tarif/product/31153 | https://eref.se.com/be/fr/sis-tarif/product/31153
Schneider Electric | Schneider Electric | 01022021 |  | Schneider Electric |  | SED | 31154 |  |  | 1039.13 |  | 1 |  | 1 | COMPACT INS630 3P OMSCHAK 1-0-2 | Inverseur monobloc Compact INS630 3P |  | MANUAL SOURCECHANGEOVER INS630 3P 630 A | [18 empty] | 1 | 3303430311546 | 0 |  | 13494 | 50 | 23 | 20 | 23 | [7 empty] | 3303430311546 | 1 | 15766 | 60 | 40 | 30 | [10 empty] | 9 | N | [12 empty] | MC7 | NT | 8536508090 | [14 empty] | Lastschakelaar Compact INS630 - 3P - normaal/nood manueel | Interrupteur Compact INS630 - 3P - normal/secours manuel | [17 empty] | https://eref.se.com/be/nl/sis-tarif/product/31154 | https://eref.se.com/be/fr/sis-tarif/product/31154
Schneider Electric | Schneider Electric | 01022021 |  | Schneider Electric |  | SED | 31155 |  |  | 1170.42 |  | 1 |  | 1 | COMPACT INS630 4P OMSCHAK 1-0-2 | Inverseur monobloc Compact INS630 4P |  | MANUAL SOURCECHANGEOVER INS630 4P 630 A | [18 empty] | 1 | 3303430311553 | 0 |  | 14596 | 49 | 22 | 21 | 22.638 | [7 empty] | 3303430311553 | 1 | 15710 | 60 | 40 | 30 | [10 empty] | 9 | N | [12 empty] | MC7 | NT | 8536508090 | [14 empty] | Lastschakelaar Compact INS630 - 4P - normaal/nood manueel | Interrupteur Compact INS630 - 4P - normal/secours manuel | [17 empty] | https://eref.se.com/be/nl/sis-tarif/product/31155 | https://eref.se.com/be/fr/sis-tarif/product/31155
Schneider Electric | Schneider Electric | 01022021 |  | Schneider Electric |  | SED | 31160 |  |  | 169.74 |  | 1 |  | 1 | COMPACT INV100 3P LASTSCHEIDER ZWART | Compact INV100 3P poinée noire |  | INV100 3P 100 A - VISIBLE BREAK SWITCHDI | [18 empty] | 1 | 3303430311607 | 0 |  | 2225 | 17 | 16 | 14 | 3.808 | [7 empty] | 43303430311605 | 9 | 20890 | 60 | 40 | 30 | [10 empty] | 6 | N | [12 empty] | MC6 | NS | 8536508090 | [14 empty] | Lastschakelaar Compact INV100A - 3P - zwarte hendel | Interrupteur Compact INV100 - 3P - poignée noire | [17 empty] | https://eref.se.com/be/nl/sis-tarif/product/31160 | https://eref.se.com/be/fr/sis-tarif/product/31160
Schneider Electric | Schneider Electric | 01022021 |  | Schneider Electric |  | SED | 31161 |  |  | 183.99 |  | 1 |  | 1 | COMPACT INV100 4P LASTSCHEIDER ZWART | Compact INV100 4P poinée noire |  | INV100 4P 100 A - VISIBLE BREAK SWITCHDI | [18 empty] | 1 | 3303430311614 | 0 |  | 2418 | 17 | 16 | 14 | 3.808 | [7 empty] | 43303430311612 | 9 | 22528 | 60 | 40 | 30 | [10 empty] | 7 | N | [12 empty] | MC6 | NS | 8536508090 | [14 empty] | Lastschakelaar Compact INV100A - 4P - zwarte hendel | Interrupteur Compact INV100 - 4P - poignée noire | [17 empty] | https://eref.se.com/be/nl/sis-tarif/product/31161 | https://eref.se.com/be/fr/sis-tarif/product/31161
Schneider Electric | Schneider Electric | 01022021 |  | Schneider Electric |  | SED | 31162 |  |  | 215.99 |  | 1 |  | 1 | COMPACT INV200 3P LASTSCHEIDER ZWART | Compact INV200 3P poinée noire |  | INV200 3P 200 A - VISIBLE BREAK SWITCHDI | [18 empty] | 1 | 3303430311621 | 0 |  | 2216 | 17 | 17 | 14 | 4.046 | [7 empty] | 43303430311629 | 9 | 21043 | 60 | 40 | 30 | [10 empty] | 6 | N | [12 empty] | MC6 | NS | 8536508090 | [14 empty] | Lastschakelaar Compact INV200A - 3P - zwarte hendel | Interrupteur Compact INV200 - 3P - poignée noire | [17 empty] | https://eref.se.com/be/nl/sis-tarif/product/31162 | https://eref.se.com/be/fr/sis-tarif/product/31162
Schneider Electric | Schneider Electric | 01022021 |  | Schneider Electric |  | SED | 31163 |  |  | 229.52 |  | 1 |  | 1 | COMPACT INV200 4P LASTSCHEIDER ZWART | Compact INV200 4P poinée noire |  | INV200 4P 200 A - VISIBLE BREAK SWITCHDI | [18 empty] | 1 | 3303430311638 | 0 |  | 2411 | 17 | 16 | 14 | 3.808 | [7 empty] | 43303430311636 | 9 | 22591 | 60 | 40 | 30 | [10 empty] | 6 | N | [12 empty] | MC6 | NS | 8536508090 | [14 empty] | Lastschakelaar Compact INV200A - 4P - zwarte hendel | Interrupteur Compact INV200 - 4P - poignée noire | [17 empty] | https://eref.se.com/be/nl/sis-tarif/product/31163 | https://eref.se.com/be/fr/sis-tarif/product/31163
Schneider Electric | Schneider Electric | 01022021 |  | Schneider Electric |  | SED | 31164 |  |  | 190.94 |  | 1 |  | 1 | COMPACT INV160 3P LASTSCHEIDER ZWART | Compact INV160 3P poinée noire |  | INV160 3P 160 A - VISIBLE BREAK SWITCHDI | [18 empty] | 1 | 3303430311645 | 0 |  | 2224 | 17 | 17 | 14 | 4.046 | [7 empty] | 43303430311643 | 9 | 20890 | 60 | 40 | 30 | [10 empty] | 7 | N | [12 empty] | MC6 | NS | 8536508090 | [14 empty] | Lastschakelaar Compact INV160A - 3P - zwarte hendel | Interrupteur Compact INV160 - 3P - poignée noire | [17 empty] | https://eref.se.com/be/nl/sis-tarif/product/31164 | https://eref.se.com/be/fr/sis-tarif/product/31164
Schneider Electric | Schneider Electric | 01022021 |  | Schneider Electric |  | SED | 31165 |  |  | 204.27 |  | 1 |  | 1 | COMPACT INV160 4P LASTSCHEIDER ZWART | Compact INV160 3P poinée noire |  | INV160 4P 160 A - VISIBLE BREAK SWITCHDI | [18 empty] | 1 | 3303430311652 | 0 |  | 2418 | 17 | 16 | 14 | 3.808 | [7 empty] | 43303430311650 | 9 | 22740 | 60 | 40 | 30 | [10 empty] | 2 | Y | [12 empty] | MC6 | NS | 8536508090 | [14 empty] | Lastschakelaar Compact INV160A - 4P - zwarte hendel | Interrupteur Compact INV160 - 4P - poignée noire | [17 empty] | https://eref.se.com/be/nl/sis-tarif/product/31165 | https://eref.se.com/be/fr/sis-tarif/product/31165
Schneider Electric | Schneider Electric | 01022021 |  | Schneider Electric |  | SED | 31166 |  |  | 242.82 |  | 1 |  | 1 | COMPACT INV250 3P LASTSCHEIDER ZWART | Compact INV250 3P poinée noire |  | INV250 3P 250 A - VISIBLE BREAK SWITCHDI | [18 empty] | 1 | 3303430311669 | 0 |  | 2230 | 17 | 14 | 17 | 4.046 | [7 empty] | 43303430311667 | 9 | 20953 | 60 | 40 | 30 | [10 empty] | 2 | Y | [12 empty] | MC6 | NS | 8536508090 | [14 empty] | Lastschakelaar Compact INV250A - 3P - zwarte hendel | Interrupteur Compact INV250 - 3P - poignée noire | [17 empty] | https://eref.se.com/be/nl/sis-tarif/product/31166 | https://eref.se.com/be/fr/sis-tarif/product/31166
Schneider Electric | Schneider Electric | 01022021 |  | Schneider Electric |  | SED | 31167 |  |  | 284.02 |  | 1 |  | 1 | COMPACT INV250 4P LASTSCHEIDER ZWART | Compact INV250 4P poinée noire |  | INV250 4P 250 A - VISIBLE BREAK SWITCHDI | [18 empty] | 1 | 3303430311676 | 0 |  | 2410 | 16 | 14 | 17 | 3.808 | [7 empty] | 43303430311674 | 9 | 22528 | 60 | 40 | 30 | [10 empty] | 2 | Y | [12 empty] | MC6 | NS | 8536508090 | [14 empty] | Lastschakelaar Compact INV250A - 4P - zwarte hendel | Interrupteur Compact INV250 - 4P - poignée noire | [17 empty] | https://eref.se.com/be/nl/sis-tarif/product/31167 | https://eref.se.com/be/fr/sis-tarif/product/31167
Schneider Electric | Schneider Electric | 01022021 |  | Schneider Electric |  | SED | 31168 |  |  | 249.74 |  | 1 |  | 1 | COMPACT INV320 3P LASTSCHEIDER ZWART | Compact INV320 3P poinée noire |  | INV320 3P 320 A - VISIBLE BREAK SWITCHDI | [18 empty] | 1 | 3303430311683 | 0 |  | 5096 | 22 | 20 | 19 | 8.36 | [7 empty] | 43303430311681 | 4 | 20670 | 60 | 40 | 30 | [10 empty] | 2 | Y | [12 empty] | MC7 | NT | 8536508090 | [14 empty] | Lastschakelaar Compact INV320A - 3P - zwarte hendel | Interrupteur Compact INV320 - 3P - poignée noire | [17 empty] | https://eref.se.com/be/nl/sis-tarif/product/31168 | https://eref.se.com/be/fr/sis-tarif/product/31168
Schneider Electric | Schneider Electric | 01022021 |  | Schneider Electric |  | SED | 31169 |  |  | 303.88 |  | 1 |  | 1 | COMPACT INV320 4P LASTSCHEIDER ZWART | Compact INV320 4P poinée noire |  | INV320 4P 320 A - VISIBLE BREAK SWITCHDI | [18 empty] | 1 | 3303430311690 | 0 |  | 5477 | 23 | 20 | 19 | 8.74 | [7 empty] | 43303430311698 | 4 | 22674 | 60 | 40 | 30 | [10 empty] | 9 | N | [12 empty] | MC7 | NT | 8536508090 | [14 empty] | Lastschakelaar Compact INV320A - 4P - zwarte hendel | Interrupteur Compact INV320 - 4P - poignée noire | [17 empty] | https://eref.se.com/be/nl/sis-tarif/product/31169 | https://eref.se.com/be/fr/sis-tarif/product/31169
Schneider Electric | Schneider Electric | 01022021 |  | Schneider Electric |  | SED | 31170 |  |  | 381.88 |  | 1 |  | 1 | COMPACT INV400 3P LASTSCHEIDER ZWART | Compact INV400 3P poinée noire |  | INV400 3P 400 A - VISIBLE BREAK SWITCHDI | [18 empty] | 1 | 3303430311706 | 0 |  | 4963 | 23 | 20 | 19 | 8.74 | [7 empty] | 43303430311704 | 4 | 20766 | 60 | 40 | 30 | [10 empty] | 7 | N | [12 empty] | MC7 | NT | 8536508090 | [14 empty] | Lastschakelaar Compact INV400A - 3P - zwarte hendel | Interrupteur Compact INV400 - 3P - poignée noire | [17 empty] | https://eref.se.com/be/nl/sis-tarif/product/31170 | https://eref.se.com/be/fr/sis-tarif/product/31170
Schneider Electric | Schneider Electric | 01022021 |  | Schneider Electric |  | SED | 31171 |  |  | 484.47 |  | 1 |  | 1 | COMPACT INV400 4P LASTSCHEIDER ZWART | Compact INV400 4P poinée noire |  | INV400 4P 400 A - VISIBLE BREAK SWITCHDI | [18 empty] | 1 | 3303430311713 | 0 |  | 5517 | 23 | 19 | 19 | 8.303 | [7 empty] | 43303430311711 | 4 | 23036 | 60 | 40 | 30 |  | 73303430311712 | 16 | 100272 | 120 | 80 | 50 |  |  |  | 7 | N | [12 empty] | MC7 | NT | 8536508090 | [14 empty] | Lastschakelaar Compact INV400A - 4P - zwarte hendel | Interrupteur Compact INV400 - 4P - poignée noire | [17 empty] | https://eref.se.com/be/nl/sis-tarif/product/31171 | https://eref.se.com/be/fr/sis-tarif/product/31171
Schneider Electric | Schneider Electric | 01022021 |  | Schneider Electric |  | SED | 31172 |  |  | 431.16 |  | 1 |  | 1 | COMPACT INV500 3P LASTSCHEIDER ZWART | Compact INV500 3P poinée noire |  | INV500 3P 500 A - VISIBLE BREAK SWITCHDI | [18 empty] | 1 | 3303430311720 | 0 |  | 5068 | 20 | 24 | 19 | 9.12 | [23 empty] | 6 | N | [12 empty] | MC7 | NT | 8536508090 | [14 empty] | Lastschakelaar Compact INV500A - 3P - zwarte hendel | Interrupteur Compact INV500 - 3P - poignée noire | [17 empty] | https://eref.se.com/be/nl/sis-tarif/product/31172 | https://eref.se.com/be/fr/sis-tarif/product/31172
Schneider Electric | Schneider Electric | 01022021 |  | Schneider Electric |  | SED | 31173 |  |  | 517.01 |  | 1 |  | 1 | COMPACT INV500 4P LASTSCHEIDER ZWART | Compact INV500 4P poinée noire |  | INV500 4P 500 A - VISIBLE BREAK SWITCHDI | [18 empty] | 1 | 3303430311737 | 0 |  | 5241 | 22 | 19 | 19 | 7.942 | [23 empty] | 6 | N | [12 empty] | MC7 | NT | 8536508090 | [14 empty] | Lastschakelaar Compact INV500A - 4P - zwarte hendel | Interrupteur Compact INV500 - 4P - poignée noire | [17 empty] | https://eref.se.com/be/nl/sis-tarif/product/31173 | https://eref.se.com/be/fr/sis-tarif/product/31173
Schneider Electric | Schneider Electric | 01022021 |  | Schneider Electric |  | SED | 31174 |  |  | 482.08 |  | 1 |  | 1 | COMPACT INV630 3P LASTSCHEIDER ZWART | Compact INV630 3P poinée noire |  | INV630 3P 630 A - VISIBLE BREAK SWITCHDI | [18 empty] | 1 | 3303430311744 | 0 |  | 5002 | 23 | 20 | 19 | 8.74 | [7 empty] | 43303430311742 | 4 | 20774 | 60 | 40 | 30 | [10 empty] | 2 | Y | [12 empty] | MC7 | NT | 8536508090 | [14 empty] | Lastschakelaar Compact INV630A - 3P - zwarte hendel | Interrupteur Compact INV630 - 3P - poignée noire | [17 empty] | https://eref.se.com/be/nl/sis-tarif/product/31174 | https://eref.se.com/be/fr/sis-tarif/product/31174
Schneider Electric | Schneider Electric | 01022021 |  | Schneider Electric |  | SED | 31175 |  |  | 610.79 |  | 1 |  | 1 | COMPACT INV630 4P LASTSCHEIDER ZWART | Compact INV630 4P poinée noire |  | INV630 4P 630 A - VISIBLE BREAK SWITCHDI | [18 empty] | 1 | 3303430311751 | 0 |  | 5526 | 23 | 20 | 19 | 8.74 | [7 empty] | 43303430311759 | 4 | 23068 | 60 | 40 | 30 | [10 empty] | 6 | N | [12 empty] | MC7 | NT | 8536508090 | [14 empty] | Lastschakelaar Compact INV630A - 4P - zwarte hendel | Interrupteur Compact INV630 - 4P - poignée noire | [17 empty] | https://eref.se.com/be/nl/sis-tarif/product/31175 | https://eref.se.com/be/fr/sis-tarif/product/31175
Schneider Electric | Schneider Electric | 01022021 |  | Schneider Electric |  | SED | 31180 |  |  | 169.74 |  | 1 |  | 1 | COMPACT INV100 3P LASTSCHEIDER RD/GL | Compact INV100 3P poinée rouge |  | INV100 3P 100 A R/Y - VISIBLE BREAK SWIT | [18 empty] | 1 | 3303430311805 | 0 |  | 2295 | 16 | 17 | 14 | 3.808 | [23 empty] | 6 | N | [12 empty] | MC6 | NS | 8536508090 | [14 empty] | Lastschakelaar Compact INV100A - 3P - rode hendel | Interrupteur Compact INV100 - 3P - poignée rouge | [17 empty] | https://eref.se.com/be/nl/sis-tarif/product/31180 | https://eref.se.com/be/fr/sis-tarif/product/31180
Schneider Electric | Schneider Electric | 01022021 |  | Schneider Electric |  | SED | 31181 |  |  | 188.51 |  | 1 |  | 1 | COMPACT INV100 4P LASTSCHEIDER RD/GL | Compact INV100 4P poinée rouge |  | INV100 4P 100 A R/Y - VISIBLE BREAK SWIT | [18 empty] | 1 | 3303430311812 | 0 |  | 2536 | 16 | 14 | 17 | 3.808 | [23 empty] | 6 | N | [12 empty] | MC6 | NS | 8536508090 | [14 empty] | Lastschakelaar Compact INV100A - 4P - rode hendel | Interrupteur Compact INV100 - 4P - poignée rouge | [17 empty] | https://eref.se.com/be/nl/sis-tarif/product/31181 | https://eref.se.com/be/fr/sis-tarif/product/31181
Schneider Electric | Schneider Electric | 01022021 |  | Schneider Electric |  | SED | 31182 |  |  | 215.99 |  | 1 |  | 1 | COMPACT INV200 3P LASTSCHEIDER RD/GL | INV200 3P 200 A R/J - INTERRUPTEUR SECTI |  | INV200 3P 200 A R/Y - VISIBLE BREAK SWIT | [18 empty] | 1 | 3303430311829 | 0 |  | 2287 | 17 | 16 | 14 | 3.808 | [23 empty] | 6 | N | [12 empty] | MC6 | NS | 8536508090 | [14 empty] | Lastschakelaar Compact INV200A - 3P - rode hendel | Interupteur Comrpact INV200 - 3P - poignée rouge | [17 empty] | https://eref.se.com/be/nl/sis-tarif/product/31182 | https://eref.se.com/be/fr/sis-tarif/product/31182
Schneider Electric | Schneider Electric | 01022021 |  | Schneider Electric |  | SED | 31183 |  |  | 230.38 |  | 1 |  | 1 | COMPACT INV200 4P LASTSCHEIDER RD/GL | Compact INV200 4P poinée rouge |  | INV200 4P 200 A R/Y - VISIBLE BREAK SWIT | [18 empty] | 1 | 3303430311836 | 0 |  | 2506 | 17 | 16 | 14 | 3.808 | [23 empty] | 6 | N | [12 empty] | MC6 | NS | 8536508090 | [14 empty] | Lastschakelaar Compact INV200A - 4P - rode hendel | Interrupteur Compact INV200 - 4P - poignée rouge | [17 empty] | https://eref.se.com/be/nl/sis-tarif/product/31183 | https://eref.se.com/be/fr/sis-tarif/product/31183
Schneider Electric | Schneider Electric | 01022021 |  | Schneider Electric |  | SED | 31184 |  |  | 190.94 |  | 1 |  | 1 | COMPACT INV160 3P LASTSCHEIDER RD/GL | Compact INV160 3P poinée rouge |  | INV160 3P 160 A R/Y - VISIBLE BREAK SWIT | [18 empty] | 1 | 3303430311843 | 0 |  | 2097 | 16 | 17 | 14 | 3.808 | [23 empty] | 6 | N | [12 empty] | MC6 | NS | 8536508090 | [14 empty] | Lastschakelaar Compact INV160A - 3P - rode hendel | Interrupteur Compact INV160 - 3P - poignée rouge | [17 empty] | https://eref.se.com/be/nl/sis-tarif/product/31184 | https://eref.se.com/be/fr/sis-tarif/product/31184
Schneider Electric | Schneider Electric | 01022021 |  | Schneider Electric |  | SED | 31185 |  |  | 204.27 |  | 1 |  | 1 | COMPACT INV160 4P LASTSCHEIDER RD/GL | Compact INV160 3P poinée rouge |  | INV160 4P 160 A R/Y - VISIBLE BREAK SWIT | [18 empty] | 1 | 3303430311850 | 0 |  | 2510 | 17 | 16 | 14 | 3.808 | [23 empty] | 6 | N | [12 empty] | MC6 | NS | 8536508090 | [14 empty] | Lastschakelaar Compact INV160A - 4P - rode hendel | Interrupteur Compact INV160 - 4P - poignée rouge | [17 empty] | https://eref.se.com/be/nl/sis-tarif/product/31185 | https://eref.se.com/be/fr/sis-tarif/product/31185
Schneider Electric | Schneider Electric | 01022021 |  | Schneider Electric |  | SED | 31186 |  |  | 242.82 |  | 1 |  | 1 | COMPACT INV250 3P LASTSCHEIDER RD/GL | Compact INV250 3P poinée rouge |  | INV250 3P 250 A R/Y - VISIBLE BREAK SWIT | [18 empty] | 1 | 3303430311867 | 0 |  | 2207 | 17 | 16 | 14 | 3.808 | [23 empty] | 6 | N | [12 empty] | MC6 | NS | 8536508090 | [14 empty] | Lastschakelaar Compact INV250A - 3P - rode hendel | Interrupteur Compact INV250 - 3P - poignée rouge | [17 empty] | https://eref.se.com/be/nl/sis-tarif/product/31186 | https://eref.se.com/be/fr/sis-tarif/product/31186
Schneider Electric | Schneider Electric | 01022021 |  | Schneider Electric |  | SED | 31187 |  |  | 284.02 |  | 1 |  | 1 | COMPACT INV250 4P LASTSCHEIDER RD/GL | Compact INV250 4P poinée rouge |  | INV250 4P 250 A R/Y - VISIBLE BREAK SWIT | [18 empty] | 1 | 3303430311874 | 0 |  | 2417 | 17 | 16 | 14 | 3.808 | [7 empty] | 43303430311872 | 9 | 22393 | 60 | 40 | 30 | [10 empty] | 6 | N | [12 empty] | MC6 | NS | 8536508090 | [14 empty] | Lastschakelaar Compact INV250A - 4P - rode hendel | Interrupteur Compact INV250 - 4P - poignée rouge | [17 empty] | https://eref.se.com/be/nl/sis-tarif/product/31187 | https://eref.se.com/be/fr/sis-tarif/product/31187
Schneider Electric | Schneider Electric | 01022021 |  | Schneider Electric |  | SED | 31188 |  |  | 249.74 |  | 1 |  | 1 | COMPACT INV320 3P LASTSCHEIDER RD/GL | Compact INV320 3P poinée rouge |  | INV320 3P 320 A R/Y - VISIBLE BREAK SWIT | [18 empty] | 1 | 3303430311881 | 0 |  | 5059 | 20 | 24 | 19 | 9.12 | [23 empty] | 6 | N | [12 empty] | MC7 | NT | 8536508090 | [14 empty] | Lastschakelaar Compact INV320A - 3P - rode hendel | Interrupteur Compact INV320 - 3P - poignée rouge | [17 empty] | https://eref.se.com/be/nl/sis-tarif/product/31188 | https://eref.se.com/be/fr/sis-tarif/product/31188
Schneider Electric | Schneider Electric | 01022021 |  | Schneider Electric |  | SED | 31189 |  |  | 349.47 |  | 1 |  | 1 | COMPACT INV320 4P LASTSCHEIDER RD/GL | Compact INV320 4P poinée rouge |  | VISIBLE BREAK SWITCHDISCONNEC TO R INTER | [18 empty] | 1 | 3303430311898 | 0 |  | 6301 | 22 | 19 | 19 | 7.942 | [23 empty] | 6 | N | [12 empty] | MC7 | NT | 8536508090 | [14 empty] | Lastschakelaar Compact INV320A - 4P - rode hendel | Interrupteur Compact INV320 - 4P - poignée rouge | [17 empty] | https://eref.se.com/be/nl/sis-tarif/product/31189 | https://eref.se.com/be/fr/sis-tarif/product/31189
Schneider Electric | Schneider Electric | 01022021 |  | Schneider Electric |  | SED | 31190 |  |  | 381.88 |  | 1 |  | 1 | COMPACT INV400 3P LASTSCHEIDER RD/GL | Compact INV400 3P poinée rouge |  | INV400 3P 400 A R/Y - VISIBLE BREAK SWIT | [18 empty] | 1 | 3303430311904 | 0 |  | 4991 | 23 | 20 | 19 | 8.74 | [23 empty] | 6 | N | [12 empty] | MC7 | NT | 8536508090 | [14 empty] | Lastschakelaar Compact INV400A - 3P - rode hendel | Interrupteur Compact INV400 - 3P - poignée rouge | [17 empty] | https://eref.se.com/be/nl/sis-tarif/product/31190 | https://eref.se.com/be/fr/sis-tarif/product/31190
Schneider Electric | Schneider Electric | 01022021 |  | Schneider Electric |  | SED | 31191 |  |  | 484.47 |  | 1 |  | 1 | COMPACT INV400 4P LASTSCHEIDER RD/GL | Compact INV400 4P poinée rouge |  | INV400 4P 400 A R/Y - VISIBLE BREAK SWIT | [18 empty] | 1 | 3303430311911 | 0 |  | 5593 | 22 | 19 | 19 | 7.942 | [7 empty] | 43303430311919 | 4 | 22570 | 60 | 40 | 30 | [10 empty] | 6 | N | [12 empty] | MC7 | NT | 8536508090 | [14 empty] | Lastschakelaar Compact INV400A - 4P - rode hendel | Interrupteur Compact INV400 - 4P - poignée rouge | [17 empty] | https://eref.se.com/be/nl/sis-tarif/product/31191 | https://eref.se.com/be/fr/sis-tarif/product/31191
Schneider Electric | Schneider Electric | 01022021 |  | Schneider Electric |  | SED | 31192 |  |  | 431.16 |  | 1 |  | 1 | COMPACT INV500 3P LASTSCHEIDER RD/GL | Compact INV500 3P poinée rouge |  | INV500 3P 500 A R/Y - VISIBLE BREAK SWIT | [18 empty] | 1 | 3303430311928 | 0 |  | 5091 | 24 | 20 | 19 | 9.12 | [23 empty] | 6 | N | [12 empty] | MC7 | NT | 8536508090 | [14 empty] | Lastschakelaar Compact INV500A - 3P - rode hendel | Interrupteur Compact INV500 - 3P - poignée rouge | [17 empty] | https://eref.se.com/be/nl/sis-tarif/product/31192 | https://eref.se.com/be/fr/sis-tarif/product/31192
Schneider Electric | Schneider Electric | 01022021 |  | Schneider Electric |  | SED | 31193 |  |  | 517.01 |  | 1 |  | 1 | COMPACT INV500 4P LASTSCHEIDER RD/GL | Compact INV500 4P poinée rouge |  | VISIBLE BREAK SWITCHDISCONNEC TO R INTER | [18 empty] | 1 | 3303430311935 | 0 |  | 6301 | 22 | 19 | 19 | 7.942 | [23 empty] | 6 | N | [12 empty] | MC7 | NT | 8536508090 | [14 empty] | Lastschakelaar Compact INV500A - 4P - rode hendel | Interrupteur Compact INV500 - 4P - poignée rouge | [17 empty] | https://eref.se.com/be/nl/sis-tarif/product/31193 | https://eref.se.com/be/fr/sis-tarif/product/31193
Schneider Electric | Schneider Electric | 01022021 |  | Schneider Electric |  | SED | 31194 |  |  | 482.08 |  | 1 |  | 1 | COMPACT INV630 3P LASTSCHEIDER RD/GL | Compact INV630 3P poinée rouge |  | INV630 3P 630 A R/Y - VISIBLE BREAK SWIT | [18 empty] | 1 | 3303430311942 | 0 |  | 4582 | 20 | 24 | 19 | 9.12 | [23 empty] | 6 | N | [12 empty] | MC7 | NT | 8536508090 | [14 empty] | Lastschakelaar Compact INV630A - 3P - rode hendel | Interrupteur Compact INV630 - 3P - poignée rouge | [17 empty] | https://eref.se.com/be/nl/sis-tarif/product/31194 | https://eref.se.com/be/fr/sis-tarif/product/31194
Schneider Electric | Schneider Electric | 01022021 |  | Schneider Electric |  | SED | 31195 |  |  | 610.79 |  | 1 |  | 1 | COMPACT INV630 4P LASTSCHEIDER RD/GL | Compact INV630 4P poinée rouge |  | INV630 4P 630 A R/Y - VISIBLE BREAK SWIT | [18 empty] | 1 | 3303430311959 | 0 |  | 5631 | 22 | 19 | 19 | 7.942 | [23 empty] | 6 | N | [12 empty] | MC7 | NT | 8536508090 | [14 empty] | Lastschakelaar Compact INV630A - 4P - rode hendel | Interrupteur Compact INV630 - 4P - poignée rouge | [17 empty] | https://eref.se.com/be/nl/sis-tarif/product/31195 | https://eref.se.com/be/fr/sis-tarif/product/31195
Schneider Electric | Schneider Electric | 01022021 |  | Schneider Electric |  | SED | 31204 |  |  | 409.15 |  | 1 |  | 1 | KAST KUNSTSTOF VOOR INS250 | Coffret poly cde rot poign noire Compact |  | WEATHERPROOF ENCLOSURE IP55 FOR INS250 W | [18 empty] | 1 | 3303430312048 | 0 |  | 5104 | 37 | 29 | 15 | 16.095 | [23 empty] | 13 | N | [12 empty] | MC9 | NV | 8538100000 | [14 empty] | Polyester kast met frontale draaibediening met zwarte hendel voor Compact INS250 | Coffret polyester cde rotative frontale avec poignée noire pour Compact INS250 | [17 empty] | https://eref.se.com/be/nl/sis-tarif/product/31204 | https://eref.se.com/be/fr/sis-tarif/product/31204
Schneider Electric | Schneider Electric | 01022021 |  | Schneider Electric |  | SED | 31205 |  |  | 409.15 |  | 1 |  | 1 | KAST KUNSTSTOF VOOR INS250 RD/GL | Coffret poly cde rot poign rouge Compact |  | WEATHERPROOF ENCL. IP55 FOR INS 250 WITH | [18 empty] | 1 | 3303430312055 | 0 |  | 5339 | 37 | 29 | 15 | 16.095 | [23 empty] | 14 | N | [12 empty] | MC9 | NV | 8538100000 | [14 empty] | Polyester kast met frontale draaibediening met rode hendel voor Compact INS250 | Coffret polyester cde rotative frontale avec poignée rouge pour Compact INS250 | [17 empty] | https://eref.se.com/be/nl/sis-tarif/product/31205 | https://eref.se.com/be/fr/sis-tarif/product/31205
Schneider Electric | Schneider Electric | 01022021 |  | Schneider Electric |  | SED | 31208 |  |  | 273.92 |  | 1 |  | 1 | MET.KAST FRONT.DRAAIBED.+ZWARTE HANDGR. | Coffret tôle cde rot poign noire Compact |  | METAL ENCLOSURE IP55 FOR INS40 TO 160 WI | [18 empty] | 1 | 3303430312086 | 0 |  | 17948 | 37 | 84 | 11 | 34.188 | [23 empty] | 14 | N | [12 empty] | MC9 | NV | 8538100000 | [14 empty] | Metalen kast met frontale draaibediening met zwarte hendel voor Compact INS40-1 | Coffret tôle avec commande rotative frontale poignée noire pour Compact INS40-10 | [17 empty] | https://eref.se.com/be/nl/sis-tarif/product/31208 | https://eref.se.com/be/fr/sis-tarif/product/31208
Schneider Electric | Schneider Electric | 01022021 |  | Schneider Electric |  | SED | 31210 |  |  | 537.27 |  | 1 |  | 1 | MET.KAST FRONT.DRAAIBED.+ZWARTE HANDGR. | Coffret tôle cde rot poign noire Compact |  | METAL ENCLOSURE IP55 FOR INS250 WITH STD | [18 empty] | 1 | 3303430312109 | 0 |  | 22600 | 84 | 37 | 11 | 34.188 | [23 empty] | 14 | N | [12 empty] | MC9 | NV | 8538100000 | [14 empty] | Metalen kast met frontale draaibediening met zwarte hendel voor Compact INS250 | Coffret tôle avec commande rotative frontale poignée noire pour Compact INS250 | [17 empty] | https://eref.se.com/be/nl/sis-tarif/product/31210 | https://eref.se.com/be/fr/sis-tarif/product/31210
Schneider Electric | Schneider Electric | 01022021 |  | Schneider Electric |  | SED | 31288 |  |  | 189.36 |  | 1 |  | 1 | VERLENGDE DRAAIBED. ZWART INS800..2500 | Cde rot prol cde poign noire Compact INS |  | INS630B TO 2500 FRONT STD ROTARY HANDLE | [18 empty] | 1 | 3303430312888 | 0 |  | 1300 | 49 | 10 | 8 | 3.92 | [7 empty] | 43303430312886 | 12 | 16490 | 60 | 40 | 30 | [10 empty] | 2 | Y | [12 empty] | MC9 | NV | 85389099 | [14 empty] | Verlengde draaibediening met zwarte hendel voor Compact INS/INV800-2500 | Commande rotative prolongée poignée noire pour Compact INS800-2500 | [17 empty] | https://eref.se.com/be/nl/sis-tarif/product/31288 | https://eref.se.com/be/fr/sis-tarif/product/31288
Schneider Electric | Schneider Electric | 01022021 |  | Schneider Electric |  | SED | 31289 |  |  | 189.36 |  | 1 |  | 1 | VERL. DRAAIBED. RD/GL INS630B-2500 | Cde rot prol cde poign rouge Compact INS |  | INS630B TO 1600 FRONT STD ROTARY HANDLE | [18 empty] | 1 | 3303430312895 | 0 |  | 1310 | 50 | 10 | 8 | 4 | [7 empty] | 43303430312893 | 12 | 16486 | 60 | 40 | 30 | [10 empty] | 7 | N | [12 empty] | MC9 | NV | 8538909999 | [14 empty] | Verlengde draaibediening met rode hendel/gele frontplaat voor Compact INS/INV800 | Commande rotative prolongée poignée rouge/plaque jaune pour Compact INS800-2500 | [17 empty] | https://eref.se.com/be/nl/sis-tarif/product/31289 | https://eref.se.com/be/fr/sis-tarif/product/31289
Schneider Electric | Schneider Electric | 01022021 |  | Schneider Electric |  | SED | 31291 |  |  | 46.04 |  | 1 |  | 1 | SLOTKIT VOOR INS800..1600 (ZONDER SLOT) | Disp verr. serrure Ronis/Prof Compact IN |  | LOCKING DEVICE FOR RONIS PROFALU X (INS8 | [18 empty] | 1 | 3303430312918 | 0 |  | 15 | 3 | 7 | 11 | 0.231 | [7 empty] | 43303430312916 | 30 | 1417 | 40 | 30 | 15 | [10 empty] | 7 | N | [12 empty] | MC9 | NV | 8301600090 | [14 empty] | Vergrendelingsdispositief sloten Ronis/Profalux voor Compact INS/INV800-2500 | Dispositif de verrouillage serrure Ronis/Profalux pour Compact INS/INV800-2500 | [17 empty] | https://eref.se.com/be/nl/sis-tarif/product/31291 | https://eref.se.com/be/fr/sis-tarif/product/31291
Schneider Electric | Schneider Electric | 01022021 |  | Schneider Electric |  | SED | 31295 |  |  | 164.43 |  | 1 |  | 1 | DEURKADER 3P/4P VOOR INS/INV800-1600 | Cadre de porte découpe (poig) Compact IN |  | ESCUTCHEON (INS/INV630B/2500) | [18 empty] | 1 | 3303430312956 | 0 |  | 260 | 36 | 25 | 4 | 3.6 | [7 empty] | 43303430312954 | 50 | 13966 | 60 | 40 | 30 | [10 empty] | 7 | N | [12 empty] | MC9 | NV | 8538909999 | [14 empty] | Deurkader voor uitsnijding (hendel) voor Compact INS/INV800-2500 | Cadre de porte pour découpe (poignée) pour compact INS/INV800-2500 | [17 empty] | https://eref.se.com/be/nl/sis-tarif/product/31295 | https://eref.se.com/be/fr/sis-tarif/product/31295
Schneider Electric | Schneider Electric | 01022021 |  | Schneider Electric |  | SED | 31296 |  |  | 27.75 |  | 1 |  | 1 | ZWARTE HENDEL COMPACT INS/INV800-1600 | Poig noire pour Compact INS/INV800-1600 |  | BLACK SPARE ROTARY HANDLE INS/INV800-160 | [18 empty] | 1 | 3303430312963 | 0 |  | 120 | 18 | 14 | 6 | 1.512 | [7 empty] | 43303430312961 | 50 | 6600 | 60 | 40 | 30 | [10 empty] | 7 | N | [12 empty] | MC9 | NV | 8538909999 | [14 empty] | Zwarte hendel voor Compact INS/INV800-1600 | Poignée noire pour Compact INS/INV800-1600 | [17 empty] | https://eref.se.com/be/nl/sis-tarif/product/31296 | https://eref.se.com/be/fr/sis-tarif/product/31296
Schneider Electric | Schneider Electric | 01022021 |  | Schneider Electric |  | SED | 31297 |  |  | 27.08 |  | 1 |  | 1 | RESERVE RODE HENDEL INS/INV 800-1600 | Poignée rouge pour INS/INV800-1601 |  | RED SPARE ROTARY HANDLE INS/INV 800-1600 | [18 empty] | 1 | 3303430312970 | 0 |  | 121 | 20 | 18 | 6 | 2.16 | [7 empty] | 43303430312978 | 12 | 1939 | 40 | 30 | 30 | [10 empty] | 7 | N | [12 empty] | MC9 | NV | 8538909999 | [14 empty] | Rode hendel voor Compact INS/INV800-1600 | Poignée rouge pour INS/INV800-1601 | [17 empty] | https://eref.se.com/be/nl/sis-tarif/product/31297 | https://eref.se.com/be/fr/sis-tarif/product/31297
Schneider Electric | Schneider Electric | 01022021 |  | Schneider Electric |  | SED | 31301 |  |  | 497.1 |  | 1 |  | 1 | VERT. AANSLUITVLAKKEN 3P INS/INV800-1600 | 3 pl raccord. verticales câbles Compact |  | ADDITIONAL CABLE LUG ADAPTERS 3P(INS/INV | [18 empty] | 1 | 3303430313014 | 0 |  | 3896 | 27 | 21 | 6 | 3.402 | [7 empty] | 43303430313012 | 4 | 16193 | 40 | 30 | 30 |  | 73303430313013 | 32 | 140568 | 120 | 80 | 50 |  |  |  | 7 | N | [12 empty] | MC9 | NV | 8538909999 | [14 empty] | 3 verticale aansluitvlakken voor kabels voor Compact INS/INV800-1600 | 3 plages de raccordement verticales pour câbles pour Compact INS/INV800-1600 | [17 empty] | https://eref.se.com/be/nl/sis-tarif/product/31301 | https://eref.se.com/be/fr/sis-tarif/product/31301
Schneider Electric | Schneider Electric | 01022021 |  | Schneider Electric |  | SED | 31302 |  |  | 622.82 |  | 1 |  | 1 | VERT. AANSLUITVLAKKEN 4P INS/INV800-1600 | 4 pl raccord. verticales câbles Compact |  | ADDITIONAL CABLE LUG ADAPTERS 4P(INS/INV | [18 empty] | 1 | 3303430313021 | 0 |  | 5100 | 27 | 22 | 6 | 3.564 | [7 empty] | 43303430313029 | 3 | 15800 | 40 | 30 | 30 |  | 73303430313020 | 24 | 142900 | 120 | 80 | 50 |  |  |  | 2 | Y | [12 empty] | MC9 | NV | 85389099 | [14 empty] | 4 verticale aansluitvlakken voor kabels voor Compact INS/INV800-1600 | 4 plages de raccordement verticales pour câbles pour Compact INS/INV800-1600 | [17 empty] | https://eref.se.com/be/nl/sis-tarif/product/31302 | https://eref.se.com/be/fr/sis-tarif/product/31302
Schneider Electric | Schneider Electric | 01022021 |  | Schneider Electric |  | SED | 31305 |  |  | 412.53 |  | 1 |  | 1 | SPREIDERSET 3P (INS/INV800-1600) | 3 épannouisseurs Compact INS/INV800-1600 |  | 95 MM PITCH SPREADER SET FLAT CONNECTION | [18 empty] | 1 | 3303430313052 | 0 |  | 2226 | 27 | 21 | 6 | 3.402 | [7 empty] | 43303430313050 | 4 | 9310 | 40 | 30 | 30 | [10 empty] | 7 | N | [12 empty] | MC9 | NV | 8536909500 | [14 empty] | 3 aansluitverbreders voor Compact INS/INV800-1600 | 3 épannouisseurs pour Compact INS/INV800-1600 | [17 empty] | https://eref.se.com/be/nl/sis-tarif/product/31305 | https://eref.se.com/be/fr/sis-tarif/product/31305
Schneider Electric | Schneider Electric | 01022021 |  | Schneider Electric |  | SED | 31306 |  |  | 450.07 |  | 1 |  | 1 | SPREIDERSET 4P (INS/INV800-1600) | 4 épannouisseurs Compact INS/INV800-1600 |  | 95 MM PITCH SPREADER SET FLAT CONNECTION | [18 empty] | 1 | 3303430313069 | 0 |  | 2871 | 27 | 21 | 6 | 3.402 | [7 empty] | 43303430313067 | 4 | 11896 | 40 | 30 | 30 |  | 73303430313068 | 32 | 107384 | 120 | 80 | 42 |  |  |  | 2 | Y | [12 empty] | MC9 | NV | 8536909500 | [14 empty] | 4 aansluitverbreders voor Compact INS/INV800-1600 | 4 épannouisseurs pour Compact INS/INV800-1600 | [17 empty] | https://eref.se.com/be/nl/sis-tarif/product/31306 | https://eref.se.com/be/fr/sis-tarif/product/31306
Schneider Electric | Schneider Electric | 01022021 |  | Schneider Electric |  | SED | 31307 |  |  | 24.25 |  | 1 |  | 1 | BASIS VOOR LANGE AFDEKKAP 3P | Embase CB 3P Compact INS/INV800-1600 |  | BASE FOR LONG CONNECTION SHIELD 3P | [18 empty] | 1 | 3303430313076 | 0 |  | 990 | 37 | 13 | 13 | 6.253 | [7 empty] | 43303430313074 | 4 | 4463 | 40 | 30 | 30 | [10 empty] | 2 | Y | [12 empty] | MC9 | NV | 8547200090 | [14 empty] | Basis voor afdekkappen 3P voor Compact INS/INV800-1600 | Embase pour cache-borne 3P pour Compact INS/INV800-1600 | [17 empty] | https://eref.se.com/be/nl/sis-tarif/product/31307 | https://eref.se.com/be/fr/sis-tarif/product/31307
Schneider Electric | Schneider Electric | 01022021 |  | Schneider Electric |  | SED | 31308 |  |  | 34.83 |  | 1 |  | 1 | BASIS VOOR LANGE AFDEKKAP 4P | Embase CB 4P Compact INS/INV800-1600 |  | BASE FOR LONG CONNECTION SHIELD 4P | [18 empty] | 1 | 3303430313083 | 0 |  | 1272 | 37 | 14 | 12 | 6.216 | [7 empty] | 43303430313081 | 4 | 5612 | 40 | 30 | 30 |  | 73303430313082 | 32 | 56600 | 120 | 80 | 50 |  |  |  | 2 | Y | [12 empty] | MC9 | NV | 8547200090 | [14 empty] | Basis voor afdekkappen 4P voor Compact INS/INV800-1601 | Embase pour cache-borne 4P pour Compact INS/INV800-1600 | [17 empty] | https://eref.se.com/be/nl/sis-tarif/product/31308 | https://eref.se.com/be/fr/sis-tarif/product/31308
Schneider Electric | Schneider Electric | 01022021 |  | Schneider Electric |  | SED | 31310 |  |  | 91 |  | 1 |  | 1 | CONNECTOR DIR. AANSL. INS2000/2500 (1ST) | 1 connect raccord direct Compact INS/INV |  | OPTIONAL VERTICAL OR HORIZONTAL CONNECTI | [18 empty] | 1 | 3303430313106 | 0 |  | 2000 | 12 | 9 | 10 | 1.08 | [8 empty] | 4 | 8775 | 0.00015 | 0.0004 | 0.0003 | [10 empty] | 7 | N | [12 empty] | MC9 | NV | 8536901000 | [14 empty] | 1 aansluitvlak voor directe aansluiting voor Compact INS/INV2000-2500 | 1 connecteur pour raccordement direct pour Compact INS/INV2000-2500 | [17 empty] | https://eref.se.com/be/nl/sis-tarif/product/31310 | https://eref.se.com/be/fr/sis-tarif/product/31310
Schneider Electric | Schneider Electric | 01022021 |  | Schneider Electric |  | SED | 31315 |  |  | 193.4 |  | 1 |  | 1 | FASESCHEIDERS 3P/4P (INS/INV800-1600) | 6 sép. de phase Compact INS/INV800-1600 |  | INTERPHASES BARRIERS | [18 empty] | 1 | 3303430313151 | 0 |  | 380 | 14 | 11 | 2 | 0.308 | [7 empty] | 43303430313159 | 25 | 9810 | 40 | 30 | 30 | [10 empty] | 7 | N | [12 empty] | MC9 | NV | 8547200090 | [14 empty] | 6 fasescheiders voor Compact INS/INV800-1600 | 6 séparateurs de phase pour Compact INS/INV800-1600 | [17 empty] | https://eref.se.com/be/nl/sis-tarif/product/31315 | https://eref.se.com/be/fr/sis-tarif/product/31315
Schneider Electric | Schneider Electric | 01022021 |  | Schneider Electric |  | SED | 31319 |  |  | 212.6 |  | 1 |  | 1 | FASESCHEIDERS 3P/4P (INS2000-2500) | 6 sép. de phase Compact INS/INV2000-2500 |  | INTERPHASES BARRIERS | [18 empty] | 1 | 3303430313199 | 0 |  | 770 | 20 | 17 | 2 | 0.68 | [7 empty] | 43303430313197 | 10 | 8187 | 40 | 30 | 30 | [10 empty] | 7 | N | [12 empty] | MC9 | NV | 8547200090 | [14 empty] | 6 fasescheiders voor Compact INS/INV2000-2500 | 6 séparateurs de phase pour Compact INS/INV2000-2500 | [17 empty] | https://eref.se.com/be/nl/sis-tarif/product/31319 | https://eref.se.com/be/fr/sis-tarif/product/31319
Schneider Electric | Schneider Electric | 01022021 |  | Schneider Electric |  | SED | 31330 |  |  | 695.15 |  | 1 |  | 1 | COMPACT INS800 3P ZWARTE HENDEL | Compact INS800 3P poignée noire |  | INS800 3P 800 A - SWITCH DISCONNECTOR | [18 empty] | 1 | 3303430313304 | 0 |  | 15000 | 36 | 33 | 20 | 23.76 | [7 empty] | 3303430313304 | 1 | 15766 | 60 | 40 | 30 | [10 empty] | 5 | N | [12 empty] | MC7 | NT | 8536508090 | [14 empty] | Lastschakelaar Compact INS800 - 3P - zwarte hendel | Interrupteur Compact INS800 - 3P - poignée noire | [17 empty] | https://eref.se.com/be/nl/sis-tarif/product/31330 | https://eref.se.com/be/fr/sis-tarif/product/31330
Schneider Electric | Schneider Electric | 01022021 |  | Schneider Electric |  | SED | 31331 |  |  | 924.89 |  | 1 |  | 1 | COMPACT INS800 4P ZWARTE HENDEL | Compact INS800 4P poignée noire |  | INS800 4P 800 A - SWITCH DISCONNECTOR | [18 empty] | 1 | 3303430313311 | 0 |  | 18700 | 43 | 34 | 21 | 30.702 | [8 empty] | 1 | 19466 | 60 | 40 | 30 | [10 empty] | 2 | Y | [12 empty] | MC7 | NT | 8536508090 | [14 empty] | Lastschakelaar Compact INS800 - 4P - zwarte hendel | Interrupteur Compact INS800A- 4P - poignée noire | [17 empty] | https://eref.se.com/be/nl/sis-tarif/product/31331 | https://eref.se.com/be/fr/sis-tarif/product/31331
Schneider Electric | Schneider Electric | 01022021 |  | Schneider Electric |  | SED | 31332 |  |  | 871.83 |  | 1 |  | 1 | COMPACT INS1000 3P ZWARTE HENDEL | Compact INS1000 3P poignée noire |  | INS1000 3P 1000 A - SWITCH DISCONNECTOR | [18 empty] | 1 | 3303430313328 | 0 |  | 15000 | 36 | 33 | 20 | 23.76 | [7 empty] | 43303430313326 | 1 | 15766 | 60 | 40 | 30 | [10 empty] | 5 | N | [12 empty] | MC7 | NT | 8536508090 | [14 empty] | Lastschakelaar Compact INS1000 - 3P - zwarte hendel | Interrupteur Compact INS1000 - 3P - poignée noire | [17 empty] | https://eref.se.com/be/nl/sis-tarif/product/31332 | https://eref.se.com/be/fr/sis-tarif/product/31332
Schneider Electric | Schneider Electric | 01022021 |  | Schneider Electric |  | SED | 31333 |  |  | 990.22 |  | 1 |  | 1 | COMPACT INS1000 4P ZWARTE HENDEL | Compact INS1000 'P poignée noire |  | INS1000 4P 1000 A - SWITCH DISCONNECTOR | [18 empty] | 1 | 3303430313335 | 0 |  | 18600 | 43 | 34 | 21 | 30.702 | [8 empty] | 1 | 18510 | 60 | 40 | 30 | [10 empty] | 2 | Y | [12 empty] | MC7 | NT | 8536508090 | [14 empty] | Lastschakelaar Compact INS1000 - 4P - zwarte hendel | Interrupteur Compact INS1000 - 4P - poignée noire | [17 empty] | https://eref.se.com/be/nl/sis-tarif/product/31333 | https://eref.se.com/be/fr/sis-tarif/product/31333
Schneider Electric | Schneider Electric | 01022021 |  | Schneider Electric |  | SED | 31334 |  |  | 966.87 |  | 1 |  | 1 | COMPACT INS1250 3P ZWARTE HENDEL | Compact INS1250 3P poignée noire |  | INS1250 3P 1250 A - SWITCH DISCONNECTOR | [18 empty] | 1 | 3303430313342 | 0 |  | 15400 | 36 | 34 | 21 | 25.704 | [7 empty] | 3303430313342 | 1 | 16166 | 60 | 40 | 30 | [10 empty] | 7 | N | [12 empty] | MC7 | NT | 8536508090 | [14 empty] | Lastschakelaar Compact INS1250 - 3P - zwarte hendel | Interrupteur Compact INS1250 - 3P - poignée noire | [17 empty] | https://eref.se.com/be/nl/sis-tarif/product/31334 | https://eref.se.com/be/fr/sis-tarif/product/31334
Schneider Electric | Schneider Electric | 01022021 |  | Schneider Electric |  | SED | 31335 |  |  | 1124.78 |  | 1 |  | 1 | COMPACT INS1250 4P ZWARTE HENDEL | Compact INS1250 4P poignée noire |  | INS1250 4P 1250 A - SWITCH DISCONNECTOR | [18 empty] | 1 | 3303430313359 | 0 |  | 18500 | 43 | 34 | 21 | 30.702 | [8 empty] | 1 | 19266 | 60 | 40 | 30 | [10 empty] | 2 | Y | [12 empty] | MC7 | NT | 8536508090 | [14 empty] | Lastschakelaar Compact INS1250 - 4P - zwarte hendel | Interrupteur Compact INS1250 - 4P - poignée noire | [17 empty] | https://eref.se.com/be/nl/sis-tarif/product/31335 | https://eref.se.com/be/fr/sis-tarif/product/31335
Schneider Electric | Schneider Electric | 01022021 |  | Schneider Electric |  | SED | 31336 |  |  | 1289.34 |  | 1 |  | 1 | COMPACT INS1600 3P ZWARTE HENDEL | Compact INS1600 3P poignée noire |  | INS1600 3P 1600 A - SWITCH DISCONNECTOR. | [18 empty] | 1 | 3303430313366 | 0 |  | 15000 | 36 | 33 | 20 | 23.76 | [7 empty] | 3303430313366 | 1 | 15766 | 60 | 40 | 30 | [10 empty] | 5 | N | [12 empty] | MC7 | NT | 8536508090 | [14 empty] | Lastschakelaar Compact INS1600 - 3P - zwarte hendel | Interrupteur Compact INS1600 - 3P - poignée noire | [17 empty] | https://eref.se.com/be/nl/sis-tarif/product/31336 | https://eref.se.com/be/fr/sis-tarif/product/31336
Schneider Electric | Schneider Electric | 01022021 |  | Schneider Electric |  | SED | 31337 |  |  | 1340.93 |  | 1 |  | 1 | COMPACT INS1600 4P ZWARTE HENDEL | Compact INS1600 4P poignée noire |  | INS1600 4P 1600 A - SWITCH DISCONNECTOR | [18 empty] | 1 | 3303430313373 | 0 |  | 18500 | 43 | 34 | 21 | 30.702 | [8 empty] | 1 | 19266 | 60 | 40 | 30 | [10 empty] | 2 | Y | [12 empty] | MC7 | NT | 8536508090 | [14 empty] | Lastschakelaar Compact INS1600 - 4P - zwarte hendel | Interrupteur Compact INS1600 - 4P - poignée noire | [17 empty] | https://eref.se.com/be/nl/sis-tarif/product/31337 | https://eref.se.com/be/fr/sis-tarif/product/31337
Schneider Electric | Schneider Electric | 01022021 |  | Schneider Electric |  | SED | 31338 |  |  | 1954.56 |  | 1 |  | 1 | COMPACT INS2000 3P ZWARTE HENDEL | Compact INS2000 3P poignée noire |  | INS2000 3P 2000 A - SWITCH DISCONNECTOR | [18 empty] | 1 | 3303430313380 | 0 |  | 48000 | 61 | 59 | 44 | 158.356 | [14 empty] | 3303430313380 | 1 | 56500 | 60 | 80 | 50 |  |  |  | 6 | N | [12 empty] | MC7 | NT | 8536508090 | [14 empty] | Lastschakelaar Compact INS2000 - 3P - zwarte hendel | Interrupteur Compact INS2000 - 4P - poignée noire | [17 empty] | https://eref.se.com/be/nl/sis-tarif/product/31338 | https://eref.se.com/be/fr/sis-tarif/product/31338
Schneider Electric | Schneider Electric | 01022021 |  | Schneider Electric |  | SED | 31339 |  |  | 1840.75 |  | 1 |  | 1 | COMPACT INS2000 4P ZWARTE HENDEL | Compact INS2000 4P poignée noire |  | INS2000 4P 2000 A - SWITCH DISCONNECTOR | [18 empty] | 1 | 3303430313397 | 0 |  | 61600 | 59 | 61 | 45 | 161.955 | [14 empty] | 3303430313397 | 1 | 61600 | 60 | 80 | 58 |  |  |  | 7 | N | [12 empty] | MC7 | NT | 8536508090 | [14 empty] | Lastschakelaar Compact INS2000 - 4P - zwarte hendel | Interrupteur Compact INS2000 - 4P - poignée noire | [17 empty] | https://eref.se.com/be/nl/sis-tarif/product/31339 | https://eref.se.com/be/fr/sis-tarif/product/31339
Schneider Electric | Schneider Electric | 01022021 |  | Schneider Electric |  | SED | 31340 |  |  | 2161.42 |  | 1 |  | 1 | COMPACT INS2500 3P ZWARTE HENDEL | Compact INS2500 3P poignée noire |  | INS2500 3P 2500 A - SWITCH DISCONNECTOR | [18 empty] | 1 | 3303430313403 | 0 |  | 48000 | 61 | 59 | 44 | 158.356 | [14 empty] | 3303430313403 | 1 | 56500 | 60 | 80 | 50 |  |  |  | 5 | N | [12 empty] | MC7 | NT | 8536508090 | [14 empty] | Lastschakelaar Compact INS2500 - 3P - zwarte hendel | Interrupteur Compact INS2500 - 4P - poignée noire | [17 empty] | https://eref.se.com/be/nl/sis-tarif/product/31340 | https://eref.se.com/be/fr/sis-tarif/product/31340
Schneider Electric | Schneider Electric | 01022021 |  | Schneider Electric |  | SED | 31341 |  |  | 2362.64 |  | 1 |  | 1 | COMPACT INS2500 4P ZWARTE HENDEL | Compact INS2500 4P poignée noire |  | INS2500 4P 2500 A - SWITCH DISCONNECTOR | [18 empty] | 1 | 3303430313410 | 0 |  | 62200 | 60 | 61 | 35 | 128.1 | [14 empty] | 3303430313410 | 1 | 62200 | 60 | 80 | 57.5 |  |  |  | 2 | Y | [12 empty] | MC7 | NT | 8536508090 | [14 empty] | Lastschakelaar Compact INS2500 - 4P - zwarte hendel | Interrupteur Compact INS2500 - 4P - poignée noire | [17 empty] | https://eref.se.com/be/nl/sis-tarif/product/31341 | https://eref.se.com/be/fr/sis-tarif/product/31341
Schneider Electric | Schneider Electric | 01022021 |  | Schneider Electric |  | SED | 31344 |  |  | 1069.46 |  | 1 |  | 1 | COMPACT INS800 3P RODE HENDEL GELE PL | Compact INS800 3P poignée rouge |  | INS800 3P 800 A - SWITCH DISCONNECTOR | [18 empty] | 1 | 3303430313441 | 0 |  | 15685 | 36 | 33 | 20 | 23.76 | [23 empty] | 2 | Y | [12 empty] | MC7 | NT | 8536508090 | [14 empty] | Lastschakelaar Compact INS800 - 3P - rode hendel | Interrupteur Compact INS800 - 3P - poignée rouge | [17 empty] | https://eref.se.com/be/nl/sis-tarif/product/31344 | https://eref.se.com/be/fr/sis-tarif/product/31344
Schneider Electric | Schneider Electric | 01022021 |  | Schneider Electric |  | SED | 31347 |  |  | 1241.94 |  | 1 |  | 1 | COMPACT INS1000 4P RODE HENDEL GELE PL | Compact INS1000 4P poignée rouge |  | INS1000 4P 1000 A - SWITCH DISCONNECTOR | [18 empty] | 1 | 3303430313472 | 0 |  | 17661 | 43 | 33 | 20 | 28.38 | [23 empty] | 6 | N | [12 empty] | MC7 | NT | 8536508090 | [14 empty] | Lastschakelaar Compact INS1000 - 4P - rode hendel | Interrupteur Compact INS1000 - 4P - poignée rouge | [17 empty] | https://eref.se.com/be/nl/sis-tarif/product/31347 | https://eref.se.com/be/fr/sis-tarif/product/31347
Schneider Electric | Schneider Electric | 01022021 |  | Schneider Electric |  | SED | 31358 |  |  | 694.12 |  | 1 |  | 1 | COMPACT INV800 3P ZWARTE HENDEL | Compact INV800 3P poignée noire |  | INV800 3P 800 A - VISIBLE BREAK SWITCH D | [18 empty] | 1 | 3303430313588 | 0 |  | 15000 | 35 | 34 | 20 | 23.8 | [7 empty] | 3303430313588 | 1 | 15766 | 60 | 40 | 30 | [10 empty] | 7 | N | [12 empty] | MC7 | NT | 8536508090 | [14 empty] | Lastschakelaar Compact INV800 - 3P - zwarte hendel | Interrupteur Compact INV800 - 3P - poignée noire | [17 empty] | https://eref.se.com/be/nl/sis-tarif/product/31358 | https://eref.se.com/be/fr/sis-tarif/product/31358
Schneider Electric | Schneider Electric | 01022021 |  | Schneider Electric |  | SED | 31359 |  |  | 1123.09 |  | 1 |  | 1 | COMPACT INV800 4P ZWARTE HENDEL | Compact INVS800 4P poignée noire |  | INV800 4P 800 A - VISIBLE BREAK SWITCH D | [18 empty] | 1 | 3303430313595 | 0 |  | 18924 | 43 | 33 | 20 | 28.38 | [23 empty] | 6 | N | [12 empty] | MC7 | NT | 8536508090 | [14 empty] | Lastschakelaar Compact INV800 - 4P - zwarte hendel | Interrupteur compact INV800 - 4P - poigne noire | [17 empty] | https://eref.se.com/be/nl/sis-tarif/product/31359 | https://eref.se.com/be/fr/sis-tarif/product/31359
Schneider Electric | Schneider Electric | 01022021 |  | Schneider Electric |  | SED | 31360 |  |  | 1012.93 |  | 1 |  | 1 | INTERPACT INV1000 3P ZWARTE HENDEL | Compact INV1000 3P poignée noire |  | INV1000 3P 1000 A - VISIBLE BREAK SWITCH | [18 empty] | 1 | 3303430313601 | 0 |  | 15400 | 36 | 34 | 21 | 25.704 | [7 empty] | 43303430313609 | 1 | 16166 | 60 | 40 | 30 | [10 empty] | 9 | N | [12 empty] | MC7 | NT | 8536508090 | [14 empty] | Lastschakelaar Compact INV1000 - 3P - zwarte hendel | Interrupteur Compact INV1000 - 3P - poignée noire | [17 empty] | https://eref.se.com/be/nl/sis-tarif/product/31360 | https://eref.se.com/be/fr/sis-tarif/product/31360
Schneider Electric | Schneider Electric | 01022021 |  | Schneider Electric |  | SED | 31361 |  |  | 1194.15 |  | 1 |  | 1 | COMPACT INV1000 4P ZWARTE HENDEL | Compact INV1000 4P poignée noire |  | INV1000 4P 1000 A - VISIBLE BREAK SWITCH | [18 empty] | 1 | 3303430313618 | 0 |  | 18630 | 43 | 34 | 21 | 30.702 | [7 empty] | 3303430313618 | 1 | 19396 | 60 | 40 | 30 | [10 empty] | 6 | N | [12 empty] | MC7 | NT | 8536508090 | [14 empty] | Lastschakelaar Compact INV1000 - 4P - zwarte hendel | Interrupteur Compact INV1000A - 4P - poignée noire | [17 empty] | https://eref.se.com/be/nl/sis-tarif/product/31361 | https://eref.se.com/be/fr/sis-tarif/product/31361
Schneider Electric | Schneider Electric | 01022021 |  | Schneider Electric |  | SED | 31362 |  |  | 1140.99 |  | 1 |  | 1 | COMPACT INV1250 3P ZWARTE HENDEL | Compact INV1250 3P poignée noire |  | INV1250 3P 1250 A - VISIBLE BREAK SWITCH | [18 empty] | 1 | 3303430313625 | 0 |  | 15420 | 36 | 34 | 21 | 25.704 | [7 empty] | 3303430313625 | 1 | 16186 | 60 | 40 | 30 | [10 empty] | 9 | N | [12 empty] | MC7 | NT | 8536508090 | [14 empty] | Lastschakelaar Compact INV1250 - 3P - zwarte hendel | Interrupteur Compact INV1250 - 3P - poignée noire | [17 empty] | https://eref.se.com/be/nl/sis-tarif/product/31362 | https://eref.se.com/be/fr/sis-tarif/product/31362
Schneider Electric | Schneider Electric | 01022021 |  | Schneider Electric |  | SED | 31363 |  |  | 1228.96 |  | 1 |  | 1 | COMPACT INV1250 4P ZWARTE HENDEL | Compact INV1250 4P poignée noire |  | INV1250 4P 1250 A - VISIBLE BREAK SWITCH | [18 empty] | 1 | 3303430313632 | 0 |  | 18630 | 43 | 34 | 21 | 30.702 | [7 empty] | 3303430313632 | 1 | 19396 | 60 | 40 | 30 | [10 empty] | 6 | N | [12 empty] | MC7 | NT | 8536508090 | [14 empty] | Lastschakelaar Compact INV1250 - 4P - zwarte hendel | Interrupteur Compact INV1250 - 4P - poignée noire | [17 empty] | https://eref.se.com/be/nl/sis-tarif/product/31363 | https://eref.se.com/be/fr/sis-tarif/product/31363
Schneider Electric | Schneider Electric | 01022021 |  | Schneider Electric |  | SED | 31364 |  |  | 1289.34 |  | 1 |  | 1 | COMPACT INV1600 3P ZWARTE HENDEL | Compact INV1600 3P poignée noire |  | INV1600 3P 1600 A - VISIBLE BREAK SWITCH | [18 empty] | 1 | 3303430313649 | 0 |  | 15340 | 36 | 34 | 20 | 24.48 | [7 empty] | 3303430313649 | 1 | 16266 | 60 | 40 | 30 | [10 empty] | 9 | N | [12 empty] | MC7 | NT | 8536508090 | [14 empty] | Lastschakelaar Compact INV1600 - 3P - zwarte hendel | Interrupteur Compact INV1600 - 3P - poignée noire | [17 empty] | https://eref.se.com/be/nl/sis-tarif/product/31364 | https://eref.se.com/be/fr/sis-tarif/product/31364
Schneider Electric | Schneider Electric | 01022021 |  | Schneider Electric |  | SED | 31365 |  |  | 1513.58 |  | 1 |  | 1 | COMPACT INV1600 4P ZWARTE HENDEL | Compact INV1600 4P poignée noire |  | INV1600 4P 1600 A - VISIBLE BREAK SWITCH | [18 empty] | 1 | 3303430313656 | 0 |  | 18823 | 43 | 33 | 20 | 28.38 | [23 empty] | 6 | N | [12 empty] | MC7 | NT | 8536508090 | [14 empty] | Lastschakelaar Compact INV1600 - 4P - zwarte hendel | Interrupteur Compact INV1600 - 4P - poignée noire | [17 empty] | https://eref.se.com/be/nl/sis-tarif/product/31365 | https://eref.se.com/be/fr/sis-tarif/product/31365
Schneider Electric | Schneider Electric | 01022021 |  | Schneider Electric |  | SED | 31366 |  |  | 1738.68 |  | 1 |  | 1 | COMPACT INV2000 3P ZWARTE HENDEL | Compact INV2000 3P poignée noire |  | INV2000 3P 2000 A - VISIBLE BREAK SWITCH | [18 empty] | 1 | 3303430313663 | 0 |  | 48000 | 59 | 61 | 4 | 14.396 | [14 empty] | 3303430313663 | 1 | 56500 | 60 | 80 | 50 |  |  |  | 6 | N | [12 empty] | MC7 | NT | 8536508090 | [14 empty] | Lastschakelaar Compact INV2000 - 3P - zwarte hendel | Interrupteur Compact INV2000 - 3P - poignée noire | [17 empty] | https://eref.se.com/be/nl/sis-tarif/product/31366 | https://eref.se.com/be/fr/sis-tarif/product/31366
Schneider Electric | Schneider Electric | 01022021 |  | Schneider Electric |  | SED | 31367 |  |  | 2275.15 |  | 1 |  | 1 | COMPACT INV2000 4P ZWARTE HENDEL | Compact INV2000 4P poignée noire |  | INV2000 4P 2000 A - VISIBLE BREAK SWITCH | [18 empty] | 1 | 3303430313670 | 0 |  | 56000 | 40 | 37 | 5 | 7.4 | [23 empty] | 6 | N | [12 empty] | MC7 | NT | 8536508090 | [14 empty] | Lastschakelaar Compact INV2000 - 4P - zwarte hendel | Interrupteur Compact INV2000 - 4P - poignée noire | [17 empty] | https://eref.se.com/be/nl/sis-tarif/product/31367 | https://eref.se.com/be/fr/sis-tarif/product/31367
Schneider Electric | Schneider Electric | 01022021 |  | Schneider Electric |  | SED | 31368 |  |  | 1935.9 |  | 1 |  | 1 | COMPACT INV2500 3P ZWARTE HENDEL | Compact INV2500 3P poignée noire |  | INV2500 3P 2500 A - VISIBLE BREAK SWITCH | [18 empty] | 1 | 3303430313687 | 0 |  | 44500 | 40 | 36 | 5 | 7.2 | [23 empty] | 6 | N | [12 empty] | MC7 | NT | 8536508090 | [14 empty] | Lastschakelaar compact INV2500 - 3P - zwarte hendel | Interrupteur Compact INV2500 - 3P - poignée noire | [17 empty] | https://eref.se.com/be/nl/sis-tarif/product/31368 | https://eref.se.com/be/fr/sis-tarif/product/31368
Schneider Electric | Schneider Electric | 01022021 |  | Schneider Electric |  | SED | 31369 |  |  | 2433.52 |  | 1 |  | 1 | COMPACT INV2500 4P ZWARTE HENDEL | Compact INV2500 4P poignée noire |  | INV2500 4P 2500 A - VISIBLE BREAK SWITCH | [18 empty] | 1 | 3303430313694 | 0 |  | 55000 | 40 | 37 | 5 | 7.4 | [23 empty] | 6 | N | [12 empty] | MC7 | NT | 8536508090 | [14 empty] | Lastschakelaar Compact INV2500 - 4P - zwarte hendel | Interrupteur Compact INV2500 - 4P - poignée noire | [17 empty] | https://eref.se.com/be/nl/sis-tarif/product/31369 | https://eref.se.com/be/fr/sis-tarif/product/31369
Schneider Electric | Schneider Electric | 01022021 |  | Schneider Electric |  | SED | 32609 |  |  | 581.67 |  | 1 |  | 1 | CHANGE-OVER PLAAT EXCL. IVE | PLAT.SIMP+INTERVER.MEC 400/630 |  | BASE PLATE WITH MECHANICAL INTERLOCKING | [18 empty] | 1 | 3303430326090 | 0 |  | 6800 | 55 | 43 | 16 | 37.84 | [15 empty] | 10 | 81020 | 120 | 80 | 80 |  |  |  | 7 | N | [12 empty] | MC8 | NU | 8538909999 | [14 empty] | Eenv. grondplaat + mechanische vergrendeling NS400-NS630N/H/L | Plat. simp. + interver. mécanique pour NS400/630N/H/L | [17 empty] | https://eref.se.com/be/nl/sis-tarif/product/32609 | https://eref.se.com/be/fr/sis-tarif/product/32609
Schneider Electric | Schneider Electric | 01022021 |  | Schneider Electric |  | SED | 32631 |  |  | 43.76 |  | 1 |  | 1 | VASTE HANGSLOTVERGR NS400+630 | VERROUILLAGE MANETON POUR 3 CA |  | FIXED TOGGLE PADLOCK. DEVICE | [18 empty] | 1 | 3303430326311 | 0 |  | 110 | 18 | 12 | 3 | 0.648 | [7 empty] | 43303430326319 | 20 | 2600 | 40 | 30 | 30 |  |  | 160 | 32400 | 120 | 80 | 41.5 |  |  |  | 7 | N | [12 empty] | MC8 | NU | 8301600090 | [14 empty] | Vergrendeling hendel 3 hangsloten voor NS400-NS630N/H/L | Verrouillage maneton pour 3 cadenas pour NS400 - NS630N/H/L | [17 empty] | https://eref.se.com/be/nl/sis-tarif/product/32631 | https://eref.se.com/be/fr/sis-tarif/product/32631
Schneider Electric | Schneider Electric | 01022021 |  | Schneider Electric |  | SED | 33011 |  |  | 41.6 |  | 1 |  | 1 | SDE HULPCONTACT NS630B-1600 HANDBED | CONTACT SDE C4 FIXE MANUEL |  | SDE CONTACT C4 FIX MANUAL | [18 empty] | 1 | 3303430330110 | 0 |  | 700 | 5 | 4 | 2 | 0.04 | [23 empty] | 2 | N | [12 empty] | MC3 | MQ | 85389099 | [33 empty] | https://eref.se.com/be/nl/sis-tarif/product/33011 | https://eref.se.com/be/fr/sis-tarif/product/33011
Schneider Electric | Schneider Electric | 01022021 |  | Schneider Electric |  | SED | 33195 |  |  | 50.66 |  | 1 |  | 1 | AANVULLEND TUIMELVERLENGSTUK NS630B-1600 | Extension pour poignée pour NS800-1600 |  | ADDITIONAL TOGGLE EXTENSION FOR NS630B/1 | [18 empty] | 1 | 3303430331957 | 0 |  | 78 | 19 | 12 | 3 | 0.684 | [7 empty] | 43303430331955 | 10 | 1013 | 40 | 30 | 15 | [10 empty] | 7 | N | [12 empty] | MC1 | MO | 8536909500 | [14 empty] | nokuitbreiding - voor Compact NS630b..1600 | prolongateur à bascule - for Compact NS630b-1600 | [17 empty] | https://eref.se.com/be/nl/sis-tarif/product/33195 | https://eref.se.com/be/fr/sis-tarif/product/33195
Schneider Electric | Schneider Electric | 01022021 |  | Schneider Electric |  | SED | 33200 |  |  | 462.04 |  | 1 |  | 1 | KABELVERGR. PLAAT VAST | PLATINE FIXE A CABLE |  | CABLE-TYPE INTERLOCKING PLATE FOR FIXED | [18 empty] | 1 | 3303430332008 | 0 |  | 762 | 28 | 17 | 9 | 4.284 | [7 empty] | 43303430332006 | 6 | 5070 | 40 | 30 | 30 | [10 empty] | 7 | N | [12 empty] | MR1 | MR | 8538909999 | [14 empty] | Aanpassing kabelvergrendeling voor Masterpact NT-NW vast | Adaptation interverrouillage câble pour masterpact NT - fixe | [17 empty] | https://eref.se.com/be/nl/sis-tarif/product/33200 | https://eref.se.com/be/fr/sis-tarif/product/33200
Schneider Electric | Schneider Electric | 01022021 |  | Schneider Electric |  | SED | 33201 |  |  | 462.04 |  | 1 |  | 1 | KABELVERGR. PLAAT D/O SCHAK | PLATINE DEBRO A CABLE |  | CABLE-TYPE INTERLOCKING PLATE FOR D/O BR | [18 empty] | 1 | 3303430332015 | 0 |  | 785 | 27 | 17 | 9 | 4.131 | [7 empty] | 43303430332013 | 6 | 5423 | 40 | 30 | 30 | [10 empty] | 7 | N | [12 empty] | MR1 | MR | 8538909999 | [14 empty] | Aanpassing kabelvergrendeling voor Masterpact NT-NW uitrijdbaar | Adaptation interverrouillage câble pour masterpact NT - débro | [17 empty] | https://eref.se.com/be/nl/sis-tarif/product/33201 | https://eref.se.com/be/fr/sis-tarif/product/33201
Schneider Electric | Schneider Electric | 01022021 |  | Schneider Electric |  | SED | 33209 |  |  | 132.5 |  | 1 |  | 1 | VERGR. KABELS (1 ST=2) | 1 JEU DE 2 CABLES |  | 1 SET OF 2 INTERLOCK CABLES | [18 empty] | 1 | 3303430332091 | 0 |  | 676 | 30 | 21 | 3 | 1.89 | [7 empty] | 43303430332099 | 20 | 14024 | 40 | 30 | 30 | [10 empty] | 2 | Y | [12 empty] | MC1 | MO | 7312104900 | [14 empty] | 1 set van 2 kabels voor Masterpact NT | 1 jeu de 2 câbles pour masterpact NT | [17 empty] | https://eref.se.com/be/nl/sis-tarif/product/33209 | https://eref.se.com/be/fr/sis-tarif/product/33209
Schneider Electric | Schneider Electric | 01022021 |  | Schneider Electric |  | SED | 33220 |  |  | 979.37 |  | 1 |  | 1 | NS630BN 3P ZONDER BEV. VAST | NS630B N 3P SD FIXE |  | NS630B N 3P FIXED BASIC BREAKER | [18 empty] | 1 | 3303430332206 | 0 |  | 10076 | 40 | 37 | 23 | 34.04 | [23 empty] | 2 | N | [12 empty] | MC1 | MO | 8536209090 | [14 empty] | onderbrekingsblok - Compact NS630bN - 630 A - 3P - vast | bloc de coupure - Compact NS630bN - 630 A - 3P - fixe | [17 empty] | https://eref.se.com/be/nl/sis-tarif/product/33220 | https://eref.se.com/be/fr/sis-tarif/product/33220
Schneider Electric | Schneider Electric | 01022021 |  | Schneider Electric |  | SED | 33221 |  |  | 1326.07 |  | 1 |  | 1 | NS630BH 3P ZONDER BEV. VAST | NS630B H 3P SD FIXE |  | NS630B H 3P FIXED BASIC BREAKER | [18 empty] | 1 | 3303430332213 | 0 |  | 10076 | 23 | 40 | 37 | 34.04 | [23 empty] | 2 | N | [12 empty] | MC1 | MO | 8536209090 | [14 empty] | onderbrekingsblok - Compact NS630bH - 630 A - 3P - vast | bloc de coupure - Compact NS630bH - 630 A - 3P - fixe | [17 empty] | https://eref.se.com/be/nl/sis-tarif/product/33221 | https://eref.se.com/be/fr/sis-tarif/product/33221
Schneider Electric | Schneider Electric | 01022021 |  | Schneider Electric |  | SED | 33222 |  |  | 1613.51 |  | 1 |  | 1 | NS630BL 3P ZONDER BEV. VAST | NS630B L 3P SD FIXE |  | NS630B L 3P FIXED BASIC BREAKER | [18 empty] | 1 | 3303430332220 | 0 |  | 11123 | 23 | 39 | 37 | 33.189 | [23 empty] | 2 | N | [12 empty] | MC1 | MO | 8536209090 | [14 empty] | onderbrekingsblok - Compact NS630bL - 630 A - 3P - vast | bloc de coupure - Compact NS630bL - 630 A - 3P - fixe | [17 empty] | https://eref.se.com/be/nl/sis-tarif/product/33222 | https://eref.se.com/be/fr/sis-tarif/product/33222
Schneider Electric | Schneider Electric | 01022021 |  | Schneider Electric |  | SED | 33224 |  |  | 1266.79 |  | 1 |  | 1 | NS630BN 4P ZONDER BEV. VAST | NS630B N 4P SD FIXE |  | NS630B N 4P FIXED BASIC BREAKER | [18 empty] | 1 | 3303430332244 | 0 |  | 13578 | 30 | 38 | 37 | 42.18 | [23 empty] | 2 | N | [12 empty] | MC1 | MO | 8536209090 | [14 empty] | onderbrekingsblok - Compact NS630bN - 630 A - 4P - vast | bloc de coupure - Compact NS630bN - 630 A - 4P - fixe | [17 empty] | https://eref.se.com/be/nl/sis-tarif/product/33224 | https://eref.se.com/be/fr/sis-tarif/product/33224
Schneider Electric | Schneider Electric | 01022021 |  | Schneider Electric |  | SED | 33225 |  |  | 1710.09 |  | 1 |  | 1 | NS630BH 4P ZONDER BEV. VAST | NS630B H 4P SD FIXE |  | NS630B H 4P FIXED BASIC BREAKER | [18 empty] | 1 | 3303430332251 | 0 |  | 13578 | 30 | 38 | 37 | 42.18 | [23 empty] | 2 | N | [12 empty] | MC1 | MO | 8536209090 | [14 empty] | onderbrekingsblok - Compact NS630bH - 630 A - 4P - vast | bloc de coupure - Compact NS630bH - 630 A - 4P - fixe | [17 empty] | https://eref.se.com/be/nl/sis-tarif/product/33225 | https://eref.se.com/be/fr/sis-tarif/product/33225
Schneider Electric | Schneider Electric | 01022021 |  | Schneider Electric |  | SED | 33226 |  |  | 2119.62 |  | 1 |  | 1 | NS630BL 4P ZONDER BEV. VAST | NS630B L 4P SD FIXE |  | NS630B L 4P FIXED BASIC BREAKER | [18 empty] | 1 | 3303430332268 | 0 |  | 14643 | 30 | 38 | 37 | 42.18 | [23 empty] | 2 | N | [12 empty] | MC1 | MO | 8536209090 | [14 empty] | onderbrekingsblok - Compact NS630bL - 630 A - 4P - vast | bloc de coupure - Compact NS630bL - 630 A - 4P - fixe | [17 empty] | https://eref.se.com/be/nl/sis-tarif/product/33226 | https://eref.se.com/be/fr/sis-tarif/product/33226
Schneider Electric | Schneider Electric | 01022021 |  | Schneider Electric |  | SED | 33230 |  |  | 1470.58 |  | 1 |  | 1 | NS800N 3P ZONDER BEV. VAST | NS800N 3P SD FIXE |  | NS800 N 3P FIXED BASIC BREAKER | [18 empty] | 1 | 3303430332305 | 0 |  | 10076 | 40 | 37 | 23 | 34.04 | [23 empty] | 2 | N | [12 empty] | MC1 | MO | 8536209090 | [14 empty] | Schakelaardeel NS800N - 3P - vast vooraansluiting | Boîtier NS800N - 3P - fixe - prise avant | [17 empty] | https://eref.se.com/be/nl/sis-tarif/product/33230 | https://eref.se.com/be/fr/sis-tarif/product/33230
Schneider Electric | Schneider Electric | 01022021 |  | Schneider Electric |  | SED | 33231 |  |  | 1805.06 |  | 1 |  | 1 | NS800H 3P ZONDER BEV. VAST | NS800H 3P SD FIXE |  | NS800 H 3P FIXED BASIC BREAKER | [18 empty] | 1 | 3303430332312 | 0 |  | 10076 | 40 | 37 | 23 | 34.04 | [23 empty] | 2 | N | [12 empty] | MC1 | MO | 8536209090 | [14 empty] | Schakelaardeel NS800H - 3P - vast vooraansluiting | Boîtier NS800H - 3P - fixe - prise avant | [17 empty] | https://eref.se.com/be/nl/sis-tarif/product/33231 | https://eref.se.com/be/fr/sis-tarif/product/33231
Schneider Electric | Schneider Electric | 01022021 |  | Schneider Electric |  | SED | 33232 |  |  | 2420.25 |  | 1 |  | 1 | NS800L 3P ZONDER BEV. VAST | NS800L 3P SD FIXE |  | NS800 L 3P FIXED BASIC BREAKER | [18 empty] | 1 | 3303430332329 | 0 |  | 11123 | 23 | 39 | 37 | 33.189 | [23 empty] | 2 | N | [12 empty] | MC1 | MO | 8536209090 | [14 empty] | Schakelaardeel NS800L - 3P - vast vooraansluiting | Boîtier NS800L - 3P - fixe - prise avant | [17 empty] | https://eref.se.com/be/nl/sis-tarif/product/33232 | https://eref.se.com/be/fr/sis-tarif/product/33232
Schneider Electric | Schneider Electric | 01022021 |  | Schneider Electric |  | SED | 33234 |  |  | 1987.88 |  | 1 |  | 1 | NS800N 4P ZONDER BEV. VAST | NS800N 4P SD FIXE |  | NS800 N 4P FIXED BASIC BREAKER | [18 empty] | 1 | 3303430332343 | 0 |  | 13578 | 30 | 38 | 37 | 42.18 | [23 empty] | 2 | N | [12 empty] | MC1 | MO | 8536209090 | [14 empty] | Schakelaardeel NS800N - 4P - vast vooraansluiting | Boîtier NS800N - 4P - fixe - prise avant | [17 empty] | https://eref.se.com/be/nl/sis-tarif/product/33234 | https://eref.se.com/be/fr/sis-tarif/product/33234
Schneider Electric | Schneider Electric | 01022021 |  | Schneider Electric |  | SED | 33235 |  |  | 2422.62 |  | 1 |  | 1 | NS800H 4P ZONDER BEV. VAST | NS800H 4P SD FIXE |  | NS800 H 4P FIXED BASIC BREAKER | [18 empty] | 1 | 3303430332350 | 0 |  | 13578 | 30 | 38 | 37 | 42.18 | [23 empty] | 2 | N | [12 empty] | MC1 | MO | 8536209090 | [14 empty] | Schakelaardeel NS800H - 4P - vast vooraansluiting | Boîtier NS800H - 4P - fixe - prise avant | [17 empty] | https://eref.se.com/be/nl/sis-tarif/product/33235 | https://eref.se.com/be/fr/sis-tarif/product/33235
Schneider Electric | Schneider Electric | 01022021 |  | Schneider Electric |  | SED | 33236 |  |  | 3179.43 |  | 1 |  | 1 | NS800L 4P ZONDER BEV. VAST | NS800L 4P SD FIXE |  | NS800 L 4P FIXED BASIC BREAKER | [18 empty] | 1 | 3303430332367 | 0 |  | 14643 | 30 | 38 | 37 | 42.18 | [23 empty] | 2 | N | [12 empty] | MC1 | MO | 8536209090 | [14 empty] | Schakelaardeel NS800L - 4P - vast vooraansluiting | Boîtier NS800L - 4P - fixe - prise avant | [17 empty] | https://eref.se.com/be/nl/sis-tarif/product/33236 | https://eref.se.com/be/fr/sis-tarif/product/33236
Schneider Electric | Schneider Electric | 01022021 |  | Schneider Electric |  | SED | 33240 |  |  | 1983.91 |  | 1 |  | 1 | NS1000N 3P ZONDER BEV. VAST | NS1000N 3P SD FIXE |  | NS1000 N 3P FIXED BASIC BREAKER | [18 empty] | 1 | 3303430332404 | 0 |  | 10076 | 23 | 40 | 37 | 34.04 | [23 empty] | 2 | N | [12 empty] | MC1 | MO | 8536209090 | [14 empty] | Schakelaardeel NS1000N - 3P - vast vooraansluiting | Boîtier NS1000N - 3P - fixe - prise avant | [17 empty] | https://eref.se.com/be/nl/sis-tarif/product/33240 | https://eref.se.com/be/fr/sis-tarif/product/33240
Schneider Electric | Schneider Electric | 01022021 |  | Schneider Electric |  | SED | 33241 |  |  | 2404.98 |  | 1 |  | 1 | NS1000H 3P ZONDER BEV. VAST | NS1000H 3P SD FIXE |  | NS1000 H 3P FIXED BASIC BREAKER | [18 empty] | 1 | 3303430332411 | 0 |  | 10076 | 23 | 40 | 37 | 34.04 | [23 empty] | 2 | N | [12 empty] | MC1 | MO | 8536209090 | [14 empty] | Schakelaardeel NS1000H - 3P - vast vooraansluiting | Boîtier NS1000H - 3P - fixe - prise avant | [17 empty] | https://eref.se.com/be/nl/sis-tarif/product/33241 | https://eref.se.com/be/fr/sis-tarif/product/33241
Schneider Electric | Schneider Electric | 01022021 |  | Schneider Electric |  | SED | 33242 |  |  | 3203.87 |  | 1 |  | 1 | NS1000L 3P ZONDER BEV. VAST | NS1000L 3P SD FIXE |  | NS1000 L 3P FIXED BASIC BREAKER | [18 empty] | 1 | 3303430332428 | 0 |  | 11123 | 23 | 39 | 37 | 33.189 | [23 empty] | 2 | N | [12 empty] | MC1 | MO | 8536209090 | [14 empty] | Schakelaardeel NS1000L - 3P - vast vooraansluiting | Boîtier NS1000L - 3P - fixe - prise avant | [17 empty] | https://eref.se.com/be/nl/sis-tarif/product/33242 | https://eref.se.com/be/fr/sis-tarif/product/33242
Schneider Electric | Schneider Electric | 01022021 |  | Schneider Electric |  | SED | 33244 |  |  | 2685.09 |  | 1 |  | 1 | NS1000N 4P ZONDER BEV. VAST | NS1000 N 4P SD FIXE |  | NS1000 N 4P FIXED BASIC BREAKER | [18 empty] | 1 | 3303430332442 | 0 |  | 13578 | 30 | 38 | 37 | 42.18 | [23 empty] | 2 | N | [12 empty] | MC1 | MO | 8536209090 | [14 empty] | Schakelaardeel NS1000N - 4P - vast vooraansluiting | Boîtier NS1000N - 4P - fixe - prise avant | [17 empty] | https://eref.se.com/be/nl/sis-tarif/product/33244 | https://eref.se.com/be/fr/sis-tarif/product/33244
Schneider Electric | Schneider Electric | 01022021 |  | Schneider Electric |  | SED | 33245 |  |  | 3199.81 |  | 1 |  | 1 | NS1000H 4P ZONDER BEV. VAST | NS1000H 4P SD FIXE |  | NS1000 H 4P FIXED BASIC BREAKER | [18 empty] | 1 | 3303430332459 | 0 |  | 13578 | 30 | 38 | 37 | 42.18 | [23 empty] | 2 | N | [12 empty] | MC1 | MO | 8536209090 | [14 empty] | Schakelaardeel NS1000H - 4P - vast vooraansluiting | Boîtier NS1000H - 4P - fixe - prise avant | [17 empty] | https://eref.se.com/be/nl/sis-tarif/product/33245 | https://eref.se.com/be/fr/sis-tarif/product/33245
Schneider Electric | Schneider Electric | 01022021 |  | Schneider Electric |  | SED | 33246 |  |  | 4188.65 |  | 1 |  | 1 | NS1000L 4P ZONDER BEV. VAST | NS1000L 4P SD FIXE |  | NS1000 L 4P FIXED BASIC BREAKER | [18 empty] | 1 | 3303430332466 | 0 |  | 14643 | 30 | 38 | 37 | 42.18 | [23 empty] | 2 | N | [12 empty] | MC1 | MO | 8536209090 | [14 empty] | Schakelaardeel NS1000L - 4P - vast vooraansluiting | Boîtier NS1000L - 4P - fixe - prise avant | [17 empty] | https://eref.se.com/be/nl/sis-tarif/product/33246 | https://eref.se.com/be/fr/sis-tarif/product/33246
Schneider Electric | Schneider Electric | 01022021 |  | Schneider Electric |  | SED | 33250 |  |  | 2306.6 |  | 1 |  | 1 | NS1250N 3P ZONDER BEV. VAST | NS1250N 3P SD FIXE |  | NS1250 N 3P FIXED BASIC BREAKER | [18 empty] | 1 | 3303430332503 | 0 |  | 10076 | 23 | 40 | 37 | 34.04 | [23 empty] | 2 | N | [12 empty] | MC1 | MO | 8536209090 | [14 empty] | Schakelaardeel NS1250N - 3P - vast vooraansluiting | Boîtier NS1250N - 3P - fixe - prise avant | [17 empty] | https://eref.se.com/be/nl/sis-tarif/product/33250 | https://eref.se.com/be/fr/sis-tarif/product/33250
Schneider Electric | Schneider Electric | 01022021 |  | Schneider Electric |  | SED | 33251 |  |  | 2780.02 |  | 1 |  | 1 | NS1250H 3P ZONDER BEV. VAST | NS1250H 3P SD FIXE |  | NS1250 H 3P FIXED BASIC BREAKER | [18 empty] | 1 | 3303430332510 | 0 |  | 10076 | 23 | 40 | 37 | 34.04 | [23 empty] | 2 | N | [12 empty] | MC1 | MO | 8536209090 | [14 empty] | Schakelaardeel NS1250H - 3P - vast vooraansluiting | Boîtier NS1250H - 3P - fixe - prise avant | [17 empty] | https://eref.se.com/be/nl/sis-tarif/product/33251 | https://eref.se.com/be/fr/sis-tarif/product/33251
Schneider Electric | Schneider Electric | 01022021 |  | Schneider Electric |  | SED | 33254 |  |  | 3061.6 |  | 1 |  | 1 | NS1250N 4P ZONDER BEV. VAST | NS1250N 4P SD FIXE |  | NS1250 N 4P FIXED BASIC BREAKER | [18 empty] | 1 | 3303430332541 | 0 |  | 13578 | 30 | 38 | 37 | 42.18 | [23 empty] | 2 | N | [12 empty] | MC1 | MO | 8536209090 | [14 empty] | Schakelaardeel NS1250N - 4P - vast vooraansluiting | Boîtier NS1250N - 4P - fixe - prise avant | [17 empty] | https://eref.se.com/be/nl/sis-tarif/product/33254 | https://eref.se.com/be/fr/sis-tarif/product/33254
Schneider Electric | Schneider Electric | 01022021 |  | Schneider Electric |  | SED | 33255 |  |  | 3650.14 |  | 1 |  | 1 | NS1250H 4P ZONDER BEV. VAST | NS1250H 4P SD FIXE |  | NS1250 H 4P FIXED BASIC BREAKER | [18 empty] | 1 | 3303430332558 | 0 |  | 13578 | 30 | 38 | 37 | 42.18 | [23 empty] | 2 | N | [12 empty] | MC1 | MO | 8536209090 | [14 empty] | Schakelaardeel NS1250H - 4P - vast vooraansluiting | Boîtier NS1250H - 4P - fixe - prise avant | [17 empty] | https://eref.se.com/be/nl/sis-tarif/product/33255 | https://eref.se.com/be/fr/sis-tarif/product/33255
Schneider Electric | Schneider Electric | 01022021 |  | Schneider Electric |  | SED | 33260 |  |  | 2899.5 |  | 1 |  | 1 | NS1600N 3P ZONDER BEV. VAST | NS1600N 3P SD FIXE |  | NS1600 N 3P FIXED BASIC BREAKER | [18 empty] | 1 | 3303430332602 | 0 |  | 10075 | 23 | 40 | 37 | 34.04 | [23 empty] | 2 | N | [12 empty] | MC1 | MO | 8536209090 | [14 empty] | Schakelaardeel NS1600N - 3P - vast vooraansluiting | Boîtier NS1600N - 3P - fixe - prise avant | [17 empty] | https://eref.se.com/be/nl/sis-tarif/product/33260 | https://eref.se.com/be/fr/sis-tarif/product/33260
Schneider Electric | Schneider Electric | 01022021 |  | Schneider Electric |  | SED | 33261 |  |  | 3470.04 |  | 1 |  | 1 | NS1600H 3P ZONDER BEV. VAST | NS1600H 3P SD FIXE |  | NS1600 H 3P FIXED BASIC BREAKER | [18 empty] | 1 | 3303430332619 | 0 |  | 10075 | 23 | 40 | 37 | 34.04 | [23 empty] | 2 | N | [12 empty] | MC1 | MO | 8536209090 | [14 empty] | Schakelaardeel NS1600H - 3P - vast vooraansluiting | Boîtier NS1600H - 3P - fixe - prise avant | [17 empty] | https://eref.se.com/be/nl/sis-tarif/product/33261 | https://eref.se.com/be/fr/sis-tarif/product/33261
Schneider Electric | Schneider Electric | 01022021 |  | Schneider Electric |  | SED | 33264 |  |  | 3457.77 |  | 1 |  | 1 | NS1600N 4P ZONDER BEV. VAST | NS1600N 4P SD FIXE |  | NS1600 N 4P FIXED BASIC BREAKER | [18 empty] | 1 | 3303430332640 | 0 |  | 13577 | 30 | 38 | 37 | 42.18 | [23 empty] | 2 | N | [12 empty] | MC1 | MO | 8536209090 | [14 empty] | Schakelaardeel NS1600N - 4P - vast vooraansluiting | Boîtier NS1600N - 4P - fixe - prise avant | [17 empty] | https://eref.se.com/be/nl/sis-tarif/product/33264 | https://eref.se.com/be/fr/sis-tarif/product/33264
Schneider Electric | Schneider Electric | 01022021 |  | Schneider Electric |  | SED | 33265 |  |  | 4118.99 |  | 1 |  | 1 | NS1600H 4P ZONDER BEV. VAST | NS1600H 4P SD FIXE |  | NS1600 H 4P FIXED BASIC BREAKER | [18 empty] | 1 | 3303430332657 | 0 |  | 13577 | 30 | 38 | 37 | 42.18 | [23 empty] | 2 | N | [12 empty] | MC1 | MO | 8536209090 | [14 empty] | Schakelaardeel NS1600H - 4P - vast vooraansluiting | Boîtier NS1600H - 4P - fixe - prise avant | [17 empty] | https://eref.se.com/be/nl/sis-tarif/product/33265 | https://eref.se.com/be/fr/sis-tarif/product/33265
Schneider Electric | Schneider Electric | 01022021 |  | Schneider Electric |  | SED | 33422 |  |  | 1646.59 |  | 1 |  | 1 | NS800NA 3P LASTSCHAK. VAST | NS800 NA 3P |  | NS800 NA 3P | [18 empty] | 1 | 3303430334224 | 0 |  | 9521 | 33 | 20 | 35 | 23.1 | [23 empty] | 2 | N | [12 empty] | MC1 | MO | 8536508090 | [14 empty] | Schakelaardeel NS800 met schakelblok - NA - 3P - vast vooraansluiting | Interrupteur NS800NA avec bloc interrupteur - 3P - fixe - prise avant | [17 empty] | https://eref.se.com/be/nl/sis-tarif/product/33422 | https://eref.se.com/be/fr/sis-tarif/product/33422
Schneider Electric | Schneider Electric | 01022021 |  | Schneider Electric |  | SED | 33423 |  |  | 2025.68 |  | 1 |  | 1 | NS800NA 4P LASTSCHAK. VAST | NS800 NA 4P |  | NS800 NA 4P | [18 empty] | 1 | 3303430334231 | 0 |  | 12529 | 30 | 25 | 32 | 24 | [23 empty] | 2 | N | [12 empty] | MC1 | MO | 8536508090 | [14 empty] | Schakelaardeel NS800 met schakelblok - NA - 4P - vast vooraansluiting | Interrupteur NS800NA avec bloc interrupteur - 4P - fixe - prise avant | [17 empty] | https://eref.se.com/be/nl/sis-tarif/product/33423 | https://eref.se.com/be/fr/sis-tarif/product/33423
Schneider Electric | Schneider Electric | 01022021 |  | Schneider Electric |  | SED | 33424 |  |  | 1728.92 |  | 1 |  | 1 | NS1000NA 3P LASTSCHAK. VAST | NS1000 NA 3P |  | molded case switch disconnector Compact | [18 empty] | 1 | 3303430334248 | 0 |  | 9521 | 33 | 20 | 35 | 23.1 | [23 empty] | 2 | N | [12 empty] | MC1 | MO | 8536508090 | [14 empty] | Schakelaardeel NS1000 met schakelblok - NA - 3P - vast vooraansluiting | Interrupteur NS1000NA avec bloc interrupteur - 3P - fixe - prise avant | [17 empty] | https://eref.se.com/be/nl/sis-tarif/product/33424 | https://eref.se.com/be/fr/sis-tarif/product/33424
Schneider Electric | Schneider Electric | 01022021 |  | Schneider Electric |  | SED | 33425 |  |  | 2069.65 |  | 1 |  | 1 | NS1000NA 4P LASTSCHAK. VAST | NS1000 NA 4P |  | NS1000 NA 4P | [18 empty] | 1 | 3303430334255 | 0 |  | 12529 | 30 | 25 | 32 | 24 | [23 empty] | 2 | N | [12 empty] | MC1 | MO | 8536508090 | [14 empty] | Schakelaardeel NS1000 met schakelblok - NA - 4P - vast vooraansluiting | Interrupteur NS1000NA avec bloc interrupteur - 4P - fixe - prise avant | [17 empty] | https://eref.se.com/be/nl/sis-tarif/product/33425 | https://eref.se.com/be/fr/sis-tarif/product/33425
Schneider Electric | Schneider Electric | 01022021 |  | Schneider Electric |  | SED | 33426 |  |  | 1786.79 |  | 1 |  | 1 | NS1250NA 3P LASTSCHAK. VAST | NS1250 NA 3P |  | molded case switch disconnector Compact | [18 empty] | 1 | 3303430334262 | 0 |  | 9521 | 33 | 20 | 35 | 23.1 | [23 empty] | 2 | N | [12 empty] | MC1 | MO | 8536508090 | [14 empty] | Schakelaardeel NS1250 met schakelblok - NA - 3P - vast vooraansluiting | Interrupteur NS1250NA avec bloc interrupteur - 3P - fixe - prise avant | [17 empty] | https://eref.se.com/be/nl/sis-tarif/product/33426 | https://eref.se.com/be/fr/sis-tarif/product/33426
Schneider Electric | Schneider Electric | 01022021 |  | Schneider Electric |  | SED | 33427 |  |  | 2197.88 |  | 1 |  | 1 | NS1250NA 4P LASTSCHAK. VAST | NS1250 NA 4P |  | molded case switch disconnector Compact | [18 empty] | 1 | 3303430334279 | 0 |  | 12529 | 30 | 25 | 32 | 24 | [23 empty] | 2 | N | [12 empty] | MC1 | MO | 8536508090 | [14 empty] | Schakelaardeel NS1250 met schakelblok - NA - 4P - vast vooraansluiting | Interrupteur NS1250NA avec bloc interrupteur - 4P - fixe - prise avant | [17 empty] | https://eref.se.com/be/nl/sis-tarif/product/33427 | https://eref.se.com/be/fr/sis-tarif/product/33427
Schneider Electric | Schneider Electric | 01022021 |  | Schneider Electric |  | SED | 33428 |  |  | 1993.15 |  | 1 |  | 1 | NS1600NA 3P LASTSCHAK. VAST | NS1600 NA 3P |  | molded case switch disconnector Compact | [18 empty] | 1 | 3303430334286 | 0 |  | 9521 | 33 | 20 | 35 | 23.1 | [23 empty] | 2 | N | [12 empty] | MC1 | MO | 8536508090 | [14 empty] | Schakelaardeel NS1600 met schakelblok - NA - 3P - vast vooraansluiting | Interrupteur NS1600NA avec bloc interrupteur - 3P - fixe - prise avant | [17 empty] | https://eref.se.com/be/nl/sis-tarif/product/33428 | https://eref.se.com/be/fr/sis-tarif/product/33428
Schneider Electric | Schneider Electric | 01022021 |  | Schneider Electric |  | SED | 33429 |  |  | 2295.06 |  | 1 |  | 1 | NS1600NA 4P LASTSCHAK. VAST | NS1600 NA 4P |  | molded case switch disconnector Compact | [18 empty] | 1 | 3303430334293 | 0 |  | 12529 | 30 | 25 | 32 | 24 | [23 empty] | 2 | N | [12 empty] | MC1 | MO | 8536508090 | [14 empty] | Schakelaardeel NS1600 met schakelblok - NA - 4P - vast vooraansluiting | Interrupteur NS1600NA avec bloc interrupteur - 4P - fixe - prise avant | [17 empty] | https://eref.se.com/be/nl/sis-tarif/product/33429 | https://eref.se.com/be/fr/sis-tarif/product/33429
Schneider Electric | Schneider Electric | 01022021 |  | Schneider Electric |  | SED | 33505 |  |  | 585.33 |  | 1 |  | 1 | MICROLOGIC 2.0 A VAST | MICROL 2.0 A COMPACT NS FIXE |  | MICROLOGIC 2.0 A FOR FIXED COMPACT NS | [18 empty] | 1 | 3303430335054 | 0 |  | 218 | 22 | 8 | 7 | 1.232 | [23 empty] | 2 | N | [12 empty] | MC1 | MO | 85389099 | [14 empty] | Elektronische beveiliging Micrologic 2.0 A voor NS800/1000/1250/1600N/H/L | Déclencheur électronique Micrologic 2.0 A pour NS800-NS1600N/H/L - fixe | [17 empty] | https://eref.se.com/be/nl/sis-tarif/product/33505 | https://eref.se.com/be/fr/sis-tarif/product/33505
Schneider Electric | Schneider Electric | 01022021 |  | Schneider Electric |  | SED | 33512 |  |  | 930.51 |  | 1 |  | 1 | MICROLOGIC 5.0 A VAST | MICROL 5.0 A COMPACT NS FIXE |  | MICROLOGIC 5.0 A FOR FIXED COMPACT NS | [18 empty] | 1 | 3303430335122 | 0 |  | 220 | 22 | 8 | 7 | 1.232 | [23 empty] | 2 | N | [12 empty] | MC1 | MO | 8536303099 | [14 empty] | Elektronische beveiliging Micrologic 5.0 voor NS800/1000/1250/1600N/H/L | Déclencheur électronique Micrologic 5.0 A pour NS800-NS1600N/H/L - fixe | [17 empty] | https://eref.se.com/be/nl/sis-tarif/product/33512 | https://eref.se.com/be/fr/sis-tarif/product/33512
Schneider Electric | Schneider Electric | 01022021 |  | Schneider Electric |  | SED | 33513 |  |  | 1503.81 |  | 1 |  | 1 | MICROLOGIC 6.0 A VAST | MICROLOGIC 6.0 A |  | MICROLOGIC 6.0 A FOR FIXED COMPACT NS | [18 empty] | 1 | 3303430335139 | 0 |  | 222 | 22 | 8 | 7 | 1.232 | [23 empty] | 2 | N | [12 empty] | MC1 | MO | 8536303099 | [14 empty] | Electronische beveiliging Micrologic 6.0 A voor Compact NS 800-1600 | Unité de contrôle Micrologic 6.0 A pour Compact NS 800-1600 | [17 empty] | https://eref.se.com/be/nl/sis-tarif/product/33513 | https://eref.se.com/be/fr/sis-tarif/product/33513
Schneider Electric | Schneider Electric | 01022021 |  | Schneider Electric |  | SED | 33514 |  |  | 1671.68 |  | 1 |  | 1 | MICROLOGIC 7.0 A VAST | MICROLOGIC 7.0A |  | MICROLOGIC 7.0 A FOR FIXED COMPACT NS | [18 empty] | 1 | 3303430335146 | 0 |  | 276 | 7 | 22 | 8 | 1.232 | [23 empty] | 2 | N | [12 empty] | MC1 | MO | 8536303099 | [14 empty] | Electronische beveiliging Micrologic 7.0 A voor Compact NS 800-1600 | Unité de contrôle Micrologic 7.0 A pour Compact NS 800-1600 | [17 empty] | https://eref.se.com/be/nl/sis-tarif/product/33514 | https://eref.se.com/be/fr/sis-tarif/product/33514
Schneider Electric | Schneider Electric | 01022021 |  | Schneider Electric |  | SED | 33535 |  |  | 451.35 |  | 1 |  | 1 | MICROLOGIC 2.0 E VOOR NS630b-3200 VAST | Unité de contrôle Micrologic 2.0E pour C |  | TRIP UNIT MICROLOGIC 2.0 E FOR COMPACT N | [18 empty] | 1 | 3606480344671 | 0 |  | 269 | 22 | 8 | 7 | 1.232 | [23 empty] | 2 | N | [12 empty] | MC1 | MO | 8536303099 | [14 empty] | Electronische beveiliging Micrologic 2.0 E voor Compact NS 800-1600 | Unité de contrôle Micrologic 2.0 E pour Compact NS 800-1600 | [17 empty] | https://eref.se.com/be/nl/sis-tarif/product/33535 | https://eref.se.com/be/fr/sis-tarif/product/33535
Schneider Electric | Schneider Electric | 01022021 |  | Schneider Electric |  | SED | 33537 |  |  | 724.71 |  | 1 |  | 1 | MICROLOGIC 5.0 E VOOR NS630b-3200 VAST | MICROLOGIC 5.0 E NS FIX |  | TRIP UNIT MICROLOGIC 5.0 E FOR COMPACT N | [18 empty] | 1 | 3606480344695 | 0 |  | 272 | 22 | 8 | 7 | 1.232 | [23 empty] | 2 | N | [12 empty] | MC1 | MO | 8536303099 | [14 empty] | Electronische beveiliging Micrologic 5.0 E voor Compact NS 800-1600 | Unité de contrôle Micrologic 5.0 E pour Compact NS 800-1600 | [17 empty] | https://eref.se.com/be/nl/sis-tarif/product/33537 | https://eref.se.com/be/fr/sis-tarif/product/33537
Schneider Electric | Schneider Electric | 01022021 |  | Schneider Electric |  | SED | 33539 |  |  | 1408.11 |  | 1 |  | 1 | MICROLOGIC 6.0 E VOOR NS630b-3200 VAST | MICROLOGIC 6.0 E NS FIX |  | TRIP UNIT MICROLOGIC 6.0 E FOR COMPACT N | [18 empty] | 1 | 3606480344718 | 0 |  | 272 | 22 | 8 | 7 | 1.232 | [23 empty] | 2 | N | [12 empty] | MC1 | MO | 8536303099 | [14 empty] | Electronische beveiliging Micrologic 6.0 E voor Compact NS 800-1600 | Unité de contrôle Micrologic 6.0 E pour Compact NS 800-1600 | [17 empty] | https://eref.se.com/be/nl/sis-tarif/product/33539 | https://eref.se.com/be/fr/sis-tarif/product/33539
Schneider Electric | Schneider Electric | 01022021 |  | Schneider Electric |  | SED | 33542 |  |  | 44.61 |  | 1 |  | 20 | STANDAARD RATING PLUG 0.4-1 | PLUG STANDARD CEI 0.4 A 1 |  | STANDARD IEC RATING PLUG 0.4 TO 1 | [18 empty] | 1 | 3303430335429 | 0 |  | 10 | 8 | 3 | 3 | 0.072 | 13303430335426 | 20 | 280 | 18.4 | 13 | 9.2 |  | 43303430335427 | 240 | 3847 | 40 | 30 | 30 |  |  | 1920 | 41512 | 120 | 80 | 50 |  |  |  | 2 | Y | [12 empty] | MR1 | MR | 8538909999 | [14 empty] | Standaard rating plug 0.4-1Ir voor NS800-NS1600N/H/L-NT/NW | Plug standard reglage 0,4 - 1lr pour NS800 - 1600N/H/L - NT/NW | [17 empty] | https://eref.se.com/be/nl/sis-tarif/product/33542 | https://eref.se.com/be/fr/sis-tarif/product/33542
Schneider Electric | Schneider Electric | 01022021 |  | Schneider Electric |  | SED | 33543 |  |  | 41.59 |  | 1 |  | 20 | LOW-SET RATING PLUG 0.4- 0.8 | PLUG REGLAGE BAS CEI 0.4 A 0.8 |  | LOW-SETTING IEC RATING PLUG 0.4 TO 0.8 | [18 empty] | 1 | 3303430335436 | 0 |  | 6 | 4 | 8 | 3 | 0.096 | 13303430335433 | 20 | 265 | 13 | 18 | 9 |  | 43303430335434 | 240 | 3667 | 40 | 30 | 30 | [10 empty] | 7 | N | [12 empty] | MR1 | MR | 8538909999 | [14 empty] | Low-set rating plug 0.4- 0.8Ir voor NS800-NS1600N/H/L-NT/NW | Plug reglage 0,4 - 0,8lr pour NS800 - 1600N/H/L - NT/NW | [17 empty] | https://eref.se.com/be/nl/sis-tarif/product/33543 | https://eref.se.com/be/fr/sis-tarif/product/33543
Schneider Electric | Schneider Electric | 01022021 |  | Schneider Electric |  | SED | 33544 |  |  | 41.59 |  | 1 |  | 20 | HIGH-SET RATING PLUG 0.8-1 | PLUG REGLAGE HAUT CEI 0.8 A 1 |  | HIGH-SETTING IEC RATING PLUG | [18 empty] | 1 | 3303430335443 | 0 |  | 4 | 4 | 8 | 3 | 0.096 | 13303430335440 | 20 | 260 | 19 | 9 | 13 |  | 43303430335441 | 240 | 3607 | 40 | 30 | 30 | [10 empty] | 7 | N | [12 empty] | MR1 | MR | 8538909999 | [14 empty] | High-set rating plug 0.8-1Ir voor NS800-NS1600N/H/L-NT/NW | Plug reglage 0,8 - 1lr pour NS800 - 1600N/H/L - NT/NW | [17 empty] | https://eref.se.com/be/nl/sis-tarif/product/33544 | https://eref.se.com/be/fr/sis-tarif/product/33544
Schneider Electric | Schneider Electric | 01022021 |  | Schneider Electric |  | SED | 33573 |  |  | 1660.32 |  | 1 |  | 1 | TORUS 280X115 VOOR MICROL 7.0A/6.0P/7.0H | TORE 280X115 POUR MICROL. 7.0A/6.0P/7.0H |  | RECTANGULOR SENSOR FOR EARTH LEA KAGE PR | [18 empty] | 1 | 3303430335733 | 0 |  | 11200 | 45 | 30 | 17 | 22.95 | [15 empty] | 15 | 195360 | 120 | 80 | 80 |  |  |  | 7 | N | [12 empty] | MR1 | MR | 8504318090 | [14 empty] | Torus 280 x 115 voor Micrologic 7.0A | Tore 280 x 115 pour microl. 7.0A | [17 empty] | https://eref.se.com/be/nl/sis-tarif/product/33573 | https://eref.se.com/be/fr/sis-tarif/product/33573
Schneider Electric | Schneider Electric | 01022021 |  | Schneider Electric |  | SED | 33574 |  |  | 2166.53 |  | 1 |  | 1 | TORUS 470X160 VOOR MICROL 7.0A/6.0P/7.0H | TORE 470X160 POUR MICROL. 7.0A/6.0P/7.0H |  | RECTANGULOR SENSOR FOR EARTH LEA KAGE PR | [18 empty] | 1 | 3303430335740 | 0 |  | 18450 | 34 | 65 | 18 | 39.78 | [14 empty] | 73303430335749 | 9 | 180675 | 120 | 80 | 67 |  |  |  | 7 | N | [12 empty] | MR1 | MR | 8504318090 | [14 empty] | Torus 470 x 160 voor Micrologic 7.0A | Tore 470 x 160 pour microl. 7.0A | [17 empty] | https://eref.se.com/be/nl/sis-tarif/product/33574 | https://eref.se.com/be/fr/sis-tarif/product/33574
Schneider Electric | Schneider Electric | 01022021 |  | Schneider Electric |  | SED | 33590 |  |  | 275.98 |  | 1 |  | 1 | TESTKIT KABEL MICROLOGIC 7-PIN | TESTKIT FILERIE |  | TEST KIT CABLE AND CONNECTOR FOR NS NT N | [18 empty] | 1 | 3303430335900 | 0 |  | 160 | 18 | 20 | 2 | 0.72 | [7 empty] | 43303430335908 | 50 | 8487 | 40 | 30 | 30 | [10 empty] | 6 | N | [12 empty] | MC1 | MO | 8538909999 | [14 empty] | Testkit bedrading | Testkit filerie | [17 empty] | https://eref.se.com/be/nl/sis-tarif/product/33590 | https://eref.se.com/be/fr/sis-tarif/product/33590
Schneider Electric | Schneider Electric | 01022021 |  | Schneider Electric |  | SED | 33593 |  |  | 33.9 |  | 1 |  | 20 | BATTERIJ VOOR MICROLOGIC | BATTERY FOR MICROLOGIC |  | SPARE BATTERY | [18 empty] | 1 | 3303430335931 | 0 |  | 16.4 | 8 | 3 | 4 | 0.096 | 13303430335938 | 20 | 392 | 19 | 9 | 13 |  | 43303430335939 | 160 | 3351 | 40 | 30 | 30 | [10 empty] | 2 | Y | [12 empty] | MR1 | MR | 8506808000 | [14 empty] | Batterij voor Micrologic | Batterie pour Micrologic | [17 empty] | https://eref.se.com/be/nl/sis-tarif/product/33593 | https://eref.se.com/be/fr/sis-tarif/product/33593
Schneider Electric | Schneider Electric | 01022021 |  | Schneider Electric |  | SED | 33597 |  |  | 206.1 |  | 1 |  | 1 | AFDEKKAP BLUSKAMER 4P | CAPOT CHAMBRE DE COUPURE 4P |  | 4P ARC CHUTE INSULATING SCREEN | [18 empty] | 1 | 3303430335979 | 0 |  | 160 | 30 | 12 | 5 | 1.8 | [7 empty] | 43303430335977 | 16 | 2943 | 40 | 30 | 30 |  | 73303430335978 | 128 | 36120 | 120 | 80 | 42 |  |  |  | 2 | Y | [12 empty] | MC1 | MO | 8547200090 | [14 empty] | Afdekkap voor bluskamer voor NW/NT - 4P | Capot chambre de coupure pour NW/NT - 4P | [17 empty] | https://eref.se.com/be/nl/sis-tarif/product/33597 | https://eref.se.com/be/fr/sis-tarif/product/33597
Schneider Electric | Schneider Electric | 01022021 |  | Schneider Electric |  | SED | 33598 |  |  | 242.08 |  | 1 |  | 1 | VOORAANSL. BOVEN 3P 630..1000A VAST | RAC.3P PAV AMONT APP FIXE |  | TOP 3P FRONT CONNECTION FOR 630/1000A FI | [18 empty] | 1 | 3303430335986 | 0 |  | 970 | 21 | 12 | 8 | 2.016 | [23 empty] | 2 | N | [12 empty] | MC1 | MO | 8536909500 | [14 empty] | Aansluitvlakken vooraansluiting stroomopw. - 3P voor NS800-NS1000N/H vast | Plage de raccordement PAV amont pour NS800-NS1000N/H - 3P - fixe | [17 empty] | https://eref.se.com/be/nl/sis-tarif/product/33598 | https://eref.se.com/be/fr/sis-tarif/product/33598
Schneider Electric | Schneider Electric | 01022021 |  | Schneider Electric |  | SED | 33599 |  |  | 242.08 |  | 1 |  | 1 | VOORAANSL. ONDER 3P 630..1000A VAST | RACC.3P PAV AVAL APP.FIXE |  | BOTTOM 3P FRONT CONNECTION FOR 630/1000A | [18 empty] | 1 | 3303430335993 | 0 |  | 1026 | 12 | 3 | 20 | 0.72 | [23 empty] | 2 | N | [12 empty] | MC1 | MO | 8536909500 | [14 empty] | Aansluitvlakken vooraansluiting stroomafw. - 3P voor NS800-NS1000N/H vast | Plage de raccordement PAV aval pour NS800-NS1000N/H - 3P - fixe | [17 empty] | https://eref.se.com/be/nl/sis-tarif/product/33599 | https://eref.se.com/be/fr/sis-tarif/product/33599
Schneider Electric | Schneider Electric | 01022021 |  | Schneider Electric |  | SED | 33600 |  |  | 264.11 |  | 1 |  | 1 | VOORAANSL. BOVEN 3P 1250A VAST | RACC.3P PAV AMONT APP FIXE |  | TOP 3P FRONT CONNECTION FOR 1250A FIXED | [18 empty] | 1 | 3303430336006 | 0 |  | 1033 | 12 | 3 | 20 | 0.72 | [23 empty] | 2 | N | [12 empty] | MC1 | MO | 8536909500 | [14 empty] | Aansluitvlakken vooraansl. stroomopw. - 3P voor NS800-NS1000L-1250N/H vast | Plage de raccordement PAV amont pour NS800-NS1000L - NS1250N/H - 3P - fixe | [17 empty] | https://eref.se.com/be/nl/sis-tarif/product/33600 | https://eref.se.com/be/fr/sis-tarif/product/33600
Schneider Electric | Schneider Electric | 01022021 |  | Schneider Electric |  | SED | 33601 |  |  | 264.11 |  | 1 |  | 1 | VOORAANSL. ONDER 3P 1000/1250A VAST | RACCORD.3P PAV AVAL |  | BOTTOM 3P FRONT CONNECTION FOR 1000/1250 | [18 empty] | 1 | 3303430336013 | 0 |  | 1029 | 12 | 3 | 20 | 0.72 | [23 empty] | 2 | N | [12 empty] | MC1 | MO | 8536909500 | [14 empty] | Aansluitvlakken vooraansl. stroomafw. - 3P voor NS800-NS1000L-1250N/H vast | Plage de raccordement PAV aval pour NS800-NS1000L - NS1250N/H - 3P - fixe | [17 empty] | https://eref.se.com/be/nl/sis-tarif/product/33601 | https://eref.se.com/be/fr/sis-tarif/product/33601
Schneider Electric | Schneider Electric | 01022021 |  | Schneider Electric |  | SED | 33602 |  |  | 282.17 |  | 1 |  | 1 | VOORAANSL. BOVEN 3P 1600A VAST | RACCORD.3P PAV AMONT APP FIXE |  | TOP 3P FRONT CONNECTION FOR 1600A FIX | [18 empty] | 1 | 3303430336020 | 0 |  | 1205 | 21 | 12 | 4 | 1.008 | [7 empty] | 43303430336028 | 4 | 6219 | 40 | 30 | 15 | [10 empty] | 2 | N | [12 empty] | MC1 | MO | 8536909500 | [14 empty] | Aansluitvlakken vooraansl. stroomopw. - 3P voor NS1600N/H vast | Plage de raccordement PAV amont pour NS1600N/H - 3P - fixe | [17 empty] | https://eref.se.com/be/nl/sis-tarif/product/33602 | https://eref.se.com/be/fr/sis-tarif/product/33602
Schneider Electric | Schneider Electric | 01022021 |  | Schneider Electric |  | SED | 33603 |  |  | 282.17 |  | 1 |  | 1 | VOORAANSL. ONDER 3P 1600A VAST | RACC.3P PAV AVAL APP FIXE |  | BOTTOM 3P FRONT CONNECTION FOR 1600A FIX | [18 empty] | 1 | 3303430336037 | 0 |  | 1747 | 40 | 15 | 15 | 9 | [7 empty] | 3303430336037 | 1 | 1747 | 40 | 15 | 15 | [10 empty] | 2 | N | [12 empty] | MC1 | MO | 8536909500 | [14 empty] | Aansluitvlakken vooraansl. stroomafw. - 3P voor NS1600N/H vast | Plage de raccordement PAV aval pour NS1600N/H - 3P - fixe | [17 empty] | https://eref.se.com/be/nl/sis-tarif/product/33603 | https://eref.se.com/be/fr/sis-tarif/product/33603
Schneider Electric | Schneider Electric | 01022021 |  | Schneider Electric |  | SED | 33604 |  |  | 361.57 |  | 1 |  | 1 | VERT. ACHTERAANSL. BOVEN 3P 630..1600A | RACC.3P PAR AMONT VERT.POUR NT |  | TOP 3P VERTICAL REAR CONNECTION FOR 630/ | [18 empty] | 1 | 3303430336044 | 0 |  | 2264 | 20 | 8 | 3 | 0.48 | [23 empty] | 2 | N | [12 empty] | MR1 | MR | 8536909500 | [14 empty] | Aansluitvlakken verticaal stroomopwaarts - 3P voor NS800-NS1600N/H/L vast | Plage de raccordement vertical amont pour NS800 - NS1600N/H/L - 3P - fixe | [17 empty] | https://eref.se.com/be/nl/sis-tarif/product/33604 | https://eref.se.com/be/fr/sis-tarif/product/33604
Schneider Electric | Schneider Electric | 01022021 |  | Schneider Electric |  | SED | 33605 |  |  | 361.57 |  | 1 |  | 1 | VERT. ACHTERAANSL. ONDER 3P 630..1600A | RACC.3P PAR AVAL VERT.POUR NT |  | BOTTOM 3P VERTICAL REAR CONNECTI ON FOR | [18 empty] | 1 | 3303430336051 | 0 |  | 2264 | 20 | 8 | 3 | 0.48 | [23 empty] | 2 | N | [12 empty] | MR1 | MR | 8536909500 | [14 empty] | Aansluitvlakken verticaal stroomafwaarts - 3P voor NS800-NS1600N/H/L vast | Plage de raccordement vertical aval pour NS800 - NS1600N/H/L - 3P - fixe | [17 empty] | https://eref.se.com/be/nl/sis-tarif/product/33605 | https://eref.se.com/be/fr/sis-tarif/product/33605
Schneider Electric | Schneider Electric | 01022021 |  | Schneider Electric |  | SED | 33606 |  |  | 368.8 |  | 1 |  | 1 | HOR. ACHTERAANSL. BOVEN 3P 630..1600A | RACC.3P PAR AMONT HOR.POUR NT |  | TOP 3P HORIZ. REAR CONNECTION FOR 630/16 | [18 empty] | 1 | 3303430336068 | 0 |  | 2264 | 20 | 8 | 3 | 0.48 | [23 empty] | 2 | N | [12 empty] | MR1 | MR | 8536909500 | [14 empty] | Aansluitvlakken horizontaal stroomopwaarts - 3P voor NS800-NS1600N/H/L vast | Plage de raccordement horizontal amont pour NS800 - NS1600N/H/L - 3P - fixe | [17 empty] | https://eref.se.com/be/nl/sis-tarif/product/33606 | https://eref.se.com/be/fr/sis-tarif/product/33606
Schneider Electric | Schneider Electric | 01022021 |  | Schneider Electric |  | SED | 33607 |  |  | 368.8 |  | 1 |  | 1 | HOR. ACHTERAANSL. ONDER 3P 630..1600A | RACC.3P PAR AVAL HOR.POUR NT |  | BOTTOM 3P HORIZ. REAR CONNECTION FOR 63 | [18 empty] | 1 | 3303430336075 | 0 |  | 2264 | 20 | 8 | 3 | 0.48 | [23 empty] | 2 | N | [12 empty] | MR1 | MR | 8536909500 | [14 empty] | Aansluitvlakken horizontaal stroomafwaarts - 3P voor NS800-NS1600N/H/L vast | Plage de raccordement horizontal aval pour NS800 - NS1600N/H/L - 3P - fixe | [17 empty] | https://eref.se.com/be/nl/sis-tarif/product/33607 | https://eref.se.com/be/fr/sis-tarif/product/33607
Schneider Electric | Schneider Electric | 01022021 |  | Schneider Electric |  | SED | 33608 |  |  | 264.11 |  | 1 |  | 1 | VOORAANSL. BOVEN 4P 630..1000A VAST | RACC.4P PAV AMONT APP FIXE |  | TOP 4P FRONT CONNECTION FOR 630/1000A FI | [18 empty] | 1 | 3303430336082 | 0 |  | 1317 | 28 | 12 | 6 | 2.016 | [23 empty] | 2 | N | [12 empty] | MC1 | MO | 8536909500 | [14 empty] | Aansluitvlakken vooraansl. stroomopw. - 4P voor NS800-NS1600N/H vast | Plage de raccordement PAV amont pour NS800-1000N/H/L - 4P - fixe | [17 empty] | https://eref.se.com/be/nl/sis-tarif/product/33608 | https://eref.se.com/be/fr/sis-tarif/product/33608
Schneider Electric | Schneider Electric | 01022021 |  | Schneider Electric |  | SED | 33609 |  |  | 264.11 |  | 1 |  | 1 | VOORAANSL. ONDER 4P 630..1000A VAST | RACC. 4P PAV AVAL APP FIXE |  | BOTTOM 4P FRONT CONNECTION FOR 630/1000A | [18 empty] | 1 | 3303430336099 | 0 |  | 1325 | 28 | 12 | 6 | 2.016 | [23 empty] | 2 | N | [12 empty] | MC1 | MO | 8536909500 | [14 empty] | Aansluitvlakken vooraansl. stroomafw. - 4P voor NS800-NS1600N/H vast | Plage de raccordement PAV aval pour NS800-1000N/H/L - 4P - fixe | [17 empty] | https://eref.se.com/be/nl/sis-tarif/product/33609 | https://eref.se.com/be/fr/sis-tarif/product/33609
Schneider Electric | Schneider Electric | 01022021 |  | Schneider Electric |  | SED | 33610 |  |  | 282.17 |  | 1 |  | 1 | VOORAANSL. BOVEN 4P 1250A VAST | RACC. 4P PAV AMONT APP. FIXE |  | TOP 4P FRONT CONNECTION FOR 1250A FIXED | [18 empty] | 1 | 3303430336105 | 0 |  | 1388 | 28 | 12 | 3 | 1.008 | [23 empty] | 2 | N | [12 empty] | MC1 | MO | 8536909500 | [14 empty] | Aansluitvlakken vooraansl. stroomopw. - 4P voor NS800-NS1000L-1250N/H vast | Plage de raccordement PAV amont pour NS800-NS1000L - NS1250N/H - 4P - fixe | [17 empty] | https://eref.se.com/be/nl/sis-tarif/product/33610 | https://eref.se.com/be/fr/sis-tarif/product/33610
Schneider Electric | Schneider Electric | 01022021 |  | Schneider Electric |  | SED | 33611 |  |  | 282.17 |  | 1 |  | 1 | VOORAANSL. ONDER 4P 1250A VAST | RACC. 4P PAV AVAL APP FIXE |  | BOTTOM 4P FRONT CONNECTION FOR 1250A FIX | [18 empty] | 1 | 3303430336112 | 0 |  | 1374 | 28 | 12 | 3 | 1.008 | [23 empty] | 2 | N | [12 empty] | MC1 | MO | 8536909500 | [14 empty] | Aansluitvlakken vooraansl. stroomafw. - 4P voor NS800-NS1000L-1250N/H vast | Plage de raccordement PAV aval pour NS800-NS1000L - NS1250N/H - 4P - fixe | [17 empty] | https://eref.se.com/be/nl/sis-tarif/product/33611 | https://eref.se.com/be/fr/sis-tarif/product/33611
Schneider Electric | Schneider Electric | 01022021 |  | Schneider Electric |  | SED | 33612 |  |  | 303.86 |  | 1 |  | 1 | VOORAANSL. BOVEN 4P 1600A VAST | RACC. 4P PAV AMONT APP FIXE |  | TOP 4P FRONT CONNECTOR FOR 1600AFIXED BR | [18 empty] | 1 | 3303430336129 | 0 |  | 2080 | 28 | 12 | 5 | 1.68 | [7 empty] | 43303430336127 | 4 | 8775 | 40 | 30 | 15 | [10 empty] | 2 | N | [12 empty] | MC1 | MO | 85389099 | [14 empty] | Aansluitvlakken vooraansl. stroomopw. - 4P voor NS1600N/H vast | Plage de raccordement PAV amont pour NS1600N/H - 4P - fixe | [17 empty] | https://eref.se.com/be/nl/sis-tarif/product/33612 | https://eref.se.com/be/fr/sis-tarif/product/33612
Schneider Electric | Schneider Electric | 01022021 |  | Schneider Electric |  | SED | 33613 |  |  | 303.86 |  | 1 |  | 1 | VOORAANSL. ONDER 4P 1600A VAST | RACC.4P PAV AVAL APP FIXE |  | BOTTOM 4P FRONT CONNECTOR FOR 1600AFIXED | [18 empty] | 1 | 3303430336136 | 0 |  | 1620 | 28 | 12 | 5 | 1.68 | [23 empty] | 2 | N | [12 empty] | MC1 | MO | 85389099 | [14 empty] | Aansluitvlakken vooraansl. stroomafw. - 4P voor NS1600N/H vast | Plage de raccordement PAV aval pour NS1600N/H - 4P - fixe | [17 empty] | https://eref.se.com/be/nl/sis-tarif/product/33613 | https://eref.se.com/be/fr/sis-tarif/product/33613
Schneider Electric | Schneider Electric | 01022021 |  | Schneider Electric |  | SED | 33614 |  |  | 468.87 |  | 1 |  | 1 | VERT. ACHTERAANSL. BOVEN 4P 630..1600A | RACC. 4P PAR AMONT VERT. |  | TOP 4P VERTICAL REAR CONNECTION FOR 630/ | [18 empty] | 1 | 3303430336143 | 0 |  | 2684 | 28 | 9 | 2 | 0.504 | [23 empty] | 2 | N | [12 empty] | MR1 | MR | 85389099 | [14 empty] | Aansluitvlakken verticaal stroomopw. 4P voor NS800-NS1600N/H/L vast | Plage de raccordement vertical amont pour NS800 - NS1600N/H/L - 4P - fixe | [17 empty] | https://eref.se.com/be/nl/sis-tarif/product/33614 | https://eref.se.com/be/fr/sis-tarif/product/33614
Schneider Electric | Schneider Electric | 01022021 |  | Schneider Electric |  | SED | 33615 |  |  | 468.87 |  | 1 |  | 1 | VERT. ACHTERAANSL. ONDER 4P 630..1600A | RACC.4P PAR AVAL VERT |  | BOTTOM 4P VERT. REAR CONNECTION FOR 630/ | [18 empty] | 1 | 3303430336150 | 0 |  | 2684 | 28 | 9 | 2 | 0.504 | [23 empty] | 2 | N | [12 empty] | MR1 | MR | 85389099 | [14 empty] | Aansluitvlakken verticaal stroomafw. 4P voor NS800-NS1600N/H/L vast | Plage de raccordement vertical aval pour NS800 - NS1600N/H/L - 4P - fixe | [17 empty] | https://eref.se.com/be/nl/sis-tarif/product/33615 | https://eref.se.com/be/fr/sis-tarif/product/33615
Schneider Electric | Schneider Electric | 01022021 |  | Schneider Electric |  | SED | 33616 |  |  | 478.23 |  | 1 |  | 1 | HOR. ACHTERAANSL. BOVEN 4P 630..1600A | RACC. 4P PAR AMONT HOR.POUR NT |  | TOP 4P HORIZ. REAR CONNECTION FOR 630/16 | [18 empty] | 1 | 3303430336167 | 0 |  | 2684 | 28 | 9 | 2 | 0.504 | [23 empty] | 2 | N | [12 empty] | MR1 | MR | 85389099 | [14 empty] | Aansluitvlakken horizontaal stroomopw. 4P voor NS800-NS1600N/H/L vast | Plage de raccordement horizontal amont pour NS800 - NS1600N/H/L - 4P - fixe | [17 empty] | https://eref.se.com/be/nl/sis-tarif/product/33616 | https://eref.se.com/be/fr/sis-tarif/product/33616
Schneider Electric | Schneider Electric | 01022021 |  | Schneider Electric |  | SED | 33617 |  |  | 478.23 |  | 1 |  | 1 | HOR. ACHTERAANSL. ONDER 4P 630..1600A | RACC. 4P PAR AVAL HOR.POUR NT |  | BOTTOM 4P HORIZ. REAR CONNECTION FOR 63 | [18 empty] | 1 | 3303430336174 | 0 |  | 2684 | 28 | 9 | 2 | 0.504 | [23 empty] | 2 | N | [12 empty] | MR1 | MR | 85389099 | [14 empty] | Aansluitvlakken horizontaal stroomafw. 4P voor NS880-NS1600N/H/L vast | Plage de raccordement horizontal aval pour NS800 - NS1600N/H/L - 4P - fixe | [17 empty] | https://eref.se.com/be/nl/sis-tarif/product/33617 | https://eref.se.com/be/fr/sis-tarif/product/33617
Schneider Electric | Schneider Electric | 01022021 |  | Schneider Electric |  | SED | 33622 |  |  | 431.86 |  | 1 |  | 1 | SPREIDERSET 3P 630..1600A | EPANOUISSEUR 3P POUR NT |  | 3P SPREADER 630/1600A | [18 empty] | 1 | 3303430336228 | 0 |  | 2192 | 27 | 21 | 5 | 2.835 | [7 empty] | 43303430336226 | 4 | 9406 | 40 | 30 | 30 | [10 empty] | 2 | Y | [12 empty] | MR1 | MR | 8536909500 | [14 empty] | Aansluitverdelers 3P voor NS800-NS1600N/H/L - NT800-1600H/L | Épanouisseur - 3P pour NS800 - NS1600N/H/L - NT800 - 1600H/L | [17 empty] | https://eref.se.com/be/nl/sis-tarif/product/33622 | https://eref.se.com/be/fr/sis-tarif/product/33622
Schneider Electric | Schneider Electric | 01022021 |  | Schneider Electric |  | SED | 33623 |  |  | 539.85 |  | 1 |  | 1 | SPREIDERSET 4P 630..1600A | EPANOUISSEUR 4P POUR NT |  | 4P SPREADER 630/1600A | [18 empty] | 1 | 3303430336235 | 0 |  | 2818 | 27 | 21 | 6 | 3.402 | [7 empty] | 43303430336233 | 3 | 9070 | 40 | 30 | 30 | [10 empty] | 2 | Y | [12 empty] | MR1 | MR | 8536909500 | [14 empty] | Aansluitverdelers 4P voor NS800-NS1600N/H/L - NT800-NS1600H/L | Épanouisseur - 4P pour NS800 - NS1600N/H/L - NT800 - 1600H/L | [17 empty] | https://eref.se.com/be/nl/sis-tarif/product/33623 | https://eref.se.com/be/fr/sis-tarif/product/33623
Schneider Electric | Schneider Electric | 01022021 |  | Schneider Electric |  | SED | 33628 |  |  | 81.44 |  | 1 |  | 1 | KLEMMENKAP 3P | 1 set CB 3P Compact INS/INV800-1600 |  | TERMINAL SHIELD 3P | [18 empty] | 1 | 3303430336280 | 0 |  | 368 | 21 | 15 | 10 | 3.15 | [7 empty] | 43303430336288 | 4 | 1877 | 40 | 30 | 30 |  |  | 32 | 27864 | 120 | 80 | 80 |  |  |  | 2 | Y | [12 empty] | MC1 | MO | 8547200090 | [14 empty] | 1 set afdekkappen - 3P voor Compact INS/INV800-1600 | 1 set cache bornes 3P pour Compact INS/INV800-1600 | [17 empty] | https://eref.se.com/be/nl/sis-tarif/product/33628 | https://eref.se.com/be/fr/sis-tarif/product/33628
Schneider Electric | Schneider Electric | 01022021 |  | Schneider Electric |  | SED | 33629 |  |  | 108.6 |  | 1 |  | 1 | KLEMMENKAP 4P | 1 set CB 4P Compact INS/INV800-1600 |  | TERMINAL SHIELD 4P | [18 empty] | 1 | 3303430336297 | 0 |  | 485 | 29 | 16 | 11 | 5.104 | [7 empty] | 43303430336295 | 3 | 1869 | 40 | 30 | 30 |  | 73303430336296 | 24 | 26952 | 120 | 80 | 45 |  |  |  | 2 | Y | [12 empty] | MC1 | MO | 8547200090 | [14 empty] | 1 set afdekkappen - 4P voor Compact INS/INV800-1600 | 1 set cache bornes 4P pour Compact INS/INV800-1600 | [17 empty] | https://eref.se.com/be/nl/sis-tarif/product/33629 | https://eref.se.com/be/fr/sis-tarif/product/33629
Schneider Electric | Schneider Electric | 01022021 |  | Schneider Electric |  | SED | 33640 |  |  | 325.55 |  | 1 |  | 1 | SET KABELCONNECTOREN + KAP 3P 4X240MM2 | CONNECTEUR DE CABLE + 1CONN POUR CABLE |  | CIRCUIT BREAKER LUG KIT | [18 empty] | 1 | 785901000686 | 0 |  | 1769 | 30 | 20 | 14 | 8.4 | [7 empty] | 40785901000684 | 3 | 6090 | 60 | 40 | 30 |  | 70785901000685 | 12 | 36820 | 120 | 80 | 80 |  |  |  | 2 | Y | [12 empty] | MC1 | MO | 8536909500 | [14 empty] | Kabelaansluitklem + klem voor 4 kabels 240 mm2 voor NS800-NS1600N/H/L - 3P | Connecteur de câble + 1 connecteur pour 4 câbles 240 mm2 pour NS800 - 1600N/H/L | [17 empty] | https://eref.se.com/be/nl/sis-tarif/product/33640 | https://eref.se.com/be/fr/sis-tarif/product/33640
Schneider Electric | Schneider Electric | 01022021 |  | Schneider Electric |  | SED | 33641 |  |  | 422.96 |  | 1 |  | 1 | SET KABELCONNECTOREN + KAP 4P 4X240MM2 | CONNECTEUR C²BLE+CB 4P-4X240MM |  | 4 CONNECTORS FOR 4X150MM2 BARE CABLES AN | [18 empty] | 1 | 785901000075 | 0 |  | 2241 | 29 | 20 | 14 | 8.12 | [7 empty] | 785901000075 | 3 | 7402 | 60 | 40 | 30 |  | 785901000075 | 12 | 42436 | 120 | 80 | 80 |  |  |  | 2 | Y | [12 empty] | MC1 | MO | 8536909500 | [14 empty] | Kabelaansluitklem + klem voor 4 kabels 240 mm2 voor NS800-NS1600N/H/L - 4P | Connecteur de câble + 1 connecteur pour 4 câbles 240 mm2 pour NS800 - 1600N/H/L | [17 empty] | https://eref.se.com/be/nl/sis-tarif/product/33641 | https://eref.se.com/be/fr/sis-tarif/product/33641
Schneider Electric | Schneider Electric | 01022021 |  | Schneider Electric |  | SED | 33642 |  |  | 431.86 |  | 1 |  | 1 | VERT. AANSL. ADAPTER 3P | 1 PLAGE ADD VERT.3P POUR NT |  | KIT 3P VERTICAL CONNECTION ADAPTERS | [18 empty] | 1 | 3303430336426 | 0 |  | 3958 | 27 | 22 | 5 | 2.97 | [7 empty] | 43303430336424 | 4 | 16522 | 40 | 30 | 30 |  | 73303430336425 | 32 | 142552 | 120 | 80 | 50 |  |  |  | 2 | Y | [12 empty] | MR1 | MR | 8536909500 | [14 empty] | 1 bijkomend vertikaal aansluitvlak - 3P voor NS800-1600N/H/L - NT800-1600H/L | 1 plage additionnelle verticale 3P pour NS800 - NS1600N/H/L - NT800 - NT1600H/L | [17 empty] | https://eref.se.com/be/nl/sis-tarif/product/33642 | https://eref.se.com/be/fr/sis-tarif/product/33642
Schneider Electric | Schneider Electric | 01022021 |  | Schneider Electric |  | SED | 33643 |  |  | 539.85 |  | 1 |  | 1 | VERT. AANSL. ADAPTER 4P | 1 PLAGE ADD VERT 4P POUR NT |  | KIT 4P VERTICAL CONNECTION ADAPTERS | [18 empty] | 1 | 3303430336433 | 0 |  | 5210 | 27 | 22 | 6 | 3.564 | [7 empty] | 43303430336431 | 3 | 16943 | 40 | 30 | 30 |  | 73303430336432 | 24 | 140936 | 120 | 80 | 50 |  |  |  | 2 | Y | [12 empty] | MR1 | MR | 8536909500 | [14 empty] | - stel van 4 bijkomende vertikale aansluitvlakken voor .NS800- NS1600N/H/L -NT80 | - jeu de 4 plages additionnelles verticales pour NS800-NS1600N/H/L -NT800-NT1600 | [17 empty] | https://eref.se.com/be/nl/sis-tarif/product/33643 | https://eref.se.com/be/fr/sis-tarif/product/33643
Schneider Electric | Schneider Electric | 01022021 |  | Schneider Electric |  | SED | 33644 |  |  | 345.5 |  | 1 |  | 1 | KABELSCHOEN ADAPTER 3P | 3 pl prolongateurs Compact NS -INS/INV |  | 3P CABLE LUG ADAPTER KIT | [18 empty] | 1 | 3303430336440 | 0 |  | 4232 | 27 | 21 | 6 | 3.402 | [7 empty] | 43303430336448 | 4 | 17343 | 40 | 30 | 30 | [10 empty] | 2 | Y | [12 empty] | MR1 | MR | 8536901000 | [14 empty] | 3 verlengaansluitvlakken Compact NS800-1600N/H/L - INS/INV800-1600 | 3 plages prolongateurs pour Compact NS800-1600N/H/L -INS/INV800-1600 | [17 empty] | https://eref.se.com/be/nl/sis-tarif/product/33644 | https://eref.se.com/be/fr/sis-tarif/product/33644
Schneider Electric | Schneider Electric | 01022021 |  | Schneider Electric |  | SED | 33645 |  |  | 415.25 |  | 1 |  | 1 | KABELSCHOEN ADAPTER 4P | 4 pl prolongateurs Compact NS-INS/INV |  | 4P CABLE LUG ADAPTER KIT | [18 empty] | 1 | 3303430336457 | 0 |  | 5576 | 27 | 21 | 7 | 3.969 | [7 empty] | 43303430336455 | 3 | 17282 | 40 | 30 | 30 |  | 73303430336456 | 24 | 149720 | 120 | 80 | 45 |  |  |  | 2 | Y | [12 empty] | MR1 | MR | 8536901000 | [14 empty] | 4 verlengaansluitvlakken Compact NS800-1600N/H/L - INS/INV800-1600 | 4 plages prolongateurs pour Compact NS800-1600N/H/L -INS/INV800-1600 | [17 empty] | https://eref.se.com/be/nl/sis-tarif/product/33645 | https://eref.se.com/be/fr/sis-tarif/product/33645
Schneider Electric | Schneider Electric | 01022021 |  | Schneider Electric |  | SED | 33646 |  |  | 164.92 |  | 1 |  | 1 | FASESCHEIDERS AANSL. (1 ST=3) | SEPARATEUR DE PHASE PAV |  | 3 INTERPHASE BARRIERS FOR FRONT CONNECTI | [18 empty] | 1 | 3303430336464 | 0 |  | 108 | 13 | 9 | 1 | 0.117 | [7 empty] | 43303430336462 | 30 | 3500 | 40 | 30 | 15 | [10 empty] | 9 | N | [12 empty] | MC1 | MO | 8547200090 | [14 empty] | Fasescheiders 3P voor NS800-1600N/H/L | Séparateur de phase - 3P pour NS800 - NS1600N/H/L | [17 empty] | https://eref.se.com/be/nl/sis-tarif/product/33646 | https://eref.se.com/be/fr/sis-tarif/product/33646
Schneider Electric | Schneider Electric | 01022021 |  | Schneider Electric |  | SED | 33648 |  |  | 168.13 |  | 1 |  | 1 | FASESCHEIDERS 3P/4P (1 ST=3) | SEPARATEURS DE PHASE 3P/4P- 3P |  | 3 INTERPHASE BARRIERS FOR REAR CONNECTIO | [18 empty] | 1 | 3303430336488 | 0 |  | 200 | 19 | 10 | 2 | 0.38 | [7 empty] | 43303430336486 | 25 | 5100 | 40 | 30 | 15 | [10 empty] | 7 | N | [12 empty] | MR1 | MR | 8547200090 | [14 empty] | Fasescheiders 3P/4P - 3 st voor NS800-1600N/H/L | Séparateur de phase - 4P pour NS800 - NS1600N/H/L | [17 empty] | https://eref.se.com/be/nl/sis-tarif/product/33648 | https://eref.se.com/be/fr/sis-tarif/product/33648
Schneider Electric | Schneider Electric | 01022021 |  | Schneider Electric |  | SED | 33659 |  |  | 246.74 |  | 1 |  | 10 | MX 024/030 VACDC VAST | MX 24/30 VCA/VCC POUR APP FIXE |  | COIL MX 024/030 VCA/VCC FOR FIXE BREAKER | [18 empty] | 1 | 3303430336594 | 0 |  | 154 | 8 | 6 | 3 | 0.144 | 13303430336591 | 10 | 1568 | 13 | 9 | 19 |  | 43303430336592 | 120 | 19630 | 40 | 30 | 30 | [10 empty] | 2 | Y | [12 empty] | MC1 | MO | 8536301090 | [14 empty] | Stroomuitschakelspoel MX 24/30 VWS/VGS voor NS800-NS1600N/H/L | Déclencheur voltmétrique MX 24/30 VCA/VCC pour NS800-1600N/H/L - fixe | [17 empty] | https://eref.se.com/be/nl/sis-tarif/product/33659 | https://eref.se.com/be/fr/sis-tarif/product/33659
Schneider Electric | Schneider Electric | 01022021 |  | Schneider Electric |  | SED | 33660 |  |  | 246.74 |  | 1 |  | 10 | MX 048/060 VACDC VAST | MX 48/60 VCA/VCC POUR APP FIXE |  | COIL MX 048/060 VCA/VCC FOR FIX BREAKER | [18 empty] | 1 | 3303430336600 | 0 |  | 150 | 8 | 6 | 4 | 0.192 | 13303430336607 | 10 | 1540 | 18.5 | 13 | 9 |  | 43303430336608 | 60 | 10001 | 40 | 30 | 30 | [10 empty] | 7 | N | [12 empty] | MC1 | MO | 8536301090 | [14 empty] | Stroomuitschakelspoel MX 48/60 VWS/VGS voor NS800-NS1600N/H/L | Déclencheur voltmétrique MX 48/60 VCA/VCC pour NS800-1600N/H/L - fixe | [17 empty] | https://eref.se.com/be/nl/sis-tarif/product/33660 | https://eref.se.com/be/fr/sis-tarif/product/33660
Schneider Electric | Schneider Electric | 01022021 |  | Schneider Electric |  | SED | 33662 |  |  | 246.74 |  | 1 |  | 10 | MX 200/250 VACDC VAST | MX 200/250 VCA/VCC P/APP FIXE |  | COIL MX 200/250 VCA/VCC FOR FIXE BREAKER | [18 empty] | 1 | 3303430336624 | 0 |  | 152 | 8 | 6 | 4 | 0.192 | 13303430336621 | 10 | 1566 | 18.5 | 13.2 | 9 |  | 43303430336622 | 120 | 19292 | 40 | 30 | 30 | [10 empty] | 2 | Y | [12 empty] | MC1 | MO | 8536301090 | [14 empty] | Stroomuitschakelspoel MX 200/250 VWS/VGS voor NS800-NS1600N/H/L | Déclencheur voltmétrique MX 200/250 VCA/VCC pour NS800-1600N/H/L - fixe | [17 empty] | https://eref.se.com/be/nl/sis-tarif/product/33662 | https://eref.se.com/be/fr/sis-tarif/product/33662
Schneider Electric | Schneider Electric | 01022021 |  | Schneider Electric |  | SED | 33663 |  |  | 246.74 |  | 1 |  | 10 | MX 240/277 VAC VAST | MX 240/277 VCA P/APP FIXE |  | COIL MX 240/277 VCA FOR FIXE BREAKER | [18 empty] | 1 | 3303430336631 | 0 |  | 152 | 8 | 6 | 4 | 0.192 | 13303430336638 | 10 | 1574 | 40 | 30 | 30 |  | 13303430336638 | 10 | 1994 | 40 | 30 | 30 | [10 empty] | 7 | N | [12 empty] | MC1 | MO | 8536301090 | [14 empty] | Stroomuitschakelspoel MX 240/277 VWS voor NS800-NS1600N/H/L | Déclencheur voltmétrique MX 240/277 VCA pour NS800-1600N/H/L - fixe | [17 empty] | https://eref.se.com/be/nl/sis-tarif/product/33663 | https://eref.se.com/be/fr/sis-tarif/product/33663
Schneider Electric | Schneider Electric | 01022021 |  | Schneider Electric |  | SED | 33664 |  |  | 246.74 |  | 1 |  | 10 | MX 380/480 VAC VAST | MX 380/480 VCA POUR APP FIXE |  | COIL MX 380/480 VCA FOR FIXE BREAKER. | [18 empty] | 1 | 3303430336648 | 0 |  | 150 | 6 | 8 | 4 | 0.192 | 13303430336645 | 10 | 1565 | 18 | 9 | 13 |  | 43303430336646 | 120 | 19267 | 40 | 30 | 30 | [10 empty] | 7 | N | [12 empty] | MC1 | MO | 8536301090 | [14 empty] | Stroomuitschakelspoel MX 380/480 VWS voor NS800-NS1600N/H/L | Déclencheur voltmétrique MX 380/480 VCA pour NS800-1600N/H/L - fixe | [17 empty] | https://eref.se.com/be/nl/sis-tarif/product/33664 | https://eref.se.com/be/fr/sis-tarif/product/33664
Schneider Electric | Schneider Electric | 01022021 |  | Schneider Electric |  | SED | 33668 |  |  | 246.74 |  | 1 |  | 10 | MN 024/030 VACDC VAST | MN 24/30 VCA/VCC APP FIXE |  | COIL MN 024/030 VCA/VCC FOR FIXE BREAKER | [18 empty] | 1 | 3303430336686 | 0 |  | 155 | 9 | 3 | 6 | 0.162 | 13303430336683 | 10 | 1600 | 19 | 9 | 13 |  | 43303430336684 | 20 | 3600 | 40 | 30 | 30 | [10 empty] | 2 | Y | [12 empty] | MC1 | MO | 8536301090 | [14 empty] | Stroomuitschakelspoel MN 24/30 VWS voor NS800-NS1600N/H/L | Déclencheur voltmétrique MN 24/30 VCA/VCC pour NS800-1600N/H/L - fixe | [17 empty] | https://eref.se.com/be/nl/sis-tarif/product/33668 | https://eref.se.com/be/fr/sis-tarif/product/33668
Schneider Electric | Schneider Electric | 01022021 |  | Schneider Electric |  | SED | 33669 |  |  | 246.74 |  | 1 |  | 10 | MN 048/060 VACDC VAST | MN 48/60 VCA/VCC APP FIXE |  | COIL MN 048/060 VCA/VCC FOR FIXE BREAKER | [18 empty] | 1 | 3303430336693 | 0 |  | 151 | 8 | 6 | 3 | 0.144 | 13303430336690 | 10 | 1554 | 19 | 9 | 13 |  | 43303430336691 | 60 | 9747 | 40 | 30 | 30 | [10 empty] | 7 | N | [12 empty] | MC1 | MO | 8536301090 | [14 empty] | Stroomuitschakelspoel MN 48/60 VWS voor NS800-NS1600N/H/L | Déclencheur voltmétrique MN 48/60 VCA/VCC pour NS800-1600N/H/L - fixe | [17 empty] | https://eref.se.com/be/nl/sis-tarif/product/33669 | https://eref.se.com/be/fr/sis-tarif/product/33669
Schneider Electric | Schneider Electric | 01022021 |  | Schneider Electric |  | SED | 33670 |  |  | 246.74 |  | 1 |  | 10 | MN 100/130 VACDC VAST | MN 100/130 VCA/VCC P/APP FIXE |  | COIL MN 100/130 VCA/VCC FOR FIXE BREAKER | [18 empty] | 1 | 3303430336709 | 0 |  | 153 | 8 | 6 | 4 | 0.192 | 13303430336706 | 10 | 1576 | 18 | 9 | 13 |  | 43303430336707 | 40 | 6791 | 40 | 30 | 30 | [10 empty] | 7 | N | [12 empty] | MC1 | MO | 8536301090 | [14 empty] | Stroomuitschakelspoel MN 100/130 VWS voor NS800-NS1600N/H/L | Déclencheur voltmétrique MN 100/130 VCA/VCC pour NS800-1600N/H/L - fixe | [17 empty] | https://eref.se.com/be/nl/sis-tarif/product/33670 | https://eref.se.com/be/fr/sis-tarif/product/33670
Schneider Electric | Schneider Electric | 01022021 |  | Schneider Electric |  | SED | 33671 |  |  | 246.74 |  | 1 |  | 1 | MN 200/250 VACDC VAST | MN 200/250 VCA/VCC P/APP FIXE |  | undervoltage trip MN 200 to 250 V DC and | [18 empty] | 1 | 3303430336716 | 0 |  | 151.8 | 8 | 6 | 4 | 0.192 | [7 empty] | 43303430336714 | 120 | 19435 | 40 | 30 | 30 | [10 empty] | 2 | Y | [12 empty] | MC1 | MO | 8536309090 | [14 empty] | Stroomuitschakelspoel MN 200/250 VWS voor NS800-NS1600N/H/L | Déclencheur voltmétrique MN 200/250 VCA/VCC pour NS800-1600N/H/L - fixe | [17 empty] | https://eref.se.com/be/nl/sis-tarif/product/33671 | https://eref.se.com/be/fr/sis-tarif/product/33671
Schneider Electric | Schneider Electric | 01022021 |  | Schneider Electric |  | SED | 33673 |  |  | 246.74 |  | 1 |  | 10 | MN 380/480 VAC VAST | MN 380/480 VCA POUR APP FIXE |  | COIL MN 380/480 VCA FOR FIXE BREAKER. | [18 empty] | 1 | 3303430336730 | 0 |  | 154.3 | 8 | 6 | 4 | 0.192 | 13303430336737 | 10 | 1563 | 19 | 9 | 13 |  | 43303430336738 | 120 | 19243 | 40 | 30 | 30 | [10 empty] | 7 | N | [12 empty] | MC1 | MO | 8536301090 | [14 empty] | Stroomuitschakelspoel MN 380/480 VWS voor NS800-NS1600N/H/L | Déclencheur voltmétrique MN 380/480 VCA pour NS800-1600N/H/L - fixe | [17 empty] | https://eref.se.com/be/nl/sis-tarif/product/33673 | https://eref.se.com/be/fr/sis-tarif/product/33673
Schneider Electric | Schneider Electric | 01022021 |  | Schneider Electric |  | SED | 33680 |  |  | 284.63 |  | 1 |  | 1 | INST. TIJDVERTR. MN 048/060 V | RETARD MN REGL 48/60 VCA/VCC |  | ADJUSTABLE DELAY UNIT FOR MN | [18 empty] | 1 | 3303430336808 | 0 |  | 210 | 9 | 8 | 8 | 0.576 | [7 empty] | 43303430336806 | 18 | 4339 | 40 | 30 | 30 | [10 empty] | 7 | N | [12 empty] | MR1 | MR | 8538909999 | [14 empty] | Tijdvertragingsblok regelb. MN 48/60 VWS/VGS voor NS800-NS1600N/H/L - NT/NW | Bloc rétardeur pour MN réglable 48/60 VCA/VCC pour NS800 - NS1600N/H/L - NT/NW | [17 empty] | https://eref.se.com/be/nl/sis-tarif/product/33680 | https://eref.se.com/be/fr/sis-tarif/product/33680
Schneider Electric | Schneider Electric | 01022021 |  | Schneider Electric |  | SED | 33681 |  |  | 284.63 |  | 1 |  | 1 | INST. TIJDVERTR. MN 100/130 V | RETARD MN REGL 100/130 VCA/VCC |  | ADJUSTABLE DELAY UNIT FOR MN | [18 empty] | 1 | 3303430336815 | 0 |  | 192 | 9 | 8 | 8 | 0.576 | [7 empty] | 43303430336813 | 36 | 7310 | 40 | 30 | 30 | [10 empty] | 7 | N | [12 empty] | MR1 | MR | 8536490099 | [14 empty] | Tijdvertragingsblok regelb. MN 100/130 VWS/VGS voor NS800-NS1600N/H/L - NT/NW | Bloc rétardeur pour MN réglable 100/130 VCC/VCA pour NS800 - NS1600N/H/L - NT/NW | [17 empty] | https://eref.se.com/be/nl/sis-tarif/product/33681 | https://eref.se.com/be/fr/sis-tarif/product/33681
Schneider Electric | Schneider Electric | 01022021 |  | Schneider Electric |  | SED | 33682 |  |  | 284.63 |  | 1 |  | 1 | INST. TIJDVERTR. MN 200/250 V | RETARD MN REGL 200/250 VCA/VCC |  | ADJUSTABLE DELAY UNIT FOR MN | [18 empty] | 1 | 3303430336822 | 0 |  | 166 | 9 | 8 | 9 | 0.648 | [7 empty] | 43303430336820 | 36 | 6463 | 40 | 30 | 30 | [10 empty] | 2 | Y | [12 empty] | MR1 | MR | 8536490099 | [14 empty] | Tijdvertragingsblok regelb. MN 200/250 VWS/VGS voor NS800-NS1600N/H/L - NT/NW | Bloc rétardeur pour MN réglable 200/250 VCC/VCA pour NS800 - NS1600N/H/L - NT/NW | [17 empty] | https://eref.se.com/be/nl/sis-tarif/product/33682 | https://eref.se.com/be/fr/sis-tarif/product/33682
Schneider Electric | Schneider Electric | 01022021 |  | Schneider Electric |  | SED | 33683 |  |  | 284.63 |  | 1 |  | 1 | INST. TIJDVERTR. MN 380/480 V | MN RETARD REGL 380/480AC/CC |  | ADJUSTABLE DELAY UNIT FOR MN | [18 empty] | 1 | 3303430336839 | 0 |  | 179 | 9 | 9 | 8 | 0.648 | [7 empty] | 43303430336837 | 18 | 3660 | 40 | 30 | 30 | [10 empty] | 7 | N | [12 empty] | MR1 | MR | 8536490099 | [14 empty] | Tijdvertragingsblok regelb. MN 380/480 VWS/VGS voor NS800-NS1600N/H/L - NT/NW | Bloc rétardeur pour MN réglable 380/480 VCC/VCA pour NS800 - NS1600N/H/L - NT/NW | [17 empty] | https://eref.se.com/be/nl/sis-tarif/product/33683 | https://eref.se.com/be/fr/sis-tarif/product/33683
Schneider Electric | Schneider Electric | 01022021 |  | Schneider Electric |  | SED | 33684 |  |  | 284.63 |  | 1 |  | 1 | TIJDVERTR. MN 100/130 VACDC | RETARD MN FIXE 100/130VCA/VCC |  | NON-ADJUSTABLE DELAY UNIT FOR | [18 empty] | 1 | 3303430336846 | 0 |  | 149 | 9 | 8 | 9 | 0.648 | [7 empty] | 43303430336844 | 18 | 3169 | 40 | 30 | 30 | [10 empty] | 7 | N | [12 empty] | MR1 | MR | 8538909999 | [14 empty] | Tijdvertragingsblok niet regelb. MN 100/130 VWS/VGS voor NS800-NS1600N/H/L - NT/ | Bloc rétardeur pour MN non régl. 100/130 VCC/VCA pr NS800 - NS1600N/H/L - NT/NW | [17 empty] | https://eref.se.com/be/nl/sis-tarif/product/33684 | https://eref.se.com/be/fr/sis-tarif/product/33684
Schneider Electric | Schneider Electric | 01022021 |  | Schneider Electric |  | SED | 33685 |  |  | 284.63 |  | 1 |  | 1 | TIJDVERTR. MN 200/250 VACDC | RET MN FIXEL 200/250VCA/VCC |  | NON-ADJUSTABLE DELAY UNIT FOR | [18 empty] | 1 | 3303430336853 | 0 |  | 148 | 9 | 9 | 8 | 0.648 | [7 empty] | 43303430336851 | 36 | 5730 | 40 | 30 | 30 | [10 empty] | 7 | N | [12 empty] | MR1 | MR | 8536490099 | [14 empty] | Tijdvertragingsblok niet regelb. MN 200/250 VWS/VGS voor NS800-NS1600N/H/L - NT/ | Bloc rétardeur pour MN non régl. 200/250 VCC/VCA pr NS800 - NS1600N/H/L - NT/NW | [17 empty] | https://eref.se.com/be/nl/sis-tarif/product/33685 | https://eref.se.com/be/fr/sis-tarif/product/33685
Schneider Electric | Schneider Electric | 01022021 |  | Schneider Electric |  | SED | 33702 |  |  | 977.52 |  | 1 |  | 1 | MODBUS COM MUDULE | COM MODBUS APPAREIL FIXE MANUEL |  | MODBUS COM MODULE FOR MANUAL FIXED BREAK | [18 empty] | 1 | 3303430337027 | 0 |  | 221 | 9 | 8 | 3 | 0.216 | [23 empty] | 2 | N | [12 empty] | MC1 | MO | 85389099 | [14 empty] | Module Modbus communicatie voor Compact NS800-1600 | Module COM Modbus à commande manuelle pour Compact NS | [17 empty] | https://eref.se.com/be/nl/sis-tarif/product/33702 | https://eref.se.com/be/fr/sis-tarif/product/33702
Schneider Electric | Schneider Electric | 01022021 |  | Schneider Electric |  | SED | 33703 |  |  | 503.57 |  | 1 |  | 1 | COM MODULE MODBUS ECO VOOR NS800-1600 VA | MODULE COM MODBUS ECO POUR NS800-1600 FI |  | ECO MODBUS COM MODULE FOR FIXED NS630B/ | [18 empty] | 1 | 3303430337034 | 0 |  | 1056 | 9 | 8 | 3 | 0.216 | [23 empty] | 2 | N | [12 empty] | MC1 | MO | 85389099 | [14 empty] | Module com modbus eco voor NS800-NS1600N/H/L vast handbediend | Module com modbus eco pour NS800 - NS1600N/H/L fixe cde manuelle | [17 empty] | https://eref.se.com/be/nl/sis-tarif/product/33703 | https://eref.se.com/be/fr/sis-tarif/product/33703
Schneider Electric | Schneider Electric | 01022021 |  | Schneider Electric |  | SED | 33705 |  |  | 759.9 |  | 1 |  | 1 | DIGIPACT COM MUDULE | COM DIGIPACT APPAREIL FIXE MANUEL |  | DIGIPACT COM MODULE FOR MANUAL FIXED BRE | [18 empty] | 1 | 3303430337058 | 0 |  | 66 | 10 | 8 | 3 | 0.24 | [23 empty] | 2 | N | [12 empty] | MC1 | MO | 85389099 | [14 empty] | Module com digipact voor NS800-NS1600N/H/L vast handbediend | Module com digipact pour NS800 - NS1600N/H/L fixe cde manuelle | [17 empty] | https://eref.se.com/be/nl/sis-tarif/product/33705 | https://eref.se.com/be/fr/sis-tarif/product/33705
Schneider Electric | Schneider Electric | 01022021 |  | Schneider Electric |  | SED | 33709 |  |  | 498.57 |  | 1 |  | 1 | ECO MODBUS COM MODULE NS VAST MOTORBED. | ECO MODBUS COM MODULE NS VAST MOTORBED. |  | ECO MODBUS COM MODULE FOR FIXED NS630B/ | [18 empty] | 1 | 3303430337096 | 0 |  | 1054 | 7 | 7 | 5 | 0.245 | [23 empty] | 2 | N | [12 empty] | MC1 | MO | 85389099 | [14 empty] | ECO Modbus COM-module voor elektrisch bediende vaste NS630b..1600 | module COM éco Modbus à commande électrique - NS630b..1600 fixe | [17 empty] | https://eref.se.com/be/nl/sis-tarif/product/33709 | https://eref.se.com/be/fr/sis-tarif/product/33709
Schneider Electric | Schneider Electric | 01022021 |  | Schneider Electric |  | SED | 33717 |  |  | 137.79 |  | 1 |  | 1 | DEURKADER HANDBED. SCHAK. | CADRE DE PORTE APP FIXE CDE M |  | ESCUTCHEON FOR FIXED MANUAL | [18 empty] | 1 | 3303430337171 | 0 |  | 109.5 | 21 | 15 | 1 | 0.315 | [7 empty] | 43303430337179 | 48 | 5852 | 60 | 40 | 30 | [10 empty] | 7 | N | [12 empty] | MC1 | MO | 3926909790 | [14 empty] | Deurkader voor handbediening voor vaste NS800-NS1600N/H/L | Cadre de porte commande manuelle pour NS800 - NS1600N/H/L fixe cde manuelle | [17 empty] | https://eref.se.com/be/nl/sis-tarif/product/33717 | https://eref.se.com/be/fr/sis-tarif/product/33717
Schneider Electric | Schneider Electric | 01022021 |  | Schneider Electric |  | SED | 33718 |  |  | 140.46 |  | 1 |  | 1 | DEURKADER MOTORBED. SCHAK | CADRE D/PORTE APP FIXE CDE ELE |  | ESCUTCHEON FOR FIXED ELEC. OP. | [18 empty] | 1 | 3303430337188 | 0 |  | 242 | 28 | 28 | 2 | 1.568 | [7 empty] | 43303430337186 | 48 | 12382 | 60 | 40 | 30 | [10 empty] | 2 | Y | [12 empty] | MR1 | MR | 3926909790 | [14 empty] | Deurkader voor handbediening voor vaste NS800-NS1600N/H/L | Cadre de porte commande manuelle pour NS800 - NS1600N/H/L fixe cde manuelle | [17 empty] | https://eref.se.com/be/nl/sis-tarif/product/33718 | https://eref.se.com/be/fr/sis-tarif/product/33718
Schneider Electric | Schneider Electric | 01022021 |  | Schneider Electric |  | SED | 33722 |  |  | 1297.09 |  | 1 |  | 1 | CHASSIS 630/1250A 3P | CHASSIS SANS RACC. 3P |  | CHASSIS WITHOUT CONNECTIONS 630/1250A 3P | [18 empty] | 1 | 3303430337225 | 0 |  | 17605 | 40 | 40 | 53 | 84.8 | [23 empty] | 3 | N | [12 empty] | MR1 | MR | 8538100000 | [14 empty] | Chassis zonder aansluiting - 3P voor NT800-NT1250H/L | Châssis sans raccordement - 3P pour NT800 - 1250H/L | [17 empty] | https://eref.se.com/be/nl/sis-tarif/product/33722 | https://eref.se.com/be/fr/sis-tarif/product/33722
Schneider Electric | Schneider Electric | 01022021 |  | Schneider Electric |  | SED | 33723 |  |  | 1525.91 |  | 1 |  | 1 | CHASSIS 1600A 3P | CHASSIS SANS RACC. 3P |  | CHASSIS WITHOUT CONNECTIONS 1600A 3P | [18 empty] | 1 | 3303430337232 | 0 |  | 19907 | 38 | 38 | 54 | 77.976 | [23 empty] | 3 | N | [12 empty] | MR1 | MR | 85389099 | [14 empty] | Chassis zonder aansluiting - 3P voor NT1600H | Châssis sans raccordement - 3P pour NT1600H | [17 empty] | https://eref.se.com/be/nl/sis-tarif/product/33723 | https://eref.se.com/be/fr/sis-tarif/product/33723
Schneider Electric | Schneider Electric | 01022021 |  | Schneider Electric |  | SED | 33725 |  |  | 1627.9 |  | 1 |  | 1 | CHASSIS 630/1250A 4P | CHASSIS SANS RACC. 4P |  | CHASSIS WITHOUT CONNECTIONS 630/1250A 4P | [18 empty] | 1 | 3303430337256 | 0 |  | 20823 | 40 | 40 | 53 | 84.8 | [23 empty] | 3 | N | [12 empty] | MR1 | MR | 85389099 | [14 empty] | Chassis zonder aansluiting - 4P voor NT800-NT1250H/L | Châssis sans raccordement - 4P pour NT800 - 1250H/L | [17 empty] | https://eref.se.com/be/nl/sis-tarif/product/33725 | https://eref.se.com/be/fr/sis-tarif/product/33725
Schneider Electric | Schneider Electric | 01022021 |  | Schneider Electric |  | SED | 33726 |  |  | 1627.9 |  | 1 |  | 1 | CHASSIS 1600A 4P | CHASSIS SANS RACC. 4P |  | BASE PLATE COVER_ LOUVRE LSC-743 REV_G1 | [18 empty] | 1 | 3303430337263 | 0 |  | 23589 | 38 | 40 | 54 | 82.08 | [23 empty] | 3 | N | [12 empty] | MR1 | MR | 85389099 | [14 empty] | Chassis zonder aansluiting - 4P voor NT1600H | Châssis sans raccordement - 4P pour NT1600H | [17 empty] | https://eref.se.com/be/nl/sis-tarif/product/33726 | https://eref.se.com/be/fr/sis-tarif/product/33726
Schneider Electric | Schneider Electric | 01022021 |  | Schneider Electric |  | SED | 33729 |  |  | 361.57 |  | 1 |  | 1 | VERT.AANSL. BOVEN 3P 630..1600A UITRIJDB | RACC. CHASSIS PAR VERT.AMONT |  | TOP VERTICAL REAR CONNECTION FOR 630/160 | [18 empty] | 1 | 3303430337294 | 0 |  | 2038 | 6 | 5 | 2 | 0.06 | [23 empty] | 2 | N | [12 empty] | MR1 | MR | 8536909500 | [14 empty] | Aansluitvlakken verticaal chassis stroomopwaarts - 3P voor NT800-NT1600H/L | Raccordement chassis par verticale amont - 3P pour NT800 - NT 1600H/L | [17 empty] | https://eref.se.com/be/nl/sis-tarif/product/33729 | https://eref.se.com/be/fr/sis-tarif/product/33729
Schneider Electric | Schneider Electric | 01022021 |  | Schneider Electric |  | SED | 33730 |  |  | 361.57 |  | 1 |  | 1 | VERT.AANSL. ONDER 3P 630..1600A UITRIJDB | RACC.CHASSIS PAR VERT AVAL |  | BOTTOM VERTICAL REAR CONNECTION FOR 630/ | [18 empty] | 1 | 3303430337300 | 0 |  | 2038 | 6 | 5 | 2 | 0.06 | [23 empty] | 2 | N | [12 empty] | MR1 | MR | 8536909500 | [14 empty] | Aansluitvlakken verticaal chassis stroomafwaarts - 3P voor NT800-NT1600H/L | Raccordement chassis par verticale aval - 3P pour NT800 - NT 1600H/L | [17 empty] | https://eref.se.com/be/nl/sis-tarif/product/33730 | https://eref.se.com/be/fr/sis-tarif/product/33730
Schneider Electric | Schneider Electric | 01022021 |  | Schneider Electric |  | SED | 33731 |  |  | 368.8 |  | 1 |  | 1 | HOR. AANSL. BOVEN 3P 630..1600A UITRIJDB | RACC.CHASSIS PAR HOR AMONT |  | TOP HORIZ.REAR CONNECTION FOR 630/1600A | [18 empty] | 1 | 3303430337317 | 0 |  | 2038 | 6 | 5 | 2 | 0.06 | [23 empty] | 2 | N | [12 empty] | MR1 | MR | 85389099 | [14 empty] | Aansluitvlakken horizontaal chassis stroomopwaarts - 3P voor NT800-NT1600H/L | Raccordement chassis par horizontale amont - 3P pour NT800 - NT 1600H/L | [17 empty] | https://eref.se.com/be/nl/sis-tarif/product/33731 | https://eref.se.com/be/fr/sis-tarif/product/33731
Schneider Electric | Schneider Electric | 01022021 |  | Schneider Electric |  | SED | 33732 |  |  | 368.8 |  | 1 |  | 1 | HOR. AANSL. ONDER 3P 630..1600A UITRIJDB | RACC.CHASSIS PAR HOR AVAL |  | BOTTOM HORIZ. REAR CONNECTION FOR 630/16 | [18 empty] | 1 | 3303430337324 | 0 |  | 2038 | 6 | 5 | 2 | 0.06 | [23 empty] | 2 | N | [12 empty] | MR1 | MR | 85389099 | [14 empty] | Aansluitvlakken horizontaal chassis stroomafwaarts - 3P voor NT800-NT1600H/L | Raccordement chassis par horizontale aval - 3P pour NT800 - NT 1600H/L | [17 empty] | https://eref.se.com/be/nl/sis-tarif/product/33732 | https://eref.se.com/be/fr/sis-tarif/product/33732
Schneider Electric | Schneider Electric | 01022021 |  | Schneider Electric |  | SED | 33735 |  |  | 468.87 |  | 1 |  | 1 | VERT.AANSL. BOVEN 4P 630..1600A UITRIJDB | RACC.CHASSIS PAR VERT AMONT |  | TOP VERTICAL REAR CONNECTION FOR 630/160 | [18 empty] | 1 | 3303430337355 | 0 |  | 2384 | 6 | 5 | 2 | 0.06 | [23 empty] | 2 | N | [12 empty] | MR1 | MR | 85389099 | [14 empty] | Aansluitvlakken verticaal chassis stroomopwaarts - 4P voor NT800-NT1600H/L | Raccordement chassis par verticale amont - 4P pour NT800 - NT 1600H/L | [17 empty] | https://eref.se.com/be/nl/sis-tarif/product/33735 | https://eref.se.com/be/fr/sis-tarif/product/33735
Schneider Electric | Schneider Electric | 01022021 |  | Schneider Electric |  | SED | 33736 |  |  | 468.87 |  | 1 |  | 1 | VERT.AANSL. ONDER 4P 630..1600A UITRIJDB | RACC. CHASSIS PAR VERT AVAL |  | BOTTOM VERTICAL REAR CONNECTION FOR 630/ | [18 empty] | 1 | 3303430337362 | 0 |  | 2384 | 6 | 5 | 2 | 0.06 | [23 empty] | 2 | N | [12 empty] | MR1 | MR | 85389099 | [14 empty] | Aansluitvlakken verticaal chassis stroomafwaarts - 4P voor NT800-NT1600H/L | Raccordement chassis par verticale aval - 4P pour NT800 - NT 1600H/L | [17 empty] | https://eref.se.com/be/nl/sis-tarif/product/33736 | https://eref.se.com/be/fr/sis-tarif/product/33736
Schneider Electric | Schneider Electric | 01022021 |  | Schneider Electric |  | SED | 33737 |  |  | 478.23 |  | 1 |  | 1 | HOR. AANSL. BOVEN 4P 630..1600A UITRIJDB | RACC.CHASSIS PAR HOR AMONT |  | REAR CONNECTION 4P TOP HORIZ. 630/1600A | [18 empty] | 1 | 3303430337379 | 0 |  | 694 | 0.5 | 4 | 6 | 12 | [23 empty] | 2 | N | [12 empty] | MR1 | MR | 85389099 | [14 empty] | Aansluitvlakken horizontaal chassis stroomopwaarts - 4P voor NT800-NT1600H/L | Raccordement chassis par horizontale amont - 4P pour NT800 - NT 1600H/L | [17 empty] | https://eref.se.com/be/nl/sis-tarif/product/33737 | https://eref.se.com/be/fr/sis-tarif/product/33737
Schneider Electric | Schneider Electric | 01022021 |  | Schneider Electric |  | SED | 33738 |  |  | 478.23 |  | 1 |  | 1 | HOR. AANSL. ONDER 4P 630..1600A UITRIJDB | RACC.CHASSIS PAR HOR AVAL |  | REAR CONNECTION 4P BOT. HORIZ. 630/1600A | [18 empty] | 1 | 3303430337386 | 0 |  | 694 | 0.5 | 4 | 6 | 12 | [23 empty] | 2 | N | [12 empty] | MR1 | MR | 85389099 | [14 empty] | Aansluitvlakken horizontaal chassis stroomafwaarts - 4P voor NT800- NT1600H/L | Raccordement chassis par horizontale aval - 4P pour NT800 - NT 1600H/L | [17 empty] | https://eref.se.com/be/nl/sis-tarif/product/33738 | https://eref.se.com/be/fr/sis-tarif/product/33738
Schneider Electric | Schneider Electric | 01022021 |  | Schneider Electric |  | SED | 33751 |  |  | 68.87 |  | 1 |  | 1 | INGEREDEN POS. CONTACT | CONTACT POSITION EMBROCHE |  | CONNECTED POSITION CONTACT | [18 empty] | 1 | 3303430337515 | 0 |  | 1018 | 4 | 4 | 1 | 0.016 | [23 empty] | 2 | N | [12 empty] | MR1 | MR | 85389099 | [14 empty] | Contact ingereden positie voor chassis voor NT-NW | Contact position embroche pour chassis pour NT/NW | [17 empty] | https://eref.se.com/be/nl/sis-tarif/product/33751 | https://eref.se.com/be/fr/sis-tarif/product/33751
Schneider Electric | Schneider Electric | 01022021 |  | Schneider Electric |  | SED | 33752 |  |  | 68.87 |  | 1 |  | 1 | TEST POSITIE CONTACT | CONTACT POSITION ESSAI |  | TEST POSITION CONTACT | [18 empty] | 1 | 3303430337522 | 0 |  | 1018 | 4 | 4 | 1 | 0.016 | [23 empty] | 2 | N | [12 empty] | MR1 | MR | 85389099 | [14 empty] | Contact test positie voor chassis voor NT-NW | Contact position essai pour chassis pour NT/NW | [17 empty] | https://eref.se.com/be/nl/sis-tarif/product/33752 | https://eref.se.com/be/fr/sis-tarif/product/33752
Schneider Electric | Schneider Electric | 01022021 |  | Schneider Electric |  | SED | 33753 |  |  | 68.87 |  | 1 |  | 1 | UITGEREDEN POSITIE CONTACT | CONTACT POSITION DEBROCHE |  | DISCONNECTED POSITION CONTACT | [18 empty] | 1 | 3303430337539 | 0 |  | 1018 | 4 | 4 | 1 | 0.016 | [23 empty] | 2 | N | [12 empty] | MR1 | MR | 85389099 | [14 empty] | Contact uitgereden positie voor chassis voor NT-NW | Contact position debroche pour chassis pour NT/NW | [17 empty] | https://eref.se.com/be/nl/sis-tarif/product/33753 | https://eref.se.com/be/fr/sis-tarif/product/33753
Schneider Electric | Schneider Electric | 01022021 |  | Schneider Electric |  | SED | 33754 |  |  | 68.87 |  | 1 |  | 1 | CE GOUD INGEREDEN POS. CONTACT | CONTACT BAS NIV POS EMBROCHEE |  | LOW-LEVEL CONNECTED POSITION CONTACT | [18 empty] | 1 | 3303430337546 | 0 |  | 1012 | 5 | 5 | 1 | 0.025 | [23 empty] | 2 | N | [12 empty] | MR1 | MR | 85389099 | [14 empty] | Contact laag niveau ingereden positie voor chassis voor NT-NW | Contact bas niv. position embroche pour chassis pour NT/NW | [17 empty] | https://eref.se.com/be/nl/sis-tarif/product/33754 | https://eref.se.com/be/fr/sis-tarif/product/33754
Schneider Electric | Schneider Electric | 01022021 |  | Schneider Electric |  | SED | 33755 |  |  | 68.87 |  | 1 |  | 1 | CT GOUD TESTPOS. CONTACT | CONTACT BAS NIV POS ESSAI |  | LOW-LEVEL TEST POSITION CONTACT | [18 empty] | 1 | 3303430337553 | 0 |  | 1012 | 5 | 5 | 1 | 0.025 | [23 empty] | 2 | N | [12 empty] | MR1 | MR | 85389099 | [14 empty] | Contact laag niveau test positie voor chassis voor NT-NW | Contact bas niv. position essai pour chassis pour NT/NW | [17 empty] | https://eref.se.com/be/nl/sis-tarif/product/33755 | https://eref.se.com/be/fr/sis-tarif/product/33755
Schneider Electric | Schneider Electric | 01022021 |  | Schneider Electric |  | SED | 33756 |  |  | 68.87 |  | 1 |  | 1 | CD GOUD UITGEREDEN POS. CONT. | CONTACT BAS NIV POS DEBROCHEE |  | LOW-LEVEL DISCONNECTED POSITION CONTACT | [18 empty] | 1 | 3303430337560 | 0 |  | 1012 | 5 | 5 | 1 | 0.025 | [23 empty] | 2 | N | [12 empty] | MR1 | MR | 85389099 | [14 empty] | Contact laag niveau uitgereden positie voor chassis voor NT-NW | Contact bas niv. position debroche pour chassis pour NT/NW | [17 empty] | https://eref.se.com/be/nl/sis-tarif/product/33756 | https://eref.se.com/be/fr/sis-tarif/product/33756
Schneider Electric | Schneider Electric | 01022021 |  | Schneider Electric |  | SED | 33769 |  |  | 84.22 |  | 1 |  | 1 | PROFALUX UITGERED.POS. SLOT KIT | KIT VERROUIL. POS.DEBRO PROFAL |  | PROFALUX DISCONNECTED POSITION LOCKING K | [18 empty] | 1 | 3303430337690 | 0 |  | 16 | 6 | 2 | 2 | 0.024 | [7 empty] | 43303430337698 | 45 | 1927000000 | 30 | 40 | 30 | [10 empty] | 9 | N | [12 empty] | MR1 | MR | 8538909999 | [14 empty] | Vergrendelingskit uitgereden positie Profalux (zonder slot) voor NT800-11600H/L | Kit verrouillage positon débro profalux (sans serrure) pour NT800-1600H/L | [17 empty] | https://eref.se.com/be/nl/sis-tarif/product/33769 | https://eref.se.com/be/fr/sis-tarif/product/33769
Schneider Electric | Schneider Electric | 01022021 |  | Schneider Electric |  | SED | 33773 |  |  | 106.79 |  | 1 |  | 1 | PROFAL. UITGER.POS. MET 1 SLOT | VER POS DEBR PROFALUX 1 SERR |  | PROFALUX DISCONNECTED POSITION LOCKING W | [18 empty] | 1 | 3303430337737 | 0 |  | 130 | 23 | 12 | 2 | 0.552 | [23 empty] | 2 | N | [12 empty] | MR1 | MR | 85389099 | [14 empty] | Vergrendeling uitgereden positie Profalux met 1 slot voor NT800-1600H/L | Verrouillage position débro profalux 1 serrure pour NT800-1600H/L | [17 empty] | https://eref.se.com/be/nl/sis-tarif/product/33773 | https://eref.se.com/be/fr/sis-tarif/product/33773
Schneider Electric | Schneider Electric | 01022021 |  | Schneider Electric |  | SED | 33774 |  |  | 213.66 |  | 1 |  | 1 | PROFAL. UITGER.POS. MET 2 SLOT | VER.POS DEB PROFALUX 2 SERR |  | PROFALUX DISC. POSITION LOCKING WITH 2 K | [18 empty] | 1 | 3303430337744 | 0 |  | 224 | 23 | 12 | 2 | 0.552 | [23 empty] | 2 | N | [12 empty] | MR1 | MR | 85389099 | [14 empty] | Vergrendeling uitgereden positie Profalux met 1 slot+1 slot identisch profiel vr | Verrouillage pos. débro profalux 1 serrure + 1 serrure avec profile ident.pour N | [17 empty] | https://eref.se.com/be/nl/sis-tarif/product/33774 | https://eref.se.com/be/fr/sis-tarif/product/33774
Schneider Electric | Schneider Electric | 01022021 |  | Schneider Electric |  | SED | 33775 |  |  | 213.66 |  | 1 |  | 1 | PROFAL. UITGER.POS. 2 ID. SLOT | VERR POS DEBR PROFALUX 2 SERR |  | PROFALUX DISC. POSITION LOCKING WITH 2 K | [18 empty] | 1 | 3303430337751 | 0 |  | 260 | 23 | 12 | 2 | 0.552 | [23 empty] | 2 | N | [12 empty] | MR1 | MR | 85389099 | [14 empty] | Vergrendeling uitgereden positie Profalux met 2 sloten verschillend profiel voor | Verrouillage pos. débro profalux 2 serrures avec profile différent pour NT800-16 | [17 empty] | https://eref.se.com/be/nl/sis-tarif/product/33775 | https://eref.se.com/be/fr/sis-tarif/product/33775
Schneider Electric | Schneider Electric | 01022021 |  | Schneider Electric |  | SED | 33776 |  |  | 106.79 |  | 1 |  | 1 | RONIS UITGERED.POS. MET 1 SLOT | VERR POS DEBR RONIS 1 SERR |  | RONIS DISCONNECTED POSITION LOCKING WITH | [18 empty] | 1 | 3303430337768 | 0 |  | 133 | 7 | 4 | 2 | 0.056 | [23 empty] | 2 | N | [12 empty] | MR1 | MR | 8301409000 | [14 empty] | Vergrendeling uitgereden positie Ronis met 1 slot voor NT800-1600H/L | Verrouillage position débro ronis 1 serrure pour NT800-1600H/L | [17 empty] | https://eref.se.com/be/nl/sis-tarif/product/33776 | https://eref.se.com/be/fr/sis-tarif/product/33776
Schneider Electric | Schneider Electric | 01022021 |  | Schneider Electric |  | SED | 33777 |  |  | 213.66 |  | 1 |  | 1 | RONIS UITGERED.POS. MET 2 SLOT | VERR POS DEBR RONIS 2 SERR |  | RONIS DISC. POSITION LOCKING WITH 2 KEYL | [18 empty] | 1 | 3303430337775 | 0 |  | 226 | 5 | 5 | 2 | 0.05 | [23 empty] | 2 | N | [12 empty] | MR1 | MR | 8301409000 | [14 empty] | Vergrendeling uitgereden positie Ronis met 1 slot+1 slot identisch profiel voor | Verrouillage pos. débro ronis 1 serrure + 1 serrure avec profile ident. pr NT800 | [17 empty] | https://eref.se.com/be/nl/sis-tarif/product/33777 | https://eref.se.com/be/fr/sis-tarif/product/33777
Schneider Electric | Schneider Electric | 01022021 |  | Schneider Electric |  | SED | 33778 |  |  | 213.66 |  | 1 |  | 1 | RONIS UITGERED.POS. 2 ID. SLOT | VERR POS DEBR RONIS 2 SERR |  | RONIS DISC. POSITION LOCKING WITH 2 KEYL | [18 empty] | 1 | 3303430337782 | 0 |  | 266 | 7 | 4 | 2 | 0.056 | [23 empty] | 2 | N | [12 empty] | MR1 | MR | 85389099 | [14 empty] | Vergrendeling uitgereden positie Ronis met 2 sloten met verschillend profiel voo | Verrouillage position débro ronis 2 serrures avec profile differente pr NT800-16 | [17 empty] | https://eref.se.com/be/nl/sis-tarif/product/33778 | https://eref.se.com/be/fr/sis-tarif/product/33778
Schneider Electric | Schneider Electric | 01022021 |  | Schneider Electric |  | SED | 33779 |  |  | 271.53 |  | 1 |  | 1 | OPTIE VERGRENDELING IN ALLE POSITIES | OPTION VERROUILLAGE POSITION |  | OPTIONAL DISCONNECT-TEST-CONNECT LOCKING | [18 empty] | 1 | 3303430337799 | 0 |  | 1000 | 0 | 0 | 0 | 0 | [23 empty] | 2 | N | [12 empty] | MC1 | MO | 85389099 | [14 empty] | Optionele vergr. Chassis Masterpact NW/ NT NS08-16 | Option verrouillage position débrochée - test- embrochée pour Masterpact NT | [17 empty] | https://eref.se.com/be/nl/sis-tarif/product/33779 | https://eref.se.com/be/fr/sis-tarif/product/33779
Schneider Electric | Schneider Electric | 01022021 |  | Schneider Electric |  | SED | 33786 |  |  | 62.55 |  | 1 |  | 1 | DEURVERGR. (RECHTS CHASSIS) | VERR PORTE SUR CHASSIS DROITE |  | DOOR INTERLOCK (RIGHT-HAND SIDE OF CHASS | [18 empty] | 1 | 3303430337867 | 0 |  | 90 | 12 | 22 | 11 | 2.904 | [23 empty] | 2 | N | [12 empty] | MR1 | MR | 85389099 | [14 empty] | Deurvergrendeling rechts van het chassis voor NT800-1600H/L (VPECD) | Verrouillage porte cote droite sur chassis (VPECD) pour NT800-1600H/L | [17 empty] | https://eref.se.com/be/nl/sis-tarif/product/33786 | https://eref.se.com/be/fr/sis-tarif/product/33786
Schneider Electric | Schneider Electric | 01022021 |  | Schneider Electric |  | SED | 33787 |  |  | 145.51 |  | 1 |  | 1 | DEURVERGR. (LINKS CHASSIS) | VERR PORTE SUR CHASSIS A GAUCH |  | DOOR INTERLOCK (LEFT-HAND SIDE OF CHASSI | [18 empty] | 1 | 3303430337874 | 0 |  | 90 | 12 | 22 | 11 | 2.904 | [23 empty] | 2 | N | [12 empty] | MR1 | MR | 8301600090 | [14 empty] | Deurvergrendeling links van het chassis voor NT800-1600H/L (VPECG) | Verrouillage porte cote gauche sur chassis (VPECD) pour NT800-1600H/L | [17 empty] | https://eref.se.com/be/nl/sis-tarif/product/33787 | https://eref.se.com/be/fr/sis-tarif/product/33787
Schneider Electric | Schneider Electric | 01022021 |  | Schneider Electric |  | SED | 33791 |  |  | 267.31 |  | 1 |  | 1 | MX COM 012 VDC D/O | MX COM 12 VCC APP DEBR |  | MX COM 012 VDC FOR DRAWOUT BREAKER | [18 empty] | 1 | 3303430337911 | 0 |  | 1167 | 6 | 8 | 5 | 0.24 | [23 empty] | 2 | N | [12 empty] | MR1 | MR | 85389099 | [14 empty] | Stroomuitschakelspoel MX comm. 12 VGS voor NT800-NT1600H/L uitrijdbaar | Décl. voltmétr. MX communication 12 VCC pour NT800-NT1600H/L débrochable | [17 empty] | https://eref.se.com/be/nl/sis-tarif/product/33791 | https://eref.se.com/be/fr/sis-tarif/product/33791
Schneider Electric | Schneider Electric | 01022021 |  | Schneider Electric |  | SED | 33792 |  |  | 267.31 |  | 1 |  | 1 | MX COM 024/030 VACDC D/O | MX COM 24/30 VCA/VCC APP DEBRO |  | voltage release MX com 24 V DC and AC | [18 empty] | 1 | 3303430337928 | 0 |  | 1167 | 4 | 6 | 9 | 0.216 | [23 empty] | 2 | N | [12 empty] | MR1 | MR | 85389099 | [14 empty] | Stroomuitschakelsp. MX comm. 24-30 VGS/24 VWS voor NT800-NT1600H/L uitrijdb. | Décl. voltmétr. MX comm. 24-30 VCC/24 VCA pour NT800-NT1600H/L débrochable | [17 empty] | https://eref.se.com/be/nl/sis-tarif/product/33792 | https://eref.se.com/be/fr/sis-tarif/product/33792
Schneider Electric | Schneider Electric | 01022021 |  | Schneider Electric |  | SED | 33793 |  |  | 267.31 |  | 1 |  | 1 | MX COM 048/060VACDC D/O | MX COM 48/60 VCA/VCC APP DEBR |  | voltage release MX com 48 V DC and AC | [18 empty] | 1 | 3303430337935 | 0 |  | 1165 | 8 | 5 | 1 | 0.04 | [23 empty] | 2 | N | [12 empty] | MR1 | MR | 85389099 | [14 empty] | Stroomuitschakelsp. MX comm. 48-60 VGS/48 VWS voor NT800-NT1600H/L uitrijdb. | Décl. voltmétr. MX comm. 48-60 VCC/48 VCA pour NT800-NT1600H/L débrochable | [17 empty] | https://eref.se.com/be/nl/sis-tarif/product/33793 | https://eref.se.com/be/fr/sis-tarif/product/33793
Schneider Electric | Schneider Electric | 01022021 |  | Schneider Electric |  | SED | 33794 |  |  | 267.31 |  | 1 |  | 1 | MX COM 100/130 VACDC D/O | MX COM 100/130 VCA/VCC APP DEB |  | voltage release MX com 100 to 130 V DC | [18 empty] | 1 | 3303430337942 | 0 |  | 1169 | 7 | 9 | 4 | 0.252 | [23 empty] | 2 | N | [12 empty] | MR1 | MR | 85389099 | [14 empty] | Stroomuitschakelsp. MX comm. 110-130 VGS/VWS voor NT800-NT1600H/L uitrijdb. | Décl. voltmétr. MX comm. 110-130 VCC/VCA pour NT800-NT1600H/L débrochable | [17 empty] | https://eref.se.com/be/nl/sis-tarif/product/33794 | https://eref.se.com/be/fr/sis-tarif/product/33794
Schneider Electric | Schneider Electric | 01022021 |  | Schneider Electric |  | SED | 33795 |  |  | 267.31 |  | 1 |  | 1 | MX COM 200/250VACDC D/O | MX COM 200/250 VCA/VCC APP DEB |  | voltage release MX com 200 to 250 V DC | [18 empty] | 1 | 3303430337959 | 0 |  | 1167 | 8 | 6 | 4 | 0.192 | [23 empty] | 2 | N | [12 empty] | MR1 | MR | 85389099 | [14 empty] | Stroomuitschakelspoel MX comm. 200-250 VGS/VWS voor NT800-NT1600H/L uitrijdb. | Décl. voltmétr. MX comm. 200-250 VCC/VCA pour NT800-NT1600H/L débrochable | [17 empty] | https://eref.se.com/be/nl/sis-tarif/product/33795 | https://eref.se.com/be/fr/sis-tarif/product/33795
Schneider Electric | Schneider Electric | 01022021 |  | Schneider Electric |  | SED | 33796 |  |  | 267.31 |  | 1 |  | 1 | MX COM 277VACDC D/O | MX COM 277 VCA/VCC APP DEBRO |  | voltage release MX com 277 V AC 50 and | [18 empty] | 1 | 3303430337966 | 0 |  | 1169 | 8 | 6 | 9 | 0.432 | [23 empty] | 2 | N | [12 empty] | MR1 | MR | 85389099 | [14 empty] | Stroomuitschakelspoel MX comm 277 VGS/VWS voor NT800-NT1600H/L uitrijdbaar | Décl. voltmétr. MX comm. 277 VCC/VCA pour NT800-NT1600H/L débrochable | [17 empty] | https://eref.se.com/be/nl/sis-tarif/product/33796 | https://eref.se.com/be/fr/sis-tarif/product/33796
Schneider Electric | Schneider Electric | 01022021 |  | Schneider Electric |  | SED | 33797 |  |  | 267.31 |  | 1 |  | 1 | MX COM 380/480VACDC D/O | MX COM 380/480 VCA/VCC APP DEB |  | voltage release MX com 380 to 480 V AC | [18 empty] | 1 | 3303430337973 | 0 |  | 1167 | 6 | 9 | 4 | 0.216 | [23 empty] | 2 | N | [12 empty] | MR1 | MR | 85389099 | [14 empty] | Stroomuitschakelspoel MX comm 380-480 VGS voor NT800-NT1600H/L uitrijdbaar | Décl. voltmétr. MX comm. 380-480 VCA pour NT800-NT1600H/L débrochable | [17 empty] | https://eref.se.com/be/nl/sis-tarif/product/33797 | https://eref.se.com/be/fr/sis-tarif/product/33797
Schneider Electric | Schneider Electric | 01022021 |  | Schneider Electric |  | SED | 33800 |  |  | 78.03 |  | 1 |  | 1 | SD CONTACT HANDBED. D/O | CONTACT SD POUR APPAREIL DEBRO |  | SD CONTACT FOR MANUAL DRAWOUT BREAKER | [18 empty] | 1 | 3303430338000 | 0 |  | 51 | 11 | 7 | 2 | 0.154 | [23 empty] | 2 | N | [12 empty] | MR1 | MR | 8536508090 | [14 empty] | hulpcontact foutsignalisatie SD 6A 400V voor Compact NS800-1600 | contact auxilair SD 6A 400V pour Compact NS800-1600 | [17 empty] | https://eref.se.com/be/nl/sis-tarif/product/33800 | https://eref.se.com/be/fr/sis-tarif/product/33800
Schneider Electric | Schneider Electric | 01022021 |  | Schneider Electric |  | SED | 33801 |  |  | 35.28 |  | 1 |  | 1 | OF CONTACT HANDBED. D/O | CONTACT OF POUR APPAREIL DEBRO |  | OF CONTACT FOR MANUAL DRAWOUT BREAKER | [18 empty] | 1 | 3303430338017 | 0 |  | 65 | 12 | 6 | 2 | 0.144 | [23 empty] | 2 | N | [12 empty] | MR1 | MR | 85389099 | [33 empty] | https://eref.se.com/be/nl/sis-tarif/product/33801 | https://eref.se.com/be/fr/sis-tarif/product/33801
Schneider Electric | Schneider Electric | 01022021 |  | Schneider Electric |  | SED | 33806 |  |  | 66.83 |  | 1 |  | 1 | OF GOUD CONTACT HANDBED. D/O | CONTACT BAS NIV OF APP DEBR A |  | LOW-LEVEL OF CONTACT FOR ELEC. OP. DRAWO | [18 empty] | 1 | 3303430338062 | 0 |  | 34 | 14 | 6 | 2 | 0.168 | [23 empty] | 2 | N | [12 empty] | MR1 | MR | 85389099 | [14 empty] | Hulpcontact of laag niveau voor NT800-NT1600H/L uitrijdbaar | Contact auxiliaire (of) bas niveau pour NT800-NT1600H/L débrochable | [17 empty] | https://eref.se.com/be/nl/sis-tarif/product/33806 | https://eref.se.com/be/fr/sis-tarif/product/33806
Schneider Electric | Schneider Electric | 01022021 |  | Schneider Electric |  | SED | 33809 |  |  | 267.31 |  | 1 |  | 1 | MX 012 VDC D/O | MX 12 VCC POUR APP DEBR |  | MX 012 VDC FOR DRAWOUT BREAKER | [18 empty] | 1 | 3303430338093 | 0 |  | 1165 | 8 | 6 | 4 | 0.192 | [23 empty] | 2 | N | [12 empty] | MR1 | MR | 8536309090 | [14 empty] | Stroomuitschakelspoel MX spoel 12 VGS voor NT800-NT1600H/L uitrijdbaar | Décl. voltmétr. MX comm. MX 12 VCC pour NT800-NT1600H/L débrochable | [17 empty] | https://eref.se.com/be/nl/sis-tarif/product/33809 | https://eref.se.com/be/fr/sis-tarif/product/33809
Schneider Electric | Schneider Electric | 01022021 |  | Schneider Electric |  | SED | 33810 |  |  | 267.31 |  | 1 |  | 1 | MX 024/030 VACDC D/O | MX 24/30 VCA/VCC APP DEBR |  | voltage release MX 24 V DC and AC 50 | [18 empty] | 1 | 3303430338109 | 0 |  | 2023 | 8 | 6 | 3 | 0.144 | [23 empty] | 2 | N | [12 empty] | MR1 | MR | 8536309090 | [14 empty] | Stroomuitschakelspoel MX spoel 24-30 VGS/24 VWS voor NT800-NT1600H/L uitrijdb. | Décl. voltmétr. MX 24-30 VCC/24 VCA pour NT800-NT1600H/L débroch. | [17 empty] | https://eref.se.com/be/nl/sis-tarif/product/33810 | https://eref.se.com/be/fr/sis-tarif/product/33810
Schneider Electric | Schneider Electric | 01022021 |  | Schneider Electric |  | SED | 33811 |  |  | 267.31 |  | 1 |  | 1 | MX 048/060 VACDC D/O | MX 48/60 VCA/VCC APP DEBRO |  | voltage release MX 48 V DC and AC 50 | [18 empty] | 1 | 3303430338116 | 0 |  | 1163 | 8 | 6 | 4 | 0.192 | [23 empty] | 2 | N | [12 empty] | MR1 | MR | 8536309090 | [14 empty] | Stroomuitschakelspoel MX spoel 48-60 VGS/48 VWS voor NT800-NT1600H/L uitrijdb. | Décl. voltmétr. MX comm. MX 48-60 VCC/48 VCA pour NT800-NT1600H/L débroch. | [17 empty] | https://eref.se.com/be/nl/sis-tarif/product/33811 | https://eref.se.com/be/fr/sis-tarif/product/33811
Schneider Electric | Schneider Electric | 01022021 |  | Schneider Electric |  | SED | 33812 |  |  | 267.31 |  | 1 |  | 1 | MX 100/130 VACDC D/O | MX 100/130 VCA/VCC APP DEBR |  | voltage release MX 100 to 130 V DC and | [18 empty] | 1 | 3303430338123 | 0 |  | 1167 | 8 | 6 | 4 | 0.192 | [23 empty] | 2 | N | [12 empty] | MR1 | MR | 8536309090 | [14 empty] | Stroomuitschakelspoel MX spoel 100-130 VGS/VWS voor NT800-NT1600H/L uitrijdb. | Décl. voltmétr. MX comm. MX 100-130 VCC/VCA pour NT800-NT1600H/L débroch. | [17 empty] | https://eref.se.com/be/nl/sis-tarif/product/33812 | https://eref.se.com/be/fr/sis-tarif/product/33812
Schneider Electric | Schneider Electric | 01022021 |  | Schneider Electric |  | SED | 33813 |  |  | 267.31 |  | 1 |  | 1 | MX 200/250 VACDC D/O | MX 200/250 VCA/VCC P/ APP DEBR |  | voltage release MX 200 to 250 V DC and | [18 empty] | 1 | 3303430338130 | 0 |  | 180.33 | 9 | 6 | 4 | 0.216 | [23 empty] | 2 | N | [12 empty] | MR1 | MR | 8536309090 | [14 empty] | Stroomuitschakelspoel MX spoel 200-250 VGS/VWS voor NT800-NT1600H/L uitrijdb. | Décl. voltmétr. MX comm. MX 200-250 VCC/VCA pour NT800-NT1600H/L débroch. | [17 empty] | https://eref.se.com/be/nl/sis-tarif/product/33813 | https://eref.se.com/be/fr/sis-tarif/product/33813
Schneider Electric | Schneider Electric | 01022021 |  | Schneider Electric |  | SED | 33814 |  |  | 267.31 |  | 1 |  | 1 | MX 277 VACDC D/O | MX 277 VCA/VCC P/ APP DEBR |  | voltage release MX 277 V AC 50 and 60Hz | [18 empty] | 1 | 3303430338147 | 0 |  | 1169 | 6 | 9 | 3 | 0.162 | [23 empty] | 2 | N | [12 empty] | MR1 | MR | 8536309090 | [14 empty] | Stroomuitschakelspoel MX spoel 277 VWS voor NT800-NT1600H/L uitrijdbaar | Décl. voltmétr. MX comm. MX 277 VCA pour NT800-NT1600H/L débroch. | [17 empty] | https://eref.se.com/be/nl/sis-tarif/product/33814 | https://eref.se.com/be/fr/sis-tarif/product/33814
Schneider Electric | Schneider Electric | 01022021 |  | Schneider Electric |  | SED | 33815 |  |  | 267.31 |  | 1 |  | 1 | MX 380/480 VAC D/O | MX 380/480 VCA P/ APP DEBR |  | voltage release MX 380 to 480 V AC 50 | [18 empty] | 1 | 3303430338154 | 0 |  | 1165 | 8 | 6 | 4 | 0.192 | [23 empty] | 2 | N | [12 empty] | MR1 | MR | 8536309090 | [14 empty] | Stroomuitschakelspoel MX spoel 380-480 VWS voor NT800-NT1600H/L uitrijdbaar | Décl. voltmétr. MX comm. 380-480 VCA pour NT800-NT1600H/L débroch. | [17 empty] | https://eref.se.com/be/nl/sis-tarif/product/33815 | https://eref.se.com/be/fr/sis-tarif/product/33815
Schneider Electric | Schneider Electric | 01022021 |  | Schneider Electric |  | SED | 33819 |  |  | 267.31 |  | 1 |  | 1 | MN 024/030 VACDC D/O | MN 24/30 VCA/VCC P/ APP DEBR |  | instantaneous undervoltage release MN | [18 empty] | 1 | 3303430338192 | 0 |  | 167 | 8 | 6 | 4 | 0.192 | [23 empty] | 2 | N | [12 empty] | MR1 | MR | 8536309090 | [14 empty] | Spanningsuitschakelspoel MN 24-30 VGS/24VWS voor NT800-NT1600H/L uitrijdb. | Décl. voltmétr. MN 24-30 VCC/24 VCA pour NT800-NT1600H/L débroch. | [17 empty] | https://eref.se.com/be/nl/sis-tarif/product/33819 | https://eref.se.com/be/fr/sis-tarif/product/33819
Schneider Electric | Schneider Electric | 01022021 |  | Schneider Electric |  | SED | 33820 |  |  | 267.31 |  | 1 |  | 1 | MN 048/060 VACDC D/O | MN 48/60 VCA/VCC P/ APP DEBRO |  | instantaneous undervoltage release MN | [18 empty] | 1 | 3303430338208 | 0 |  | 165 | 9 | 6 | 4 | 0.216 | [23 empty] | 2 | N | [12 empty] | MR1 | MR | 8536309090 | [14 empty] | Spanningsuitschakelspoel MN 48-60 VGS/48VWS voor NT800-NT1600H/L uitrijdb. | Décl. voltmétr. MN 48-60 VCC/48 VCA pour NT800-NT1600H/L débroch. | [17 empty] | https://eref.se.com/be/nl/sis-tarif/product/33820 | https://eref.se.com/be/fr/sis-tarif/product/33820
Schneider Electric | Schneider Electric | 01022021 |  | Schneider Electric |  | SED | 33821 |  |  | 267.31 |  | 1 |  | 1 | MN 100/130 VAC D/O | MN 100/130 VCA P/ APP DEBR |  | instantaneous undervoltage release MN | [18 empty] | 1 | 3303430338215 | 0 |  | 169 | 6 | 8 | 3 | 0.144 | [23 empty] | 2 | N | [12 empty] | MR1 | MR | 8536309090 | [14 empty] | Spanningsuitschakelspoel MN 100-130 VGS/VWS voor NT800-NT1600H/L uitrijdb. | Décl. voltmétr. MN 100-130 VCC/VCA pour NT800-NT1600H/L débroch. | [17 empty] | https://eref.se.com/be/nl/sis-tarif/product/33821 | https://eref.se.com/be/fr/sis-tarif/product/33821
Schneider Electric | Schneider Electric | 01022021 |  | Schneider Electric |  | SED | 33822 |  |  | 267.31 |  | 1 |  | 1 | MN 200/250 VACDC D/O | MN 200/250 VCA/VCC P/ APP DEBR |  | instantaneous undervoltage release MN | [18 empty] | 1 | 3303430338222 | 0 |  | 167 | 8 | 6 | 4 | 0.192 | [23 empty] | 2 | N | [12 empty] | MR1 | MR | 8536309090 | [14 empty] | Spanningsuitschakelspoel MN 200-250 VGS/VWS voor NT800-NT1600H/L uitrijdb. | Décl. voltmétr. MN 200-250 VCC/VCA pour NT800-NT1600H/L débroch. | [17 empty] | https://eref.se.com/be/nl/sis-tarif/product/33822 | https://eref.se.com/be/fr/sis-tarif/product/33822
Schneider Electric | Schneider Electric | 01022021 |  | Schneider Electric |  | SED | 33824 |  |  | 267.31 |  | 1 |  | 1 | MN 380/480 VAC D/O | MN 380/480 VCA P/ APP DEBR |  | instantaneous undervoltage release MN | [18 empty] | 1 | 3303430338246 | 0 |  | 177 | 8 | 6 | 4 | 0.192 | [23 empty] | 2 | N | [12 empty] | MR1 | MR | 8536309090 | [14 empty] | Spanningsuitschakelspoel MN 380-480 VWS voor NT800-NT1600H/L uitrijdbaar | Décl. voltmétr. MN 380-480 VCA pour NT800-NT1600H/L débroch. | [17 empty] | https://eref.se.com/be/nl/sis-tarif/product/33824 | https://eref.se.com/be/fr/sis-tarif/product/33824
Schneider Electric | Schneider Electric | 01022021 |  | Schneider Electric |  | SED | 33827 |  |  | 1482.12 |  | 1 |  | 1 | MOTORBEDIENING MCH 100/130 VAC D/O | TELECOMMANDE 100/130 VCA POU |  | motormechanism MCH 100 to 130 V AC | [18 empty] | 1 | 3303430338277 | 0 |  | 1158 | 8 | 6 | 4 | 0.192 | [23 empty] | 2 | N | [12 empty] | MC3 | MQ | 85389099 | [33 empty] | https://eref.se.com/be/nl/sis-tarif/product/33827 | https://eref.se.com/be/fr/sis-tarif/product/33827
Schneider Electric | Schneider Electric | 01022021 |  | Schneider Electric |  | SED | 33828 |  |  | 1445.73 |  | 1 |  | 1 | MOTORBEDIENING MCH 200/240 VAC D/O | TELECOMMANDE 200/240 VCA POU |  | motormechanism MCH 220 to 240 V AC | [18 empty] | 1 | 3303430338284 | 0 |  | 1168 | 18 | 13 | 6 | 1.404 | [23 empty] | 2 | N | [12 empty] | MC1 | MO | 8412808090 | [33 empty] | https://eref.se.com/be/nl/sis-tarif/product/33828 | https://eref.se.com/be/fr/sis-tarif/product/33828
Schneider Electric | Schneider Electric | 01022021 |  | Schneider Electric |  | SED | 33831 |  |  | 1474.65 |  | 1 |  | 1 | MOTORBEDIENING MCH 048/060 VACDC D/O | TELECOMMANDE 048/060 VCC/VCA |  | motormechanism MCH 048/060 VDC/VAC | [18 empty] | 1 | 3303430338314 | 0 |  | 1377 | 18 | 13 | 7 | 1.638 | [23 empty] | 2 | N | [12 empty] | MC1 | MO | 85389099 | [33 empty] | https://eref.se.com/be/nl/sis-tarif/product/33831 | https://eref.se.com/be/fr/sis-tarif/product/33831
Schneider Electric | Schneider Electric | 01022021 |  | Schneider Electric |  | SED | 33832 |  |  | 1403.63 |  | 1 |  | 1 | MOTORBEDIENING MCH 100/130 VDC D/O | TELECOMMANDE 100/130 VCC POU |  | motormechanism MCH 100 to 130 V DC | [18 empty] | 1 | 3303430338321 | 0 |  | 1172 | 13 | 18 | 6 | 1.404 | [23 empty] | 2 | N | [12 empty] | MC1 | MO | 85389099 | [33 empty] | https://eref.se.com/be/nl/sis-tarif/product/33832 | https://eref.se.com/be/fr/sis-tarif/product/33832
Schneider Electric | Schneider Electric | 01022021 |  | Schneider Electric |  | SED | 33843 |  |  | 484.31 |  | 1 |  | 1 | ECO COM MODBUS VOOR D/O SCHAK. | COM ECO MODBUS APP F MAN/COM E |  | ECO MODBUS COM MODULE FOR DO NT | [18 empty] | 1 | 3303430338437 | 0 |  | 1084 | 9 | 8 | 3 | 0.216 | [23 empty] | 2 | N | [12 empty] | MR1 | MR | 85389099 | [14 empty] | Optie module communicatie ECO modbus voor NT800-NT1600H/L vast | Option module communication Eco Modbus pour NT800-NT1600H/L fixe | [17 empty] | https://eref.se.com/be/nl/sis-tarif/product/33843 | https://eref.se.com/be/fr/sis-tarif/product/33843
Schneider Electric | Schneider Electric | 01022021 |  | Schneider Electric |  | SED | 33855 |  |  | 329.28 |  | 1 |  | 1 | COM MODULE DIGIP. VOOR CHASSIS | COM DIGIPACT POUR CHASSIS |  | DIGIPACT COM MODULE FOR CHASSIS | [18 empty] | 1 | 3303430338550 | 0 |  | 152 | 9 | 14 | 43 | 5.418 | [23 empty] | 2 | N | [12 empty] | MR1 | MR | 85389099 | [14 empty] | Optie module communicatie digipact voor chassis NT800-NT1600H/L | Option module communication Dipipact pour chassis NT800-NT1600H/L | [17 empty] | https://eref.se.com/be/nl/sis-tarif/product/33855 | https://eref.se.com/be/fr/sis-tarif/product/33855
Schneider Electric | Schneider Electric | 01022021 |  | Schneider Electric |  | SED | 33857 |  |  | 150.02 |  | 1 |  | 1 | DEURKADER VOOR D/O SCHAK. | CADRE D/PORTE APP DEBRO CDE M |  | ESCUTCHEON FOR MANUAL OR ELEC. | [18 empty] | 1 | 3303430338574 | 0 |  | 344 | 33 | 32 | 3 | 3.168 | [7 empty] | 43303430338572 | 24 | 8902 | 60 | 40 | 30 | [10 empty] | 7 | N | [12 empty] | MR1 | MR | 8538909999 | [14 empty] | Deurkader voor NT800-NT1600H/L vast-uitrijdbaar. | Cadre de porte pour NT800-NT1600H/L fixe-débrochable | [17 empty] | https://eref.se.com/be/nl/sis-tarif/product/33857 | https://eref.se.com/be/fr/sis-tarif/product/33857
Schneider Electric | Schneider Electric | 01022021 |  | Schneider Electric |  | SED | 33859 |  |  | 431.93 |  | 1 |  | 1 | TRANSPARANTE KAP VOOR KADER | CAPOT TRANSP P/CADRE PORTE DEB |  | TRANSPARENT COVER FOR ESCUTCHEON ON DRAW | [18 empty] | 1 | 3303430338598 | 0 |  | 925 | 31 | 34 | 14 | 14.756 | [23 empty] | 7 | N | [12 empty] | MR1 | MR | 3926909790 | [14 empty] | Transparante kap voor NT800-NT1600H/L vast-uitrijdbaar | Capot transparent pour NT800-NT1600H/L fixe-débrochable | [17 empty] | https://eref.se.com/be/nl/sis-tarif/product/33859 | https://eref.se.com/be/fr/sis-tarif/product/33859
Schneider Electric | Schneider Electric | 01022021 |  | Schneider Electric |  | SED | 33863 |  |  | 119.35 |  | 1 |  | 1 | DIRECTE DRAAIBED. ZWART | CDE ROTAT DIRECTE POIGNEE NOIR |  | STANDARD BLACK DIRECT ROTARY HAN DLE | [18 empty] | 1 | 3303430338635 | 0 |  | 1309 | 24 | 22 | 15 | 7.92 | [23 empty] | 5 | N | [12 empty] | MC1 | MO | 85389099 | [14 empty] | Directe draaibediening met zwarte hendel voor NS800-1600N/H/L | Commande rotative directe poignée noire pour NS800-NS1600N/H/L | [17 empty] | https://eref.se.com/be/nl/sis-tarif/product/33863 | https://eref.se.com/be/fr/sis-tarif/product/33863
Schneider Electric | Schneider Electric | 01022021 |  | Schneider Electric |  | SED | 33864 |  |  | 119.35 |  | 1 |  | 1 | DIRECTE DRAAIBED. ROOD/GEEL | CDE ROT DIRECTE POIG ROUGE |  | RED/YELLOW DIRECT ROTARY HANDLE | [18 empty] | 1 | 3303430338642 | 0 |  | 1126 | 21 | 15 | 0 | 0 | [23 empty] | 5 | N | [12 empty] | MC1 | MO | 85389099 | [14 empty] | Directe draaibediening met rood/geel hendel voor NS800-1600N/H/L | Commande rotative directe poignée rouge pour NS800-NS1600N/H/L | [17 empty] | https://eref.se.com/be/nl/sis-tarif/product/33864 | https://eref.se.com/be/fr/sis-tarif/product/33864
Schneider Electric | Schneider Electric | 01022021 |  | Schneider Electric |  | SED | 33866 |  |  | 43.15 |  | 1 |  | 1 | CNOMO ACCESSOIRE | ACCESSOIRE CNOMO |  | CNOMO ACCESSORY | [18 empty] | 1 | 3303430338666 | 0 |  | 556 | 25 | 20 | 2 | 1 | [7 empty] | 43303430338664 | 12 | 7159 | 40 | 30 | 30 | [10 empty] | 16 | N | [12 empty] | MC1 | MO | 8538909999 | [14 empty] | CNOMO toebehoren voor NS800-1600N/H/L | Accessoire CNOMO pour NS800-NS1600N/H/L | [17 empty] | https://eref.se.com/be/nl/sis-tarif/product/33866 | https://eref.se.com/be/fr/sis-tarif/product/33866
Schneider Electric | Schneider Electric | 01022021 |  | Schneider Electric |  | SED | 33868 |  |  | 9.34 |  | 1 |  | 1 | VERGRENDELINGSKIT DRAAIBED. | VERR P/SERR PR CDE ROTATIVE |  | LOCKING KIT FOR ROTARY HANDLE (W/O RONIS | [18 empty] | 1 | 3303430338680 | 0 |  | 7 | 5 | 3 | 1 | 0.015 | [7 empty] | 43303430338688 | 100 | 1655 | 40 | 30 | 15 | [10 empty] | 2 | Y | [12 empty] | MC1 | MO | 8538909999 | [14 empty] | Vergrendelingskit Ronis-Profalux (zonder slot) voor draaibediening voor NS800-NS | Kit verrouillage Ronis-Profalux (sans serrure) pour cde. rot. pr NS800-NS1600N/H | [17 empty] | https://eref.se.com/be/nl/sis-tarif/product/33868 | https://eref.se.com/be/fr/sis-tarif/product/33868
Schneider Electric | Schneider Electric | 01022021 |  | Schneider Electric |  | SED | 33869 |  |  | 48.93 |  | 1 |  | 1 | PROFALUXVERGR O POS DRAAIBED | VERR PROFALUX P0S O CDE ROTAT |  | OFF POSITION LOCKING FOR ROTARY HANDLE W | [18 empty] | 1 | 3303430338697 | 0 |  | 115 | 6 | 5 | 2 | 0.06 | [23 empty] | 2 | N | [12 empty] | MC1 | MO | 85389099 | [14 empty] | Vergrendeling positie OFF met Profalux voor draaibediening voor NS800-NS1600N/H/ | Verrouillage position off Profalux pour commande rotative pour NS800-NS1600N/H/L | [17 empty] | https://eref.se.com/be/nl/sis-tarif/product/33869 | https://eref.se.com/be/fr/sis-tarif/product/33869
Schneider Electric | Schneider Electric | 01022021 |  | Schneider Electric |  | SED | 33870 |  |  | 48.93 |  | 1 |  | 1 | RONIS VERGR OPEN STAND DRAAIBE | VERR RONIS POS OUVERT CDE ROT |  | OFF POSITION LOCKING FOR ROTARY HANDLE W | [18 empty] | 1 | 3303430338703 | 0 |  | 180 | 7 | 4 | 2 | 0.056 | [23 empty] | 2 | N | [12 empty] | MC1 | MO | 85389099 | [14 empty] | Vergrendeling positie OFF met Ronis voor draaibediening voor NS800-NS1600N/H/L | Verrouillage position off Ronis pour commande rotative pour NS800-NS600N/H/L | [17 empty] | https://eref.se.com/be/nl/sis-tarif/product/33870 | https://eref.se.com/be/fr/sis-tarif/product/33870
Schneider Electric | Schneider Electric | 01022021 |  | Schneider Electric |  | SED | 33871 |  |  | 48.93 |  | 1 |  | 1 | PROFALUXVERGR O/G POS DRAAIBED | VERR PROFALUX POS O/F CDE ROT |  | ON POSITION LOCKING FOR ROTARY HANDLE WI | [18 empty] | 1 | 3303430338710 | 0 |  | 135 | 6 | 5 | 2 | 0.06 | [23 empty] | 2 | N | [12 empty] | MC1 | MO | 85389099 | [14 empty] | Vergrendeling positie ON-OFF met Profalux voor draaibed. voor NS800-NS1600N/H/L | Verrouillage position on-off Profalux pour comm. rotative pour NS800-NS1600N/H/L | [17 empty] | https://eref.se.com/be/nl/sis-tarif/product/33871 | https://eref.se.com/be/fr/sis-tarif/product/33871
Schneider Electric | Schneider Electric | 01022021 |  | Schneider Electric |  | SED | 33872 |  |  | 48.93 |  | 1 |  | 1 | RONISVERGR O/G POS DRAAIBED | VERR RONIS POS O/F CDE ROTATIV |  | ON POSITION LOCKING FOR ROTARY HANDLE WI | [18 empty] | 1 | 3303430338727 | 0 |  | 160 | 7 | 4 | 2 | 0.056 | [23 empty] | 14 | N | [12 empty] | MC1 | MO | 8538909999 | [14 empty] | Vergrendeling positie ON-OFF met Ronis voor draaibed. voor NS800-NS1600N/H/L | Verrouillage position on-off Ronis pour commande rotative pour NS800-NS1600N/H/L | [17 empty] | https://eref.se.com/be/nl/sis-tarif/product/33872 | https://eref.se.com/be/fr/sis-tarif/product/33872
Schneider Electric | Schneider Electric | 01022021 |  | Schneider Electric |  | SED | 33873 |  |  | 120.53 |  | 1 |  | 1 | DIRECTE DRAAIBED. ZWART | CDE ROTATIVE DIRECTE STANDARD |  | STANDARD BLACK DIRECT ROTARY HANDLE | [18 empty] | 1 | 3303430338734 | 0 |  | 1308 | 24 | 22 | 15 | 7.92 | [7 empty] | 43303430338732 | 4 | 5780 | 60 | 40 | 30 | [10 empty] | 2 | Y | [12 empty] | MC1 | MO | 8538909999 | [14 empty] | Directe draaibediening met zwarte hendel voor NS800-1600N/H/L | Commande rotative à poignée noire pour NS800-NS1600N/H/L
Schneider Electric | Schneider Electric | 01022021 |  | Schneider Electric |  | SED | 33878 |  |  | 174.59 |  | 1 |  | 1 | DRAAIBED.+ VERLENGAS ZWART | CDE ROTATIVE PROL STANDARD |  | STANDARD EXTENDED ROTARY HANDLE | [18 empty] | 1 | 3303430338789 | 0 |  | 2000 | 44 | 22 | 12 | 11.616 | [23 empty] | 2 | Y | [12 empty] | MC1 | MO | 8538909999 | [14 empty] | Verlengde draaibediening met zwarte hendel voor NS800-NS1600N/H/L | Commande rotative prolongée poignée noire pour NS800-NS1600N/H/L | [17 empty] | https://eref.se.com/be/nl/sis-tarif/product/33878 | https://eref.se.com/be/fr/sis-tarif/product/33878
Schneider Electric | Schneider Electric | 01022021 |  | Schneider Electric |  | SED | 33879 |  |  | 174.59 |  | 1 |  | 1 | DRAAIBED. +VERLENGAS ROOD/GEEL | CDE ROTATIVE PROL POIGNEE ROUG |  | RED/YELLOW EXTENDED ROTARY HANDL E | [18 empty] | 1 | 3303430338796 | 0 |  | 2383 | 44 | 22 | 12 | 11.616 | [23 empty] | 14 | N | [12 empty] | MC1 | MO | 8538909999 | [14 empty] | Verlengde draaibediening met rood/gele hendel voor NS800-NS1600N/H/L | Commande rotative prolongée avec poignée rouge/jaune pour NS800-NS1600N/H/L | [17 empty] | https://eref.se.com/be/nl/sis-tarif/product/33879 | https://eref.se.com/be/fr/sis-tarif/product/33879
Schneider Electric | Schneider Electric | 01022021 |  | Schneider Electric |  | SED | 33882 |  |  | 83.11 |  | 1 |  | 1 | 2 VOORLOPENDE VERBREEKCONTACTE | 2 CONTACTS AVANCES |  | 2 EARLY BREAK CONTACTS FOR FIXED BREAKER | [18 empty] | 1 | 3303430338826 | 0 |  | 120 | 18 | 11 | 5 | 0.99 | [23 empty] | 14 | N | [12 empty] | MC1 | MO | 8536901000 | [14 empty] | 2 hulpcontacten vooorlopend op het sluiten voor NS800-NS1600N/H/L- vast | 2 contacts auxiliaires avances à la fermeture pour NS800-NS1600N/H/L - fixe | [17 empty] | https://eref.se.com/be/nl/sis-tarif/product/33882 | https://eref.se.com/be/fr/sis-tarif/product/33882
Schneider Electric | Schneider Electric | 01022021 |  | Schneider Electric |  | SED | 33883 |  |  | 83.11 |  | 1 |  | 1 | 2 VERBREEKCONTACTEN | 2 CONTACTS AVANC#S |  | 2 EARLY MAKE CONTACTS FOR FIXED BREAKER | [18 empty] | 1 | 3303430338833 | 0 |  | 60 | 18 | 11 | 5 | 0.99 | [23 empty] | 2 | N | [12 empty] | MC1 | MO | 85389099 | [14 empty] | 2 hulpcontacten vooorlopend op het openen voor NS800-NS1600N/H/L- vast | 2 contacts auxiliaires avances à l#ouverture pour NS800-NS1600N/H/L - fixe | [17 empty] | https://eref.se.com/be/nl/sis-tarif/product/33883 | https://eref.se.com/be/fr/sis-tarif/product/33883
Schneider Electric | Schneider Electric | 01022021 |  | Schneider Electric |  | SED | 33897 |  |  | 82.69 |  | 1 |  | 10 | VBP DRUKKNOP HANGSLOT VERGR. NT | CONDAMN BOUTON POUSS PAR CADEN |  | PUSHBUTTON PADLOCKING DEVICE. | [18 empty] | 1 | 3303430338970 | 0 |  | 20 | 9 | 9 | 2 | 0.162 | 13303430338977 | 10 | 283 | 18 | 12 | 13 |  | 43303430338978 | 80 | 2751 | 40 | 30 | 30 | [10 empty] | 2 | Y | [12 empty] | MR1 | MR | 7326909890 | [14 empty] | Vergrend. drukknoppen met hangslot voor NS800-NS1600N/H/L - NT800-NT1600H/L | Verr. bouton poussoir par cadenas pour NS800-NS1600N/H/L - NT800-NT1600H/L | [17 empty] | https://eref.se.com/be/nl/sis-tarif/product/33897 | https://eref.se.com/be/fr/sis-tarif/product/33897
Schneider Electric | Schneider Electric | 01022021 |  | Schneider Electric |  | SED | 33912 |  |  | 1016.85 |  | 1 |  | 1 | MECH. VERGRENDELING 2 MASTERPACT NT VAST | VERR. MECANIQUE - 2 MASTERPACT NT FIXE |  | ROD-TYPE INTERLOCKING FOR 2 FIXED BREAKE | [18 empty] | 1 | 3303430339120 | 0 |  | 6000 | 28 | 17 | 17 | 8.092 | [23 empty] | 2 | N | [12 empty] | MR1 | MR | 85389099 | [14 empty] | Onderlinge mechanische vergrendeling met stangen voor 2 NT800-NT1600H/L vast | Interverrouillage par tringlerie pour 2 NT800-NT1600H/L - fixe | [17 empty] | https://eref.se.com/be/nl/sis-tarif/product/33912 | https://eref.se.com/be/fr/sis-tarif/product/33912
Schneider Electric | Schneider Electric | 01022021 |  | Schneider Electric |  | SED | 33913 |  |  | 1016.85 |  | 1 |  | 1 | MECH. VERGRENDELING 2 MASTERPACT NT D/O | VERR. - 2 MASTERPACT NT DEBRO |  | ROD-TYPE INTERLOCKING FOR 2 DRAWOUT BREA | [18 empty] | 1 | 3303430339137 | 0 |  | 5000 | 28 | 17 | 17 | 8.092 | [23 empty] | 2 | N | [12 empty] | MR1 | MR | 85389099 | [14 empty] | Onderlinge mech. vergrendeling met stangen voor 2 NT800-NT1600H/L uitrijdb. | Interverrouillage par tringlerie pour 2 NT800-NT1600H/L - débrochable | [17 empty] | https://eref.se.com/be/nl/sis-tarif/product/33913 | https://eref.se.com/be/fr/sis-tarif/product/33913
Schneider Electric | Schneider Electric | 01022021 |  | Schneider Electric |  | SED | 33920 |  |  | 851.42 |  | 1 |  | 1 | KABELTYPE VERGR. DEUR VAST | INTERV PORTE A CABLE APP FIXE |  | CABLE-TYPE DOOR INTERLOCK FOR FI XED BRE | [18 empty] | 1 | 3303430339205 | 0 |  | 2058 | 30 | 20 | 10 | 6 | [23 empty] | 2 | N | [12 empty] | MR1 | MR | 85389099 | [14 empty] | Onderlinge mech. vergrendeling met kabel tss deur en NT800-NT1600H/L vast | Interverrouillage porte par câble pour NT800-NT1600H/L - fixe | [17 empty] | https://eref.se.com/be/nl/sis-tarif/product/33920 | https://eref.se.com/be/fr/sis-tarif/product/33920
Schneider Electric | Schneider Electric | 01022021 |  | Schneider Electric |  | SED | 33921 |  |  | 909.28 |  | 1 |  | 1 | KABELTYPE VERGR. DEUR D/O | INTERV D/PORTE A CABLE APP FIX |  | CABLE-TYPE DOOR INTERLOCK FOR DR AWOUT B | [18 empty] | 1 | 3303430339212 | 0 |  | 2697 | 30 | 20 | 10 | 6 | [23 empty] | 2 | N | [12 empty] | MR1 | MR | 85389099 | [14 empty] | Onderlinge mech. vergrendeling met kabel tss deur en NT800-NT1600H/L uitrijdb. | Interverrouillage porte par câble pour NT800-NT1600H/L - débrochable | [17 empty] | https://eref.se.com/be/nl/sis-tarif/product/33921 | https://eref.se.com/be/fr/sis-tarif/product/33921
Schneider Electric | Schneider Electric | 01022021 |  | Schneider Electric |  | SED | 388119 |  |  | 2.67 |  | 1 |  | 300 | ATELIER-M AFDEKRAAM 1V KUNSTSTOF POLWIT | Plaque simple blanc polaire |  | Fra. 1g pw ATE-M | [18 empty] | 1 | 4042811081058 | 0 |  | 15 | 8 | 8 | 1 | 0.064 | 24042811081052 | 10 | 186000 | 12.1 | 9.2 | 9.2 | [17 empty] | 8 | N | [12 empty] | MT4 | ML | 3926909790 | [33 empty] | https://eref.se.com/be/nl/sis-tarif/product/388119 | https://eref.se.com/be/fr/sis-tarif/product/388119
Schneider Electric | Schneider Electric | 01022021 |  | Schneider Electric |  | SED | 388125 |  |  | 2.88 |  | 1 |  | 300 | ATELIER-M AFDEKRAAM 1V KUNSTSTOF ACT WIT | Plaque simple blanc actif |  | Fra. 1g TPb aw ATE-M | [18 empty] | 1 | 4042811086114 | 0 |  | 15 | 8 | 8 | 1 | 0.064 | 24042811086118 | 300 | 6050 | 40 | 30 | 32.5 | [17 empty] | 8 | N | [12 empty] | MT4 | ML | 3926909790 | [33 empty] | https://eref.se.com/be/nl/sis-tarif/product/388125 | https://eref.se.com/be/fr/sis-tarif/product/388125
Schneider Electric | Schneider Electric | 01022021 |  | Schneider Electric |  | SED | 388144 |  |  | 3.09 |  | 1 |  | 300 | AFDEKRAAM ATELIER-M 1-V WIT | Plaque simple blanc |  | Fra. 1g TPb w ATE-M | [18 empty] | 1 | 4042811086107 | 0 |  | 15 | 8 | 8 | 1 | 0.064 | 24042811086101 | 300 | 6050 | 40 | 30 | 32.5 | [17 empty] | 8 | N | [12 empty] | MT4 | ML | 8536901000 | [33 empty] | https://eref.se.com/be/nl/sis-tarif/product/388144 | https://eref.se.com/be/fr/sis-tarif/product/388144
Schneider Electric | Schneider Electric | 01022021 |  | Schneider Electric |  | SED | 3911120 |  |  | 9.76 |  | 1 |  | 48 | Kabelgoot CANALETA CA-30/25 | Goulotte CANALETA CA-30/25 |  | SLOTTED TRUNKING 30/25 | [18 empty] | 48 | 8428031028466 | 0 |  | 574 | 200 | 3 | 2.5 | 1500 | [23 empty] | 10 | N | [12 empty] | SO1 | P1 | 3904100090 | [33 empty] | https://eref.se.com/be/nl/sis-tarif/product/3911120 | https://eref.se.com/be/fr/sis-tarif/product/3911120
Schneider Electric | Schneider Electric | 01022021 |  | Schneider Electric |  | SED | 3911130 |  |  | 11.83 |  | 1 |  | 40 | Kabelgoot CANALETA CA-40/25 | Goulotte CANALETA CA-40/25 |  | SLOTTED TRUNKING 40/25 | [18 empty] | 40 | 8428031028473 | 0 |  | 668 | 200 | 4 | 2.5 | 2000 | [23 empty] | 10 | N | [12 empty] | SO1 | P1 | 3904100090 | [33 empty] | https://eref.se.com/be/nl/sis-tarif/product/3911130 | https://eref.se.com/be/fr/sis-tarif/product/3911130
Schneider Electric | Schneider Electric | 01022021 |  | Schneider Electric |  | SED | 3911140 |  |  | 12.98 |  | 1 |  | 28 | Kabelgoot CANALETA CA-40/40 | Goulotte CANALETA CA-40/40 |  | SLOTTED TRUNKING 40/40 | [18 empty] | 28 | 8428031028480 | 0 |  | 760 | 200 | 4 | 4 | 3200 | [23 empty] | 10 | N | [12 empty] | SO1 | P1 | 3904100090 | [33 empty] | https://eref.se.com/be/nl/sis-tarif/product/3911140 | https://eref.se.com/be/fr/sis-tarif/product/3911140
Schneider Electric | Schneider Electric | 01022021 |  | Schneider Electric |  | SED | 3911150 |  |  | 17.63 |  | 1 |  | 20 | Kabelgoot CANALETA CA-40/60 | Goulotte CANALETA CA-40/60 |  | SLOTTED TRUNKING 40/60 | [18 empty] | 20 | 8428031028497 | 0 |  | 1064 | 200 | 4 | 6 | 4800 | [23 empty] | 25 | N | [12 empty] | SO1 | P1 | 3904100090 | [33 empty] | https://eref.se.com/be/nl/sis-tarif/product/3911150 | https://eref.se.com/be/fr/sis-tarif/product/3911150
Schneider Electric | Schneider Electric | 01022021 |  | Schneider Electric |  | SED | 3911160 |  |  | 16.47 |  | 1 |  | 44 | Kabelgoot CANALETA CA-60/25 | Goulotte CANALETA CA-60/25 |  | SLOTTED TRUNKING 60/25 | [18 empty] | 44 | 8428031028503 | 0 |  | 750 | 200 | 6 | 2.5 | 3000 | [23 empty] | 10 | N | [12 empty] | SO1 | P1 | 3904100090 | [33 empty] | https://eref.se.com/be/nl/sis-tarif/product/3911160 | https://eref.se.com/be/fr/sis-tarif/product/3911160
Schneider Electric | Schneider Electric | 01022021 |  | Schneider Electric |  | SED | 3911170 |  |  | 18.55 |  | 1 |  | 36 | Kabelgoot CANALETA CA-60/40 | Goulotte CANALETA CA-60/40 |  | SLOTTED TRUNKING 60/40 | [18 empty] | 36 | 8428031028510 | 0 |  | 469 | 16 | 200 | 19 | 60.8 |  | 36 | 16910000000000 | 15.5 | 200 | 18.5 | [9 empty] | 864 | 417300 | 120 | 202 | 77 |  |  |  | 10 | N | [12 empty] | SO1 | P1 | 3904100090 | [33 empty] | https://eref.se.com/be/nl/sis-tarif/product/3911170 | https://eref.se.com/be/fr/sis-tarif/product/3911170
Schneider Electric | Schneider Electric | 01022021 |  | Schneider Electric |  | SED | 3911180 |  |  | 21.93 |  | 1 |  | 24 | Kabelgoot CANALETA CA-60/60 | Goulotte CANALETA CA-60/60 |  | SLOTTED TRUNKING 60/60 | [18 empty] | 24 | 8428031028527 | 0 |  | 1224 | 200 | 6 | 6 | 7200 | [23 empty] | 10 | N | [12 empty] | SO1 | P1 | 3904100090 | [33 empty] | https://eref.se.com/be/nl/sis-tarif/product/3911180 | https://eref.se.com/be/fr/sis-tarif/product/3911180
Schneider Electric | Schneider Electric | 01022021 |  | Schneider Electric |  | SED | 3911190 |  |  | 27.5 |  | 1 |  | 20 | Kabelgoot CANALETA CA-60/80 | Goulotte CANALETA CA-60/80 |  | SLOTTED TRUNKING 60/80 | [18 empty] | 20 | 8428031028534 | 0 |  | 1354 | 200 | 6 | 8 | 9600 | [23 empty] | 25 | N | [12 empty] | SO1 | P1 | 3904100090 | [33 empty] | https://eref.se.com/be/nl/sis-tarif/product/3911190 | https://eref.se.com/be/fr/sis-tarif/product/3911190
Schneider Electric | Schneider Electric | 01022021 |  | Schneider Electric |  | SED | 3911200 |  |  | 37.11 |  | 1 |  | 16 | Kabelgoot CANALETA CA-60/100 | Goulotte CANALETA CA-60/100 |  | SLOTTED TRUNKING 60/100 | [18 empty] | 16 | 8428031028541 | 0 |  | 1874 | 200 | 6 | 10 | 12000 | [23 empty] | 10 | N | [12 empty] | SO1 | P1 | 3904100090 | [33 empty] | https://eref.se.com/be/nl/sis-tarif/product/3911200 | https://eref.se.com/be/fr/sis-tarif/product/3911200
Schneider Electric | Schneider Electric | 01022021 |  | Schneider Electric |  | SED | 3911210 |  |  | 46.04 |  | 1 |  | 16 | Kabelgoot CANALETA CA-60/120 | Goulotte CANALETA CA-60/120 |  | SLOTTED TRUNKING 60/120 | [18 empty] | 16 | 8428031028558 | 0 |  | 952 | 100 | 12 | 6 | 7.2 | [23 empty] | 10 | N | [12 empty] | SO1 | P1 | 3904100090 | [33 empty] | https://eref.se.com/be/nl/sis-tarif/product/3911210 | https://eref.se.com/be/fr/sis-tarif/product/3911210
Schneider Electric | Schneider Electric | 01022021 |  | Schneider Electric |  | SED | 3911230 |  |  | 23.19 |  | 1 |  | 24 | Kabelgoot CANALETA CA-80/40 | Goulotte CANALETA CA-80/40 |  | SLOTTED TRUNKING 80/40 | [18 empty] | 24 | 8428031028572 | 0 |  | 1100 | 200 | 8 | 4 | 6400 | [23 empty] | 10 | N | [12 empty] | SO1 | P1 | 3904100090 | [33 empty] | https://eref.se.com/be/nl/sis-tarif/product/3911230 | https://eref.se.com/be/fr/sis-tarif/product/3911230
Schneider Electric | Schneider Electric | 01022021 |  | Schneider Electric |  | SED | 3911240 |  |  | 27.85 |  | 1 |  | 24 | Kabelgoot CANALETA CA-80/60 | Goulotte CANALETA CA-80/60 |  | SLOTTED TRUNKING 80/60 | [18 empty] | 24 | 8428031028589 | 0 |  | 1298 | 200 | 8 | 6 | 9600 | [23 empty] | 10 | N | [12 empty] | SO1 | P1 | 3904100090 | [33 empty] | https://eref.se.com/be/nl/sis-tarif/product/3911240 | https://eref.se.com/be/fr/sis-tarif/product/3911240
Schneider Electric | Schneider Electric | 01022021 |  | Schneider Electric |  | SED | 3911250 |  |  | 33.64 |  | 1 |  | 16 | Kabelgoot CANALETA CA-80/80 | Goulotte CANALETA CA-80/80 |  | SLOTTED TRUNKING 80/80 | [18 empty] | 16 | 8428031028596 | 0 |  | 1524 | 200 | 8 | 8 | 12800 | [23 empty] | 10 | N | [12 empty] | SO1 | P1 | 3904100090 | [33 empty] | https://eref.se.com/be/nl/sis-tarif/product/3911250 | https://eref.se.com/be/fr/sis-tarif/product/3911250
Schneider Electric | Schneider Electric | 01022021 |  | Schneider Electric |  | SED | 3911260 |  |  | 42.91 |  | 1 |  | 12 | Kabelgoot CANALETA CA-80/100 | Goulotte CANALETA CA-80/100 |  | SLOTTED TRUNKING 80/100 | [18 empty] | 12 | 8428031028602 | 0 |  | 1794 | 200 | 11 | 24.5 | 53900 | [23 empty] | 25 | N | [12 empty] | SO1 | P1 | 3904100090 | [33 empty] | https://eref.se.com/be/nl/sis-tarif/product/3911260 | https://eref.se.com/be/fr/sis-tarif/product/3911260
Schneider Electric | Schneider Electric | 01022021 |  | Schneider Electric |  | SED | 3911270 |  |  | 48.72 |  | 1 |  | 12 | Kabelgoot CANALETA CA-80/120 | Goulotte CANALETA CA-80/120 |  | SLOTTED TRUNKING 80/120 | [18 empty] | 12 | 8428031028619 | 0 |  | 1040 | 100 | 12 | 7 | 8.4 | [23 empty] | 10 | N | [12 empty] | SO1 | P1 | 3904100090 | [33 empty] | https://eref.se.com/be/nl/sis-tarif/product/3911270 | https://eref.se.com/be/fr/sis-tarif/product/3911270
Schneider Electric | Schneider Electric | 01022021 |  | Schneider Electric |  | SED | 3911280 |  |  | 26.68 |  | 1 |  | 48 | Kabelgoot CANALETA CA-100/25 | Goulotte CANALETA CA-100/25 |  | SLOTTED TRUNKING 100/25 | [18 empty] | 48 | 8428031028626 | 0 |  | 400 | 200 | 9.6 | 2.5 | 4800 | [23 empty] | 18 | N | [12 empty] | SO1 | P1 | 3904100090 | [33 empty] | https://eref.se.com/be/nl/sis-tarif/product/3911280 | https://eref.se.com/be/fr/sis-tarif/product/3911280
Schneider Electric | Schneider Electric | 01022021 |  | Schneider Electric |  | SED | 3911290 |  |  | 44.07 |  | 1 |  | 24 | Kabelgoot CANALETA CA-100/60 | Goulotte CANALETA CA-100/60 |  | SLOTTED TRUNKING 100/60 | [18 empty] | 24 | 8428031028633 | 0 |  | 1630 | 200 | 9.6 | 6 | 11520 | [23 empty] | 18 | N | [12 empty] | SO1 | P1 | 3904100090 | [33 empty] | https://eref.se.com/be/nl/sis-tarif/product/3911290 | https://eref.se.com/be/fr/sis-tarif/product/3911290
Schneider Electric | Schneider Electric | 01022021 |  | Schneider Electric |  | SED | 3911300 |  |  | 50.55 |  | 1 |  | 8 | Kabelgoot CANALETA CA-100/100 | Goulotte CANALETA CA-100/100 |  | SLOTTED TRUNKING 100/100 | [18 empty] | 8 | 8428031028657 | 0 |  | 1130 | 100 | 10 | 10 | 10 | [23 empty] | 18 | N | [12 empty] | SO1 | P1 | 3904100090 | [33 empty] | https://eref.se.com/be/nl/sis-tarif/product/3911300 | https://eref.se.com/be/fr/sis-tarif/product/3911300
Schneider Electric | Schneider Electric | 01022021 |  | Schneider Electric |  | SED | 41940 |  |  | 61.6 |  | 1 |  | 1 | SLOT RONIS 1351.500 | SERR RONIS 1351 (NS100/630- C1251/IN1000 |  | RONIS LOCK 1351 (NS100/630- C1251/IN1000 | [18 empty] | 1 | 3303430419402 | 0 |  | 124 | 12 | 7 | 2 | 0.168 | [7 empty] | 43303430419400 | 50 | 6900 | 40 | 30 | 30 | [10 empty] | 2 | Y | [12 empty] | MC1 | MO | 8301409000 | [14 empty] | Ronisslot 1351/500 voor IN1000/IN2500 | Serrure Ronis 1351/500 pour IN1000/IN2500 | [17 empty] | https://eref.se.com/be/nl/sis-tarif/product/41940 | https://eref.se.com/be/fr/sis-tarif/product/41940
Schneider Electric | Schneider Electric | 01022021 |  | Schneider Electric |  | SED | 41950 |  |  | 113.89 |  | 1 |  | 1 | SLOTEN 2ST RONIS + 1 KEY | 2 RONIS 1351(1CLE) NS100/630 C801/C1251N |  | LOCKS (2) RONIS 1351(1KEY)NS100/630 C801 | [18 empty] | 1 | 3303430419501 | 0 |  | 212 | 9 | 9 | 3 | 0.243 | [7 empty] | 43303430419509 | 25 | 5816 | 40 | 30 | 15 | [10 empty] | 2 | Y | [12 empty] | MC1 | MO | 8301409000 | [14 empty] | Sloten 2ST Ronis + 1 sleutel | Deux serrures ronis 1351/500PO | [17 empty] | https://eref.se.com/be/nl/sis-tarif/product/41950 | https://eref.se.com/be/fr/sis-tarif/product/41950
Schneider Electric | Schneider Electric | 01022021 |  | Schneider Electric |  | SED | 42878 |  |  | 207.03 |  | 1 |  | 1 | SLOTEN 2ST PROFALUX + 1 KEY | 2 SERRURES PROFALUX C801/C1251NHL NS100/ |  | 2 LOCKS PROFALUX C801/C1251NHL NS100/630 | [18 empty] | 1 | 3303430428787 | 0 |  | 123 | 13 | 13 | 3 | 0.507 | [7 empty] | 43303430428785 | 40 | 5400 | 40 | 30 | 30 | [10 empty] | 2 | Y | [12 empty] | MC1 | MO | 8538909999 | [14 empty] | set van 2 Profalux sloten voor Compact NS | jeu de 2 verrous Profalux pour Compact NS | [17 empty] | https://eref.se.com/be/nl/sis-tarif/product/42878 | https://eref.se.com/be/fr/sis-tarif/product/42878
Schneider Electric | Schneider Electric | 01022021 |  | Schneider Electric |  | SED | 42888 |  |  | 61.46 |  | 1 |  | 1 | SLOT PROFALUX KS5 B24 D4Z | SERRURE PROFALUX KS5B24D4Z C801/1251-NS1 |  | PROFALUX LOCK KS5B24D4Z C801/1251-NS100/ | [18 empty] | 1 | 3303430428886 | 0 |  | 73 | 13 | 12 | 2 | 0.312 | [7 empty] | 43303430428884 | 50 | 4201 | 40 | 30 | 30 | [10 empty] | 2 | Y | [12 empty] | MC1 | MO | 8301409000 | [14 empty] | Profalux sloten KS5B24D4Z- voor Compact NSX100-250F/N/H/S/L | Verrous Profalux KS5B24D4Z - pour Compact NS | [17 empty] | https://eref.se.com/be/nl/sis-tarif/product/42888 | https://eref.se.com/be/fr/sis-tarif/product/42888
Schneider Electric | Schneider Electric | 01022021 |  | Schneider Electric |  | SED | 44936 |  |  | 12.81 |  | 1 |  | 1 | PADLOCKING DEVICE | DISPOSITIF DE VERROUILLAGE POS |  | PADLOCKING DEVICE C125/C1251NHL. | [18 empty] | 1 | 3303430449362 | 0 |  | 34 | 12 | 5 | 0 | 0 | [7 empty] | 43303430449360 | 75 | 3030 | 40 | 30 | 30 | [10 empty] | 7 | N | [12 empty] | MC1 | MO | 8301600090 | [14 empty] | Vergrendeling hendel d.m.v. hangslot voor NS800-NS1600 | Verrouillage poignée par cadenas pour NS800-NS1600 | [17 empty] | https://eref.se.com/be/nl/sis-tarif/product/44936 | https://eref.se.com/be/fr/sis-tarif/product/44936
Schneider Electric | Schneider Electric | 01022021 |  | Schneider Electric |  | SED | 46996 |  |  | 104.65 |  | 1 |  | 1 | VERLENGDE TUIMELAAR | PROLONGATEUR DE POIGNEE POUR C |  | EXTENDED HANDLE C800/1251NHL LONG | [18 empty] | 1 | 3303430469964 | 0 |  | 40 | 9 | 5 | 2 | 0.09 | [7 empty] | 43303430469962 | 100 | 4500 | 40 | 30 | 30 | [10 empty] | 7 | N | [12 empty] | MC1 | MO | 8538909999 | [14 empty] | Verlengstuk hendel voor NS800-NS1600 | Extension poignée pour NS800-NS1600 | [17 empty] | https://eref.se.com/be/nl/sis-tarif/product/46996 | https://eref.se.com/be/fr/sis-tarif/product/46996
Schneider Electric | Schneider Electric | 01022021 |  | Schneider Electric |  | SED | 47310 |  |  | 267.31 |  | 1 |  | 1 | XF COM 012 VDC VAST | XF COM 12 VCC P/ APP FIXE |  | XF COM 012 VDC FOR FIXED BREAKER | [18 empty] | 1 | 3303430473107 | 0 |  | 1162 | 6 | 8 | 5 | 0.24 | [23 empty] | 2 | N | [12 empty] | MR1 | MR | 85389099 | [14 empty] | Stroomuitschakelspoel XF comm. 12 VGS voor NT800-NT1600H/L vast | Déclencheur voltmétrique XF communication 12VCC pour NT800-NT1600H/L fixe | [17 empty] | https://eref.se.com/be/nl/sis-tarif/product/47310 | https://eref.se.com/be/fr/sis-tarif/product/47310
Schneider Electric | Schneider Electric | 01022021 |  | Schneider Electric |  | SED | 47311 |  |  | 267.31 |  | 1 |  | 1 | XF COM 024/030VACDC VAST | XF COM 24/30VCC/24VAC APP FIXE |  | closing coil with communication XF com | [18 empty] | 1 | 3303430473114 | 0 |  | 1162 | 4 | 6 | 9 | 0.216 | [23 empty] | 2 | N | [12 empty] | MR1 | MR | 85389099 | [14 empty] | Stroomuitschakelspoel XF comm. 24-30 VGS/24 VWS voor NT800-NT1600H/L vast | Déclencheur voltmétrique XF communication 24-30 VCC/24 VCA pour NT800-NT1600H/L | [17 empty] | https://eref.se.com/be/nl/sis-tarif/product/47311 | https://eref.se.com/be/fr/sis-tarif/product/47311
Schneider Electric | Schneider Electric | 01022021 |  | Schneider Electric |  | SED | 47312 |  |  | 267.31 |  | 1 |  | 1 | XF COM 048/060VACDC VAST | XF COM 48/60VCC/48VAC APP FIXE |  | closing coil with communication XF com | [18 empty] | 1 | 3303430473121 | 0 |  | 1160 | 6 | 5 | 1 | 0.03 | [23 empty] | 2 | N | [12 empty] | MR1 | MR | 85389099 | [14 empty] | Stroomuitschakelspoel XF comm. 48-60 VGS/48 VWS voor NT800-NT1600H/L vast | Déclencheur voltmétrique XF communication 48-60 VCC/48 VCA pour NT800-NT1600H/L | [17 empty] | https://eref.se.com/be/nl/sis-tarif/product/47312 | https://eref.se.com/be/fr/sis-tarif/product/47312
Schneider Electric | Schneider Electric | 01022021 |  | Schneider Electric |  | SED | 47313 |  |  | 267.31 |  | 1 |  | 1 | XF COM 100/130VACDC VAST | XF COM 100/130VCA/VCC APP FIXE |  | closing coil with communication XF com | [18 empty] | 1 | 3303430473138 | 0 |  | 1164 | 7 | 9 | 4 | 0.252 | [23 empty] | 2 | N | [12 empty] | MR1 | MR | 85389099 | [14 empty] | Stroomuitschakelspoel XF comm. 100-130 VGS/VWS voor NT800-NT1600H/L vast | Déclencheur voltmétrique XF communication 100-130 VCC/VCA pour NT800-NT1600H/L f | [17 empty] | https://eref.se.com/be/nl/sis-tarif/product/47313 | https://eref.se.com/be/fr/sis-tarif/product/47313
Schneider Electric | Schneider Electric | 01022021 |  | Schneider Electric |  | SED | 47314 |  |  | 267.31 |  | 1 |  | 1 | XF COM 200/250VACDC VAST | XF COM 200/250VCA/VCC APP FIXE |  | closing coil with communication XF com | [18 empty] | 1 | 3303430473145 | 0 |  | 1162 | 8 | 6 | 4 | 0.192 | [23 empty] | 2 | N | [12 empty] | MR1 | MR | 85389099 | [14 empty] | Stroomuitschakelspoel XF comm. 200-250 VGS/VWS voor NT800-NT1600H/L vast | Déclencheur voltmétrique XF communication 200-250 VCC/VCA pour NT800-NT1600H/L f | [17 empty] | https://eref.se.com/be/nl/sis-tarif/product/47314 | https://eref.se.com/be/fr/sis-tarif/product/47314
Schneider Electric | Schneider Electric | 01022021 |  | Schneider Electric |  | SED | 47315 |  |  | 267.31 |  | 1 |  | 1 | XF COM 240/277 VAC VAST | XF COM 277 VCA P/APP FIXE |  | closing coil with communication XF com | [18 empty] | 1 | 3303430473152 | 0 |  | 1164 | 8 | 6 | 9 | 0.432 | [23 empty] | 2 | N | [12 empty] | MR1 | MR | 85389099 | [14 empty] | Stroomuitschakelspoel XF comm. 277 VWS voor NT800-NT1600H/L vast | Déclencheur voltmétrique XF communication 277 VCA pour NT800-NT1600H/L fixe | [17 empty] | https://eref.se.com/be/nl/sis-tarif/product/47315 | https://eref.se.com/be/fr/sis-tarif/product/47315
Schneider Electric | Schneider Electric | 01022021 |  | Schneider Electric |  | SED | 47316 |  |  | 267.31 |  | 1 |  | 1 | XF COM 380/480 VAC VAST | XF COM 380/480 VCA P/APP FIXE |  | closing coil with communication XF com | [18 empty] | 1 | 3303430473169 | 0 |  | 1162 | 6 | 9 | 4 | 0.216 | [23 empty] | 2 | N | [12 empty] | MR1 | MR | 85389099 | [14 empty] | Stroomuitschakelspoel XF comm. 380-480 VWS voor NT800-NT1600H/L vast | Déclencheur voltmétrique XF communication 380-480 VCA pour NT800-NT1600H/L fixe | [17 empty] | https://eref.se.com/be/nl/sis-tarif/product/47316 | https://eref.se.com/be/fr/sis-tarif/product/47316
Schneider Electric | Schneider Electric | 01022021 |  | Schneider Electric |  | SED | 47320 |  |  | 267.31 |  | 1 |  | 1 | MX COM 012 VDC VAST | MX COM 12 VCC P/ APP FIXE |  | MX COM 012 VDC FOR FIXED BREAKER | [18 empty] | 1 | 3303430473206 | 0 |  | 1162 | 6 | 8 | 5 | 0.24 | [23 empty] | 2 | N | [12 empty] | MR1 | MR | 85389099 | [14 empty] | Stroomuitschakelspoel MX comm. 12 VGS voor NT800-NT1600H/L vast | Déclencheur voltmétrique MX communication 12 VCC pour NT800-NT1600H/L fixe | [17 empty] | https://eref.se.com/be/nl/sis-tarif/product/47320 | https://eref.se.com/be/fr/sis-tarif/product/47320
Schneider Electric | Schneider Electric | 01022021 |  | Schneider Electric |  | SED | 47321 |  |  | 267.31 |  | 1 |  | 1 | MX COM 024/030VACDC VAST | MX COM 24/30VDC/24VAC APP FIXE |  | voltage release MX com 24 V DC and AC | [18 empty] | 1 | 3303430473213 | 0 |  | 1162 | 4 | 6 | 9 | 0.216 | [23 empty] | 2 | N | [12 empty] | MR1 | MR | 85389099 | [14 empty] | Stroomuitschakelspoel MX comm. 24-30 VGS/24 VWS voor NT800-NT1600H/L vast | Déclencheur voltmétrique MX communication 24-30 VCC/24 VCA pour NT800-NT1600H/L | [17 empty] | https://eref.se.com/be/nl/sis-tarif/product/47321 | https://eref.se.com/be/fr/sis-tarif/product/47321
Schneider Electric | Schneider Electric | 01022021 |  | Schneider Electric |  | SED | 47322 |  |  | 267.31 |  | 1 |  | 1 | MX COM 048/060VACDC VAST | MX COM 48/60VCC/48VAC APP FIXE |  | voltage release MX com 48 V DC and AC | [18 empty] | 1 | 3303430473220 | 0 |  | 1160 | 6 | 5 | 1 | 0.03 | [23 empty] | 2 | N | [12 empty] | MR1 | MR | 85389099 | [14 empty] | Stroomuitschakelspoel MX comm. 48-60 VGS/48 VWS voor NT800-NT1600H/L vast | Déclencheur voltmétrique MX communication 48-60 VCC/48 VCA pour NT800-NT1600H/L | [17 empty] | https://eref.se.com/be/nl/sis-tarif/product/47322 | https://eref.se.com/be/fr/sis-tarif/product/47322
Schneider Electric | Schneider Electric | 01022021 |  | Schneider Electric |  | SED | 47323 |  |  | 267.31 |  | 1 |  | 1 | MX COM 100/130VACDC VAST | MX COM 100/130 VCA/VCC APP FIX |  | voltage release MX com 100 to 130 V DC | [18 empty] | 1 | 3303430473237 | 0 |  | 1164 | 7 | 9 | 4 | 0.252 | [23 empty] | 2 | N | [12 empty] | MR1 | MR | 85389099 | [14 empty] | Stroomuitschakelspoel MX comm. 100-130 VGS/VWS voor NT800-NT1600H/L vast | Déclencheur voltmétrique MX communication 100-130 VCC/VCA pour NT800-NT1600H/L f | [17 empty] | https://eref.se.com/be/nl/sis-tarif/product/47323 | https://eref.se.com/be/fr/sis-tarif/product/47323
Schneider Electric | Schneider Electric | 01022021 |  | Schneider Electric |  | SED | 47324 |  |  | 267.31 |  | 1 |  | 1 | MX COM 200/250VACDC VAST | MX COM 200/250 VCA/VCC APP FIX |  | voltage release MX com 200 to 250 V DC | [18 empty] | 1 | 3303430473244 | 0 |  | 1162 | 8 | 6 | 4 | 0.192 | [23 empty] | 2 | N | [12 empty] | MR1 | MR | 85389099 | [14 empty] | Stroomuitschakelspoel MX comm. 200-250 VGS/VWS voor NT800-NT1600H/L vast | Déclencheur voltmétrique MX communication 200-250 VCC/VCA pour NT800-NT1600H/L f | [17 empty] | https://eref.se.com/be/nl/sis-tarif/product/47324 | https://eref.se.com/be/fr/sis-tarif/product/47324
Schneider Electric | Schneider Electric | 01022021 |  | Schneider Electric |  | SED | 47325 |  |  | 267.31 |  | 1 |  | 1 | MX COM 240/277 VAC VAST | MX COM 277 VCA P/ APP FIXE |  | voltage release MX com 277 V AC 50 and | [18 empty] | 1 | 3303430473251 | 0 |  | 1164 | 8 | 6 | 9 | 0.432 | [23 empty] | 2 | N | [12 empty] | MR1 | MR | 85389099 | [14 empty] | Stroomuitschakelspoel MX comm. 277 VWS voor NT800-NT1600H/L vast | Déclencheur voltmétrique MX communication 277 VCA pour NT800-NT1600H/L fixe | [17 empty] | https://eref.se.com/be/nl/sis-tarif/product/47325 | https://eref.se.com/be/fr/sis-tarif/product/47325
Schneider Electric | Schneider Electric | 01022021 |  | Schneider Electric |  | SED | 47326 |  |  | 267.31 |  | 1 |  | 1 | MX COM 380/480 VAC VAST | MX COM 380/480 VCA P/ APP FIXE |  | voltage release MX com 380 to 480 V AC | [18 empty] | 1 | 3303430473268 | 0 |  | 1162 | 6 | 9 | 4 | 0.216 | [23 empty] | 2 | N | [12 empty] | MR1 | MR | 85389099 | [14 empty] | Stroomuitschakelspoel MX comm. 380-480 VWS voor NT800-NT1600H/L vast | Déclencheur voltmétrique MX communication 380-480 VCA pour NT800-NT1600H/L fixe | [17 empty] | https://eref.se.com/be/nl/sis-tarif/product/47326 | https://eref.se.com/be/fr/sis-tarif/product/47326
Schneider Electric | Schneider Electric | 01022021 |  | Schneider Electric |  | SED | 47339 |  |  | 263.65 |  | 1 |  | 1 | OF GOUD CONTACT VASTE SCHAK. | BLOC 4 CONTACTS OF P/ APP FIXE |  | LOW-LEVEL OF CONTACT FOR FIXED BREAKER | [18 empty] | 1 | 3303430473398 | 0 |  | 38 | 14 | 6 | 2 | 0.168 | [23 empty] | 2 | N | [12 empty] | MR1 | MR | 85389099 | [14 empty] | Blok van 4 hulpcontacten (OF) voor NT800-NT1600H/L vaste | Bloc 4 contacts auxiliaires (of) pour NT800-NT1600H/L fixe | [17 empty] | https://eref.se.com/be/nl/sis-tarif/product/47339 | https://eref.se.com/be/fr/sis-tarif/product/47339
Schneider Electric | Schneider Electric | 01022021 |  | Schneider Electric |  | SED | 47340 |  |  | 82.76 |  | 1 |  | 1 | SDE STD. CONTACT VASTE SCHAK. | CONTACT SDE STAND P/ APP FIXE |  | STANDARD SDE CONTACT FOR FIXED BREAKER | [18 empty] | 1 | 3303430473404 | 0 |  | 38 | 5 | 18 | 2 | 0.18 | [23 empty] | 2 | N | [12 empty] | MR1 | MR | 85389099 | [14 empty] | 1 bijkomend contact (SDE) voor NT800-NT1600H/L vast | 1 contact additionnel (SDE) pour NT800-NT1600H/L fixe | [17 empty] | https://eref.se.com/be/nl/sis-tarif/product/47340 | https://eref.se.com/be/fr/sis-tarif/product/47340
Schneider Electric | Schneider Electric | 01022021 |  | Schneider Electric |  | SED | 47341 |  |  | 144.66 |  | 1 |  | 1 | SDE GOUD CONTACT VASTE SCHAK. | CONTACT SDE BAS N P/ APP FIXE |  | LOW-LEVEL SDE CONTACT FOR FIXED BREAKER | [18 empty] | 1 | 3303430473411 | 0 |  | 40 | 12 | 6 | 3 | 0.216 | [23 empty] | 2 | N | [12 empty] | MR1 | MR | 85389099 | [14 empty] | 1 bijkomend contact (SDE) laag niveau voor NT800-NT1600H/L vast | 1 contact additionnel (SDE) niveau bas pour NT800-NT1600H/L fixe | [17 empty] | https://eref.se.com/be/nl/sis-tarif/product/47341 | https://eref.se.com/be/fr/sis-tarif/product/47341
Schneider Electric | Schneider Electric | 01022021 |  | Schneider Electric |  | SED | 47342 |  |  | 138.39 |  | 1 |  | 1 | PF READY-TO-CLOSE CONTACT VAST | 1 CONTACT PF P/ APP FIXE |  | 1 READY-TO-CLOSE CONTACT FOR FIXED BREAK | [18 empty] | 1 | 3303430473428 | 0 |  | 36 | 7 | 5 | 1 | 0.035 | [23 empty] | 2 | N | [12 empty] | MR1 | MR | 85389099 | [14 empty] | 1 contact ready to close (PF) voor NT800-NT1600H/L vast | 1 contact auxiliaire pret à fermer (PF) pour NT800-NT1600H/L fixe | [17 empty] | https://eref.se.com/be/nl/sis-tarif/product/47342 | https://eref.se.com/be/fr/sis-tarif/product/47342
Schneider Electric | Schneider Electric | 01022021 |  | Schneider Electric |  | SED | 47343 |  |  | 138.39 |  | 1 |  | 1 | PF GOUD READY-TO-CLOSE CONTACT VAST | 1 CONT PF BAS NIV P/ APP FIXE |  | 1 LOW-LEVEL READY-TO-CLOSE CONTACT FOR F | [18 empty] | 1 | 3303430473435 | 0 |  | 40 | 5 | 11 | 2 | 0.11 | [23 empty] | 2 | N | [12 empty] | MR1 | MR | 85389099 | [14 empty] | 1 contact ready to close (PF) laag niveau voor NT800-NT1600H/L vast | 1 contact auxiliaire pret à fermer (PF) niveau bas pour NT800-NT1600H/L fixe | [17 empty] | https://eref.se.com/be/nl/sis-tarif/product/47343 | https://eref.se.com/be/fr/sis-tarif/product/47343
Schneider Electric | Schneider Electric | 01022021 |  | Schneider Electric |  | SED | 47344 |  |  | 303.06 |  | 1 |  | 1 | RES AFSTAND RESET 100/130 VAC VAST | REARM A DIST 100/130 VCA APP F |  | REMOTE RESET 100/130 VAC FOR FIXED BREAK | [18 empty] | 1 | 3303430473442 | 0 |  | 74 | 28 | 8 | 1 | 0.224 | [23 empty] | 2 | N | [12 empty] | MR1 | MR | 85389099 | [14 empty] | Afstandherwapening na foutuitschakeling 100/130 VWS voor NT800-NT1600H/L vast | Réarmement à distance après défaut 100/130 VCA pour NT800-NT1600H/L fixe | [17 empty] | https://eref.se.com/be/nl/sis-tarif/product/47344 | https://eref.se.com/be/fr/sis-tarif/product/47344
Schneider Electric | Schneider Electric | 01022021 |  | Schneider Electric |  | SED | 47345 |  |  | 303.06 |  | 1 |  | 1 | RES AFSTAND RESET 200/240 VAC VAST | REARM A DIST 200/240 VCA APP F |  | REMOTE RESET 200/240 VAC FOR FIXED BREAK | [18 empty] | 1 | 3303430473459 | 0 |  | 70 | 7 | 12 | 3 | 0.252 | [23 empty] | 2 | N | [12 empty] | MR1 | MR | 85389099 | [14 empty] | Afstandherwapening na foutuitschakeling 220/240 VWS voor NT800-NT1600H/L vast | Réarmement à distance après défaut 220/240 VCA pour NT800-NT1600H/L fixe | [17 empty] | https://eref.se.com/be/nl/sis-tarif/product/47345 | https://eref.se.com/be/fr/sis-tarif/product/47345
Schneider Electric | Schneider Electric | 01022021 |  | Schneider Electric |  | SED | 47346 |  |  | 36.62 |  | 1 |  | 1 | RAR AUTOMATISCHE RESET | REARMEMENT AUTOMATIQUE |  | AUTOMATIC RESET | [18 empty] | 1 | 3303430473466 | 0 |  | 1000 | 0 | 0 | 0 | 0 | [23 empty] | 2 | N | [12 empty] | MR1 | MR | 85389099 | [14 empty] | Automatische reset voor Masterpact NW/NT | réarmement automatique pour Masterpact NW/NT | [17 empty] | https://eref.se.com/be/nl/sis-tarif/product/47346 | https://eref.se.com/be/fr/sis-tarif/product/47346
Schneider Electric | Schneider Electric | 01022021 |  | Schneider Electric |  | SED | 47349 |  |  | 267.31 |  | 1 |  | 1 | XF 012 VDC VAST | XF 12 VCC P/ APP FIXE |  | XF 012 VDC FOR FIXED BREAKER | [18 empty] | 1 | 3303430473497 | 0 |  | 1160 | 8 | 6 | 4 | 0.192 | [23 empty] | 2 | N | [12 empty] | MR1 | MR | 85389099 | [14 empty] | Stroomuitschakelspoel XF 12 VGS voor NT800-1600H/L - NW800-6300 vast | Déclencheur voltmétrique XF 12 VCC pour NT800-NT1600 - NW800-6300 fixe | [17 empty] | https://eref.se.com/be/nl/sis-tarif/product/47349 | https://eref.se.com/be/fr/sis-tarif/product/47349
Schneider Electric | Schneider Electric | 01022021 |  | Schneider Electric |  | SED | 47350 |  |  | 267.31 |  | 1 |  | 1 | XF 024/030 VACDC VAST | XF 24/30 VCA/VCC APP FIXE |  | closing coil XF 24 V DC and AC 50 and | [18 empty] | 1 | 3303430473503 | 0 |  | 1160 | 8 | 6 | 3 | 0.144 | [23 empty] | 2 | N | [12 empty] | MR1 | MR | 85389099 | [14 empty] | Stroomuitschakelspoel XF 24-30 VGS/24 VWS voor NT800-1600H/L - NW800-6300 vast | Déclencheur voltmétrique XF 24-30 VCC/24 VCA pour NT800-NT1600 - NW800-6300 fixe | [17 empty] | https://eref.se.com/be/nl/sis-tarif/product/47350 | https://eref.se.com/be/fr/sis-tarif/product/47350
Schneider Electric | Schneider Electric | 01022021 |  | Schneider Electric |  | SED | 47351 |  |  | 267.31 |  | 1 |  | 1 | XF 048/060 VACDC VAST | XF 48/60 VCA/VCC P/ APP FIXE |  | closing coil XF 48 V DC and AC 50 and | [18 empty] | 1 | 3303430473510 | 0 |  | 1158 | 8 | 6 | 4 | 0.192 | [23 empty] | 2 | N | [12 empty] | MR1 | MR | 85389099 | [14 empty] | Stroomuitschakelspoel XF 48-60 VGS/48 VWS voor NT800-1600H/L - NW800-6300 vast | Déclencheur voltmétrique XF 48-60 VCC/48 VCA pour NT800-NT1600 - NW800-6300 fixe | [17 empty] | https://eref.se.com/be/nl/sis-tarif/product/47351 | https://eref.se.com/be/fr/sis-tarif/product/47351
Schneider Electric | Schneider Electric | 01022021 |  | Schneider Electric |  | SED | 47352 |  |  | 267.31 |  | 1 |  | 1 | XF 100/130VACDC VAST | XF 100/130 VCA/VCC P/APP FIXE |  | closing coil XF 100 to 130 V DC and AC | [18 empty] | 1 | 3303430473527 | 0 |  | 1162 | 8 | 6 | 4 | 0.192 | [23 empty] | 2 | N | [12 empty] | MR1 | MR | 85389099 | [14 empty] | Stroomuitschakelspoel XF 100-130 VGS/VWS voor NT800-1600H/L - NW800-6300 vast | Déclencheur voltmétrique XF 100-130 VCC/VCA pour NT800-NT1600 - NW800-6300 fixe | [17 empty] | https://eref.se.com/be/nl/sis-tarif/product/47352 | https://eref.se.com/be/fr/sis-tarif/product/47352
Schneider Electric | Schneider Electric | 01022021 |  | Schneider Electric |  | SED | 47353 |  |  | 267.31 |  | 1 |  | 1 | XF 200/250 VACDC VAST | XF 200/250 VCA/VCC APP FIXE |  | closing coil XF 200 to 250 V DC and AC | [18 empty] | 1 | 3303430473534 | 0 |  | 1162 | 9 | 7 | 4 | 0.252 | [23 empty] | 2 | N | [12 empty] | MR1 | MR | 8536303099 | [14 empty] | Stroomuitschakelspoel XF 200-250 VGS/VWS voor NT800-1600H/L - NW800-6300 vast | Déclencheur voltmétrique XF 200-250 VCC/VCA pour NT800-NT1600 - NW800-6300 fixe | [17 empty] | https://eref.se.com/be/nl/sis-tarif/product/47353 | https://eref.se.com/be/fr/sis-tarif/product/47353
Schneider Electric | Schneider Electric | 01022021 |  | Schneider Electric |  | SED | 47354 |  |  | 267.31 |  | 1 |  | 1 | XF 240/277 VAC VAST | XF 240/277 VCA APP FIXE |  | closing coil XF 277 V AC 50 and 60Hz | [18 empty] | 1 | 3303430473541 | 0 |  | 1164 | 6 | 9 | 3 | 0.162 | [23 empty] | 2 | N | [12 empty] | MR1 | MR | 85389099 | [14 empty] | Stroomuitschakelspoel XF 277 VWS voor NT800-1600H/L - NW800-6300 vast | Déclencheur voltmétrique XF 277 VCA pour NT800-NT1600 - NW800-6300 fixe | [17 empty] | https://eref.se.com/be/nl/sis-tarif/product/47354 | https://eref.se.com/be/fr/sis-tarif/product/47354
Schneider Electric | Schneider Electric | 01022021 |  | Schneider Electric |  | SED | 47355 |  |  | 267.31 |  | 1 |  | 1 | XF 380/480 VAC VAST | XF 380/480 VCA P/ APP FIXE |  | closing coil XF 380 to 480 V AC 50 and | [18 empty] | 1 | 3303430473558 | 0 |  | 1158 | 8 | 6 | 4 | 0.192 | [23 empty] | 2 | N | [12 empty] | MR1 | MR | 85389099 | [14 empty] | Stroomuitschakelspoel XF 380-480 VWS voor NT800-1600H/L - NW800-6300 vast | Déclencheur voltmétrique XF 380-480 VCA pour NT800-NT1600 - NW800-6300 fixe | [17 empty] | https://eref.se.com/be/nl/sis-tarif/product/47355 | https://eref.se.com/be/fr/sis-tarif/product/47355
Schneider Electric | Schneider Electric | 01022021 |  | Schneider Electric |  | SED | 47359 |  |  | 267.31 |  | 1 |  | 1 | MX 12 VDC VOOR VASTE SCHAK. | MX 12 VCC P/ APP FIXE |  | MX 012 VDC FOR FIXED BREAKER | [18 empty] | 1 | 3303430473596 | 0 |  | 1160 | 8 | 6 | 4 | 0.192 | [23 empty] | 2 | N | [12 empty] | MR1 | MR | 85389099 | [14 empty] | Stroomuitschakelspoel MX 12 VGS voor NT800-1600H/L - NW800-6300 vast | Déclencheur voltmétrique MX 12 VCC pour NT800-NT1600 - NW800-6300 fixe | [17 empty] | https://eref.se.com/be/nl/sis-tarif/product/47359 | https://eref.se.com/be/fr/sis-tarif/product/47359
Schneider Electric | Schneider Electric | 01022021 |  | Schneider Electric |  | SED | 47360 |  |  | 267.31 |  | 1 |  | 1 | MX 024/030 VACDC VAST | MX 24/30 VCA/VCC P/ APP FIXE |  | voltage release MX 24 to 30 V DC and AC | [18 empty] | 1 | 3303430473602 | 0 |  | 1160 | 8 | 6 | 3 | 0.144 | [23 empty] | 2 | N | [12 empty] | MR1 | MR | 85389099 | [14 empty] | Stroomuitschakelspoel MX 24-30 VGS/24VWS voor NT800-1600H/L - NW800-6300 vast | Déclencheur voltmétrique MX 24-30 VCC/24 VCA pour NT800-NT1600 - NW800-6300 fixe | [17 empty] | https://eref.se.com/be/nl/sis-tarif/product/47360 | https://eref.se.com/be/fr/sis-tarif/product/47360
Schneider Electric | Schneider Electric | 01022021 |  | Schneider Electric |  | SED | 47361 |  |  | 267.31 |  | 1 |  | 1 | MX 048/060 VACDC VAST | MX 48/60 VCC/48VAC APP FIXE |  | voltage release MX 48 V DC and AC 50 | [18 empty] | 1 | 3303430473619 | 0 |  | 1158 | 8 | 6 | 4 | 0.192 | [23 empty] | 2 | N | [12 empty] | MR1 | MR | 85389099 | [14 empty] | Stroomuitschakelspoel MX 48-60 VGS/48VWS voor NT800-1600H/L - NW800-6300 vast | Déclencheur voltmétrique MX 48-60 VCC/48 VCA pour NT800-NT1600 - NW800-6300 fixe | [17 empty] | https://eref.se.com/be/nl/sis-tarif/product/47361 | https://eref.se.com/be/fr/sis-tarif/product/47361
Schneider Electric | Schneider Electric | 01022021 |  | Schneider Electric |  | SED | 47362 |  |  | 267.31 |  | 1 |  | 1 | MX 100/130 VACDC VAST | MX 100/130 VCA/VCC P/ APP FIXE |  | voltage release MX 100 to 130 V DC and | [18 empty] | 1 | 3303430473626 | 0 |  | 1162 | 8 | 6 | 4 | 0.192 | [23 empty] | 2 | N | [12 empty] | MR1 | MR | 85389099 | [14 empty] | Stroomuitschakelspoel MX 100-130 VGS/VWS voor NT800-1600H/L - NW800-6300 vast | Déclencheur voltmétrique MX 100-130 VCC/VCA pour NT800-NT1600 - NW800-6300 fixe | [17 empty] | https://eref.se.com/be/nl/sis-tarif/product/47362 | https://eref.se.com/be/fr/sis-tarif/product/47362
Schneider Electric | Schneider Electric | 01022021 |  | Schneider Electric |  | SED | 47363 |  |  | 267.31 |  | 1 |  | 1 | MX 200/250 VACDC VAST | MX 200/250 VCA/VCC P/APP FIXE |  | voltage release MX 200 to 250 V DC and | [18 empty] | 1 | 3303430473633 | 0 |  | 173 | 9 | 6 | 5 | 0.27 | [23 empty] | 2 | N | [12 empty] | MR1 | MR | 85389099 | [14 empty] | Stroomuitschakelspoel MX 200-250 VGS/VWS voor NT800-1600H/L - NW800-6300 vast | Déclencheur voltmétrique MX 200-250 VCC/VCA pour NT800-NT1600 - NW800-6300 fixe | [17 empty] | https://eref.se.com/be/nl/sis-tarif/product/47363 | https://eref.se.com/be/fr/sis-tarif/product/47363
Schneider Electric | Schneider Electric | 01022021 |  | Schneider Electric |  | SED | 47364 |  |  | 267.31 |  | 1 |  | 1 | MX 240/277 VAC VAST | MX 240/277 VCA P/ APP FIXE |  | voltage release MX 277 V AC 50 and 60Hz | [18 empty] | 1 | 3303430473640 | 0 |  | 1164 | 6 | 9 | 3 | 0.162 | [23 empty] | 2 | N | [12 empty] | MR1 | MR | 85389099 | [14 empty] | Stroomuitschakelspoel MX 277 VWS voor NT800-1600H/L - NW800-6300 vast | Déclencheur voltmétrique MX 277 VCA pour NT800-NT1600 - NW800-6300 fixe | [17 empty] | https://eref.se.com/be/nl/sis-tarif/product/47364 | https://eref.se.com/be/fr/sis-tarif/product/47364
Schneider Electric | Schneider Electric | 01022021 |  | Schneider Electric |  | SED | 47365 |  |  | 267.31 |  | 1 |  | 1 | MX 380/480 VAC VAST | MX 380/480 VCA P/ APP FIXE |  | voltage release MX 380 to 480 V AC 50 | [18 empty] | 1 | 3303430473657 | 0 |  | 1158 | 8 | 6 | 4 | 0.192 | [23 empty] | 2 | N | [12 empty] | MR1 | MR | 85389099 | [14 empty] | Stroomuitschakelspoel MX 380-480 VWS voor NT800-1600H/L - NW800-6300 vast | Déclencheur voltmétrique MX 380-480 VCA pour NT800-NT1600 - NW800-6300 fixe | [17 empty] | https://eref.se.com/be/nl/sis-tarif/product/47365 | https://eref.se.com/be/fr/sis-tarif/product/47365
Schneider Electric | Schneider Electric | 01022021 |  | Schneider Electric |  | SED | 47369 |  |  | 267.31 |  | 1 |  | 1 | MX2 012 VDC VAST | 2EME MX 12 VCC P/ APP FIXE |  | 2ND MX 012 VDC FOR FIXED BREAKER | [18 empty] | 1 | 3303430473695 | 0 |  | 1160 | 8 | 6 | 4 | 0.192 | [23 empty] | 2 | N | [12 empty] | MR1 | MR | 85389099 | [14 empty] | 2°stroomuitschakelspoel MX 12 VGS voor NT800-1600H/L - NW800-6300 vast | 2° déclencheur voltmétrique MX 12 VCC pour NT800-NT1600 - NW800-6300 fixe | [17 empty] | https://eref.se.com/be/nl/sis-tarif/product/47369 | https://eref.se.com/be/fr/sis-tarif/product/47369
Schneider Electric | Schneider Electric | 01022021 |  | Schneider Electric |  | SED | 47370 |  |  | 267.31 |  | 1 |  | 1 | MX2 024/030 VACDC VAST | 2EME MX 24/30 VCA/VCC P/ APP F |  | shunt trip MX 24 V DC and AC 50 and 60Hz | [18 empty] | 1 | 3303430473701 | 0 |  | 1160 | 8 | 6 | 3 | 0.144 | [23 empty] | 2 | N | [12 empty] | MR1 | MR | 85389099 | [14 empty] | 2°stroomuitschakelspoel MX 24-30VGS/24 VWS voor NT800-1600H/L - NW800-6300 vast | 2° déclencheur voltmétrique MX 24-30 VCC/24 VCA pour NT800-NT1600 - NW800-6300 f | [17 empty] | https://eref.se.com/be/nl/sis-tarif/product/47370 | https://eref.se.com/be/fr/sis-tarif/product/47370
Schneider Electric | Schneider Electric | 01022021 |  | Schneider Electric |  | SED | 47371 |  |  | 267.31 |  | 1 |  | 1 | MX2 048/060 VACDC VAST | 2EME MX 48/60 VCA/VCC P/ APP F |  | shunt trip MX 48 V DC and AC 50 and 60Hz | [18 empty] | 1 | 3303430473718 | 0 |  | 1158 | 8 | 6 | 4 | 0.192 | [23 empty] | 2 | N | [12 empty] | MR1 | MR | 85389099 | [14 empty] | 2°stroomuitschakelspoel MX 48-60 VGS/48 VWS voor NT800-1600H/L - NW800-6300 vast | 2° déclencheur voltmétrique MX 48-60 VCC/48 VCA pour NT800-NT1600 - NW800-6300 f | [17 empty] | https://eref.se.com/be/nl/sis-tarif/product/47371 | https://eref.se.com/be/fr/sis-tarif/product/47371
Schneider Electric | Schneider Electric | 01022021 |  | Schneider Electric |  | SED | 47372 |  |  | 267.31 |  | 1 |  | 1 | MX2 100/130 VACDC VAST | 2EME MX 100/130 VCA/VCC APP F |  | 2ND MX 100/130 VAC/VDC FOR FIXED BREAKER | [18 empty] | 1 | 3303430473725 | 0 |  | 1162 | 8 | 6 | 4 | 0.192 | [23 empty] | 2 | N | [12 empty] | MR1 | MR | 85389099 | [14 empty] | 2°stroomuitschakelspoel MX 100-130 VGS/VWS voor NT800-1600H/L - NW800-6300 vast | 2° déclencheur voltmétrique MX 100-130 VCC/VCA pour NT800-NT1600 - NW800-6300 fi | [17 empty] | https://eref.se.com/be/nl/sis-tarif/product/47372 | https://eref.se.com/be/fr/sis-tarif/product/47372
Schneider Electric | Schneider Electric | 01022021 |  | Schneider Electric |  | SED | 47373 |  |  | 267.31 |  | 1 |  | 1 | MX2 200/250 VACDC VAST | 2EME MX 200/250 VCA/VCC APP F |  | shunt trip MX 200 to 250 V DC and AC 50 | [18 empty] | 1 | 3303430473732 | 0 |  | 1162 | 9 | 7 | 4 | 0.252 | [23 empty] | 2 | N | [12 empty] | MR1 | MR | 85389099 | [14 empty] | 2°stroomuitschakelspoel MX 200-250 VGS/WS voor NT800-1600H/L - NW800-6300 vast | 2° déclencheur voltmétrique MX 200-250 VCC/VCA pour NT800-NT1600 - NW800-6300 fi | [17 empty] | https://eref.se.com/be/nl/sis-tarif/product/47373 | https://eref.se.com/be/fr/sis-tarif/product/47373
Schneider Electric | Schneider Electric | 01022021 |  | Schneider Electric |  | SED | 47374 |  |  | 267.31 |  | 1 |  | 1 | MX2 240/277 VAC VAST | 2EME MX 240/277 VCA P/ APP FIX |  | shunt trip MX 277 V AC 50 and 60Hz | [18 empty] | 1 | 3303430473749 | 0 |  | 1164 | 6 | 9 | 3 | 0.162 | [23 empty] | 2 | N | [12 empty] | MR1 | MR | 85389099 | [14 empty] | 2°stroomuitschakelspoel MX 277 VWS voor NT800-1600H/L - NW800-6300 vast | 2° déclencheur voltmétrique MX 277 VCA pour NT800-NT1600 - NW800-6300 fixe | [17 empty] | https://eref.se.com/be/nl/sis-tarif/product/47374 | https://eref.se.com/be/fr/sis-tarif/product/47374
Schneider Electric | Schneider Electric | 01022021 |  | Schneider Electric |  | SED | 47375 |  |  | 267.31 |  | 1 |  | 1 | MX2 380/480 VAC VAST | 2EME MX 380/480 VCA P/ APP FIX |  | shunt trip MX 380 to 480 V AC 50 and | [18 empty] | 1 | 3303430473756 | 0 |  | 1158 | 8 | 6 | 4 | 0.192 | [23 empty] | 2 | N | [12 empty] | MR1 | MR | 85389099 | [14 empty] | 2°stroomuitschakelspoel MX 380-480 VWS voor NT800-1600H/L - NW800-6300 vast | 2° déclencheur voltmétrique MX 380-480 VCA pour NT800-NT1600 - NW800-6300 fixe | [17 empty] | https://eref.se.com/be/nl/sis-tarif/product/47375 | https://eref.se.com/be/fr/sis-tarif/product/47375
Schneider Electric | Schneider Electric | 01022021 |  | Schneider Electric |  | SED | 47380 |  |  | 267.31 |  | 1 |  | 1 | MN 024/030 VACDC VAST | MN 24/30 VCA/VCC P/ APP FIXE |  | MN 024/030 VAC/VDC FOR FIXED MASTERPACT | [18 empty] | 1 | 3303430473800 | 0 |  | 172 | 8 | 6 | 4 | 0.192 | [23 empty] | 2 | N | [12 empty] | MR1 | MR | 85389099 | [14 empty] | Spanningsuitschakelspoel MN 24-30 VGS/VWS voor NT800-NT1600H/L - NW800-NW6300 va | Déclencheur voltmétrique MN 24-30 VCC/VCA pour NT800-NT1600 - NW800-6300 fixe | [17 empty] | https://eref.se.com/be/nl/sis-tarif/product/47380 | https://eref.se.com/be/fr/sis-tarif/product/47380
Schneider Electric | Schneider Electric | 01022021 |  | Schneider Electric |  | SED | 47381 |  |  | 267.31 |  | 1 |  | 1 | MN 048/060 VACDC VAST | MN 48/60 VCA/VCC P/ APP FIXE |  | MN 048/060 VAC/VDC FOR FIXED MASTERPACT | [18 empty] | 1 | 3303430473817 | 0 |  | 160 | 9 | 6 | 4 | 0.216 | [23 empty] | 2 | N | [12 empty] | MR1 | MR | 85389099 | [14 empty] | Spanningsuitschakelspoel MN 48-60 VGS/VWS voor NT800-NT1600H/L - NW800-NW6300 va | Déclencheur voltmétrique MN 48-60 VCC/VCA pour NT800-NT1600 - NW800-6300 fixe | [17 empty] | https://eref.se.com/be/nl/sis-tarif/product/47381 | https://eref.se.com/be/fr/sis-tarif/product/47381
Schneider Electric | Schneider Electric | 01022021 |  | Schneider Electric |  | SED | 47382 |  |  | 267.31 |  | 1 |  | 1 | MN 100/130 VACDC VAST | MN 100/130 VCA/VCC P/ APP FIXE |  | MN 100/130 VAC/VDC FOR FIXED MASTERPACT | [18 empty] | 1 | 3303430473824 | 0 |  | 164 | 6 | 8 | 3 | 0.144 | [23 empty] | 2 | N | [12 empty] | MR1 | MR | 85389099 | [14 empty] | Spanningsuitschakelspoel MN 100-130 VGS/VWS voor NT800-NT1600H/L - NW800-NW6300 | Déclencheur voltmétrique MN 100-130 VCC/VCA pour NT800-NT1600 - NW800-6300 fixe | [17 empty] | https://eref.se.com/be/nl/sis-tarif/product/47382 | https://eref.se.com/be/fr/sis-tarif/product/47382
Schneider Electric | Schneider Electric | 01022021 |  | Schneider Electric |  | SED | 47383 |  |  | 267.31 |  | 1 |  | 1 | MN 200/250 VACDC VAST | MN 200/250 VCA/VCC P/ APP FIXE |  | MN 200/250 VAC/VDC FOR FIXED MASTERPACT | [18 empty] | 1 | 3303430473831 | 0 |  | 172 | 8 | 6 | 4 | 0.192 | [23 empty] | 2 | N | [12 empty] | MR1 | MR | 8536303099 | [14 empty] | Spanningsuitschakelspoel MN 220-250 VGS/VWS voor NT800-NT1600H/L - NW800-NW6300 | Déclencheur voltmétrique MN 220-250 VCC/VCA pour NT800-NT1600 - NW800-6300 fixe | [17 empty] | https://eref.se.com/be/nl/sis-tarif/product/47383 | https://eref.se.com/be/fr/sis-tarif/product/47383
Schneider Electric | Schneider Electric | 01022021 |  | Schneider Electric |  | SED | 47385 |  |  | 267.31 |  | 1 |  | 1 | MN 380/480 VAC VAST | MN 380/480 VCA P/ APP FIXE |  | MN 380/480 VAC FOR FIXED MASTERPACT | [18 empty] | 1 | 3303430473855 | 0 |  | 162 | 8 | 6 | 4 | 0.192 | [23 empty] | 2 | N | [12 empty] | MR1 | MR | 85389099 | [14 empty] | Spanningsuitschakelspoel MN 380-480 VGS/VWS voor NT800-NT1600H/L - NW800-NW6300 | Déclencheur voltmétrique MN 380-480 VCC/VCA pour NT800-NT1600 - NW800-6300 fixe | [17 empty] | https://eref.se.com/be/nl/sis-tarif/product/47385 | https://eref.se.com/be/fr/sis-tarif/product/47385
Schneider Electric | Schneider Electric | 01022021 |  | Schneider Electric |  | SED | 47390 |  |  | 1510.93 |  | 1 |  | 1 | MCH 024/030 VDC VAST | MOTOREDUCT 24/30 VDC P/ APP F |  | motormechanism MCH 24 to 30 V DC | [18 empty] | 1 | 3303430473909 | 0 |  | 1018 | 18 | 13 | 7 | 1.638 | [23 empty] | 2 | N | [12 empty] | MR1 | MR | 8501109190 | [14 empty] | Elektrische bediening 24-30 VGS voor NT800-NT1600H/L vast | Commande électrique 24-30 VCC pour NT800-NT1600H/L fixe | [17 empty] | https://eref.se.com/be/nl/sis-tarif/product/47390 | https://eref.se.com/be/fr/sis-tarif/product/47390
Schneider Electric | Schneider Electric | 01022021 |  | Schneider Electric |  | SED | 47391 |  |  | 1510.93 |  | 1 |  | 1 | MCH 048/060 VACDC VAST | MOTORED 48/60VDC/48VAC APP FIX |  | motormechanism MCH 048/060 VDC/VAC | [18 empty] | 1 | 3303430473916 | 0 |  | 1018 | 18 | 13 | 7 | 1.638 | [23 empty] | 2 | N | [12 empty] | MR1 | MR | 85389099 | [14 empty] | Elektrische bediening 48-60 VGS/48 VWS voor NT800-NT1600H/L vast | Commande électrique 48-60VCC/48VCA pour NT800-NT1600H/L fixe | [17 empty] | https://eref.se.com/be/nl/sis-tarif/product/47391 | https://eref.se.com/be/fr/sis-tarif/product/47391
Schneider Electric | Schneider Electric | 01022021 |  | Schneider Electric |  | SED | 47392 |  |  | 1510.93 |  | 1 |  | 1 | MCH 100/130 VDC VAST | MOTOR 100/130 VCC P/ APP FIXE |  | motormechanism MCH 100 to 130 V DC | [18 empty] | 1 | 3303430473923 | 0 |  | 782 | 13 | 18 | 6 | 1.404 | [23 empty] | 2 | N | [12 empty] | MR1 | MR | 8501109190 | [14 empty] | Elektrische bediening 100-130 VGS voor NT800-NT1600H/L vast | Commande électrique 100-130 VCC pour NT800-NT1600H/L fixe | [17 empty] | https://eref.se.com/be/nl/sis-tarif/product/47392 | https://eref.se.com/be/fr/sis-tarif/product/47392
Schneider Electric | Schneider Electric | 01022021 |  | Schneider Electric |  | SED | 47393 |  |  | 1510.93 |  | 1 |  | 1 | MCH 200/250 VDC VAST | MOTOR 200/250 VCC P/ APP FIXE |  | motormechanism MCH 200 to 250 V DC | [18 empty] | 1 | 3303430473930 | 0 |  | 818 | 18 | 13 | 6 | 1.404 | [23 empty] | 2 | N | [12 empty] | MR1 | MR | 8501109190 | [14 empty] | Elektrische bediening 200-250 VGS voor NT800-NT1600H/L vast | Commande électrique 200-250 VCC pour NT800-NT1600H/L fixe | [17 empty] | https://eref.se.com/be/nl/sis-tarif/product/47393 | https://eref.se.com/be/fr/sis-tarif/product/47393
Schneider Electric | Schneider Electric | 01022021 |  | Schneider Electric |  | SED | 47395 |  |  | 1510.93 |  | 1 |  | 1 | MCH 100/130 VAC VAST | MOTOR 100/130 VCA P/ APP FIXE |  | motormechanism MCH 100 to 130 V AC | [18 empty] | 1 | 3303430473954 | 0 |  | 768 | 18 | 12 | 1 | 0.216 | [23 empty] | 2 | N | [12 empty] | MR1 | MR | 8501109190 | [14 empty] | Elektrische bediening 100-130 VWS voor NT800-NT1600H/L vast | Commande électrique 100-130 VCA pour NT800-NT1600H/L fixe | [17 empty] | https://eref.se.com/be/nl/sis-tarif/product/47395 | https://eref.se.com/be/fr/sis-tarif/product/47395
Schneider Electric | Schneider Electric | 01022021 |  | Schneider Electric |  | SED | 47396 |  |  | 1438.98 |  | 1 |  | 1 | MCH 200/240 VAC VAST | MOTOR 200/240 VCA P/ APP FIXE |  | motormechanism MCH 200 to 240 V AC | [18 empty] | 1 | 3303430473961 | 0 |  | 778 | 18 | 13 | 6 | 1.404 | [23 empty] | 2 | N | [12 empty] | MR1 | MR | 8501109190 | [14 empty] | Elektrische bediening 200-240 VWS voor NT800-NT1600H/L vast | Commande électrique 200-240 VCA pour NT800-NT1600H/L fixe | [17 empty] | https://eref.se.com/be/nl/sis-tarif/product/47396 | https://eref.se.com/be/fr/sis-tarif/product/47396
Schneider Electric | Schneider Electric | 01022021 |  | Schneider Electric |  | SED | 47398 |  |  | 1510.93 |  | 1 |  | 1 | MCH 277/415 VAC VAST | MOTOR 277/415VAC APP FIXE |  | motormechanism MCH 277 to 415 V AC | [18 empty] | 1 | 3303430473985 | 0 |  | 1018 | 18 | 13 | 7 | 1.638 | [23 empty] | 2 | N | [12 empty] | MR1 | MR | 8501109190 | [14 empty] | Elektrische bediening 277-415 VWS voor NT800-NT1600H/L vast | Commande électrique 277-415VCA pour NT800-NT1600H/L fixe | [17 empty] | https://eref.se.com/be/nl/sis-tarif/product/47398 | https://eref.se.com/be/fr/sis-tarif/product/47398
Schneider Electric | Schneider Electric | 01022021 |  | Schneider Electric |  | SED | 47400 |  |  | 1510.93 |  | 1 |  | 1 | MCH 440/480 VAC VAST | MOTOR 440/480 VCA P/ APP FIXE |  | motormechanism MCH 440 to 480 V AC | [18 empty] | 1 | 3303430474005 | 0 |  | 1128 | 18 | 13 | 7 | 1.638 | [23 empty] | 2 | N | [12 empty] | MR1 | MR | 85389099 | [14 empty] | Elektrische bediening 440-480 VWS voor NT800-NT1600H/L vast | Commande électrique 440-480 VCA pour NT800-NT1600H/L fixe | [17 empty] | https://eref.se.com/be/nl/sis-tarif/product/47400 | https://eref.se.com/be/fr/sis-tarif/product/47400
Schneider Electric | Schneider Electric | 01022021 |  | Schneider Electric |  | SED | 47403 |  |  | 144.66 |  | 1 |  | 1 | M2C PROGRAM. CONTACTEN VAST | CONTACT PROG M2C P/ APP FIXE |  | M2C PROGRAMMABLE CONTACTS FOR FIXED BREA | [18 empty] | 1 | 3303430474036 | 0 |  | 64 | 8 | 6 | 4 | 0.192 | [23 empty] | 2 | N | [12 empty] | MR1 | MR | 85389099 | [14 empty] | 2 programm. contacten (M2C) voor NT800-NT1600H/L - NW800-NW6300 vast | 2 contacts programmables ( M2C) pour NT800-NT1600H/L - NW800-NW6300 fixe | [17 empty] | https://eref.se.com/be/nl/sis-tarif/product/47403 | https://eref.se.com/be/fr/sis-tarif/product/47403
Schneider Electric | Schneider Electric | 01022021 |  | Schneider Electric |  | SED | 47405 |  |  | 987.87 |  | 1 |  | 1 | COM MODULE MODB. VASTE SCHAK. | COM MODBUS/JBUS P/ APP FIXE |  | MODBUS/JBUS COM MODULE FOR FIXED BREAKER | [18 empty] | 1 | 3303430474050 | 0 |  | 1082 | 9 | 8 | 3 | 0.216 | [23 empty] | 2 | N | [12 empty] | MR1 | MR | 85389099 | [14 empty] | Optie module communicatie modbus voor NT800-NT1600H/L vast | Option module communication MODBUS pour NT800-NT1600H/L fixe | [17 empty] | https://eref.se.com/be/nl/sis-tarif/product/47405 | https://eref.se.com/be/fr/sis-tarif/product/47405
Schneider Electric | Schneider Electric | 01022021 |  | Schneider Electric |  | SED | 47406 |  |  | 493.97 |  | 1 |  | 1 | ECO COM MODULE VASTE SCHAK. | COM ECO MODBUS APP FIXE |  | ECO MODBUS COM MODULE FOR FIXED NW | [18 empty] | 1 | 3303430474067 | 0 |  | 1081 | 9 | 8 | 3 | 0.216 | [23 empty] | 2 | N | [12 empty] | MR1 | MR | 85389099 | [14 empty] | Optie module communicatie ECO modbus voor NW800-NW6300 vast | Option module communication ECO MODBUS pour NW800-NW6300 fixe | [17 empty] | https://eref.se.com/be/nl/sis-tarif/product/47406 | https://eref.se.com/be/fr/sis-tarif/product/47406
Schneider Electric | Schneider Electric | 01022021 |  | Schneider Electric |  | SED | 47409 |  |  | 823.28 |  | 1 |  | 1 | COM MODULE DIGIP. VASTE SCHAK. | COM DIGITPACT P/ APP FIXE |  | DIGIPACT COM MODULE FOR FIXED BREAKER | [18 empty] | 1 | 3303430474098 | 0 |  | 82 | 1 | 4.9 | 5.8 | 28.42 | [23 empty] | 2 | N | [12 empty] | MR1 | MR | 85389099 | [14 empty] | Optie module communicatie digipact voor NT800-NT1600H/L vast | Option module communication DIGIPACT pour NT800-NT1600H/L fixe | [17 empty] | https://eref.se.com/be/nl/sis-tarif/product/47409 | https://eref.se.com/be/fr/sis-tarif/product/47409
Schneider Electric | Schneider Electric | 01022021 |  | Schneider Electric |  | SED | 47411 |  |  | 267.31 |  | 1 |  | 1 | XF COM 012 VDC D/O | XF COM 12 VCC P/ APP DEBR |  | XF COM 012 VDC FOR DRAWOUT BREAKER | [18 empty] | 1 | 3303430474111 | 0 |  | 1167 | 6 | 8 | 5 | 0.24 | [23 empty] | 2 | N | [12 empty] | MR1 | MR | 85389099 | [14 empty] | Stroomuitschakelspoel XF comm. 12 VGS voor NT800-NT1600H/L uitrijdbaar | Déclencheur voltmétrique XF communication 12 VCC pour NT800-NT1600H/L débrochabl | [17 empty] | https://eref.se.com/be/nl/sis-tarif/product/47411 | https://eref.se.com/be/fr/sis-tarif/product/47411
Schneider Electric | Schneider Electric | 01022021 |  | Schneider Electric |  | SED | 47412 |  |  | 267.31 |  | 1 |  | 1 | XF COM 024/030 VACDC D/O | XF COM 24/30 VCA/VCC APP DEBRO |  | closing coil with communication XF com | [18 empty] | 1 | 3303430474128 | 0 |  | 1167 | 4 | 6 | 9 | 0.216 | [23 empty] | 2 | N | [12 empty] | MR1 | MR | 85389099 | [14 empty] | Stroomuitschakelspoel XF comm. 24-30 VGS/24 VWS voor NT800-NT1600H/L uitrijdb. | Déclencheur voltmétrique XF communication 24-30 VCC/24 VCA pour NT800-NT1600H/L | [17 empty] | https://eref.se.com/be/nl/sis-tarif/product/47412 | https://eref.se.com/be/fr/sis-tarif/product/47412
Schneider Electric | Schneider Electric | 01022021 |  | Schneider Electric |  | SED | 47413 |  |  | 267.31 |  | 1 |  | 1 | XF COM 048/060 VACDC D/O | XF COM 48/60 VCA/VCC APP DEBRO |  | closing coil with communication XF com | [18 empty] | 1 | 3303430474135 | 0 |  | 1165 | 8 | 5 | 1 | 0.04 | [23 empty] | 2 | N | [12 empty] | MR1 | MR | 85389099 | [14 empty] | Stroomuitschakelspoel XF comm. 48-60 VGS/48 VWS voor NT800-NT1600H/L uitrijdb. | Déclencheur voltmétrique XF communication 48-60 VCC/48 VCA pour NT800-NT1600H/L | [17 empty] | https://eref.se.com/be/nl/sis-tarif/product/47413 | https://eref.se.com/be/fr/sis-tarif/product/47413
Schneider Electric | Schneider Electric | 01022021 |  | Schneider Electric |  | SED | 47414 |  |  | 267.31 |  | 1 |  | 1 | XF COM 100/130 VACDC D/O | XF COM 100/130 VCA/VCC APP DEB |  | closing coil with communication XF com | [18 empty] | 1 | 3303430474142 | 0 |  | 1169 | 7 | 9 | 4 | 0.252 | [23 empty] | 2 | N | [12 empty] | MR1 | MR | 85389099 | [14 empty] | Stroomuitschakelspoel XF comm. 100-130 VGS/VWS voor NT800-NT1600H/L uitrijdb. | Déclencheur voltmétrique XF communication 100-130 VCC/VCA pour NT800-NT1600H/L d | [17 empty] | https://eref.se.com/be/nl/sis-tarif/product/47414 | https://eref.se.com/be/fr/sis-tarif/product/47414
Schneider Electric | Schneider Electric | 01022021 |  | Schneider Electric |  | SED | 47415 |  |  | 267.31 |  | 1 |  | 1 | XF COM 200/250VACDC D/O | XF COM 200/250 VCA/VCC APP DEB |  | closing coil with communication XF com | [18 empty] | 1 | 3303430474159 | 0 |  | 1167 | 8 | 6 | 4 | 0.192 | [23 empty] | 2 | N | [12 empty] | MR1 | MR | 85389099 | [14 empty] | Stroomuitschakelspoel XF comm. 200-250 VGS/VWS voor NT800-NT1600H/L uitrijdb. | Declencheur voltmétrique XF communication 200-250 VCC/VCA pour NT800-NT1600H/L d | [17 empty] | https://eref.se.com/be/nl/sis-tarif/product/47415 | https://eref.se.com/be/fr/sis-tarif/product/47415
Schneider Electric | Schneider Electric | 01022021 |  | Schneider Electric |  | SED | 47416 |  |  | 267.31 |  | 1 |  | 1 | XF COM 277 VAC D/O | XF COM 277 VCA P/ APP DEBROCH |  | closing coil with communication XF com | [18 empty] | 1 | 3303430474166 | 0 |  | 1169 | 8 | 6 | 9 | 0.432 | [23 empty] | 2 | N | [12 empty] | MR1 | MR | 85389099 | [14 empty] | Stroomuitschakelspoel XF comm. 277 VWS voor NT800-NT1600H/L uitrijdbaar | Declencheur voltmétrique XF communication 277 VCA POUR NT800-NT1600H/L débrochab | [17 empty] | https://eref.se.com/be/nl/sis-tarif/product/47416 | https://eref.se.com/be/fr/sis-tarif/product/47416
Schneider Electric | Schneider Electric | 01022021 |  | Schneider Electric |  | SED | 47417 |  |  | 267.31 |  | 1 |  | 1 | XF COM 380/480 VAC D/O | XF COM 380/480 VCA P/ APP DEBR |  | closing coil with communication XF com | [18 empty] | 1 | 3303430474173 | 0 |  | 1167 | 6 | 9 | 4 | 0.216 | [23 empty] | 2 | N | [12 empty] | MR1 | MR | 85389099 | [14 empty] | Stroomuitschakelspoel XF comm. 380-480 VWS voor NT800-NT1600H/L uitrijdbaar | Declencheur voltmétrique XF communication 380-480 VCA pour NT800-NT1600H/L débro | [17 empty] | https://eref.se.com/be/nl/sis-tarif/product/47417 | https://eref.se.com/be/fr/sis-tarif/product/47417
Schneider Electric | Schneider Electric | 01022021 |  | Schneider Electric |  | SED | 47430 |  |  | 82.76 |  | 1 |  | 1 | SDE2 ADDIT. STD. CONTACT D/O | CONTACT SUPP SDE P/ APP DEBR |  | ADDITIONAL SDE CONTACT FOR DRAWOUT BREAK | [18 empty] | 1 | 3303430474302 | 0 |  | 43 | 5 | 18 | 2 | 0.18 | [23 empty] | 2 | N | [12 empty] | MR1 | MR | 85389099 | [14 empty] | 1 bijkomend contact (SDE) voor NT800-NT1600H/L uitrijdbaar | 1 contact additionnel (SDE) pour NT800-NT1600H/L débrochable | [17 empty] | https://eref.se.com/be/nl/sis-tarif/product/47430 | https://eref.se.com/be/fr/sis-tarif/product/47430
Schneider Electric | Schneider Electric | 01022021 |  | Schneider Electric |  | SED | 47431 |  |  | 141.83 |  | 1 |  | 1 | SDE2 ADDIT. GOUD CONTACT D/O | CONTACT SUPPL SDE BAS NIV P/ A |  | ADDITIONAL LOW-LEVEL SDE CONTACT FOR DRA | [18 empty] | 1 | 3303430474319 | 0 |  | 45 | 12 | 6 | 3 | 0.216 | [23 empty] | 2 | N | [12 empty] | MR1 | MR | 85389099 | [14 empty] | 1 bijkomend contact (SDE) laag niveau voor NT800-NT1600H/L uitrijdbaar | 1 contact additionnel (SDE) niveau bas pour NT800-NT1600H/L débrochable | [17 empty] | https://eref.se.com/be/nl/sis-tarif/product/47431 | https://eref.se.com/be/fr/sis-tarif/product/47431
Schneider Electric | Schneider Electric | 01022021 |  | Schneider Electric |  | SED | 47432 |  |  | 138.39 |  | 1 |  | 1 | PF READY-TO-CLOSE CONTACT D/O | CONTACT PF P/ APP DEBRO |  | READY-TO-CLOSE CONTACT FOR DRAWOUT BREAK | [18 empty] | 1 | 3303430474326 | 0 |  | 42 | 7 | 5 | 1 | 0.035 | [23 empty] | 2 | N | [12 empty] | MR1 | MR | 85389099 | [14 empty] | 1 contact ready to close (PF) voor NT800-NT1600H/L uitrijdbaar | 1 contact auxiliaire prêt à fermer ( PF) pour NT800-NT1600H/L débrochable | [17 empty] | https://eref.se.com/be/nl/sis-tarif/product/47432 | https://eref.se.com/be/fr/sis-tarif/product/47432
Schneider Electric | Schneider Electric | 01022021 |  | Schneider Electric |  | SED | 47433 |  |  | 138.39 |  | 1 |  | 1 | PF GOUD RDY-TO-CLOSE CONT. D/O | CONTACT PF BAS NIV P/ APP DEBR |  | LOW-LEVEL READY-TO-CLOSE CONTACT FOR DRA | [18 empty] | 1 | 3303430474333 | 0 |  | 36 | 5 | 11 | 2 | 0.11 | [23 empty] | 2 | N | [12 empty] | MR1 | MR | 85389099 | [14 empty] | 1 contact ready to close (PF) laag niveau voor NT800-NT1600H/L uitrijdbaar | 1 contact auxiliaire prêt à fermer ( PF) niveau bas pr NT800-NT1600H/L débrochab | [17 empty] | https://eref.se.com/be/nl/sis-tarif/product/47433 | https://eref.se.com/be/fr/sis-tarif/product/47433
Schneider Electric | Schneider Electric | 01022021 |  | Schneider Electric |  | SED | 47434 |  |  | 303.06 |  | 1 |  | 1 | RES AFST. RESET 100-130VAC D/O | REARM A DIST 100/130VCA AP DEB |  | REMOTE RESET 100-130VAC FOR DRAWOUT BREA | [18 empty] | 1 | 3303430474340 | 0 |  | 79 | 28 | 8 | 1 | 0.224 | [23 empty] | 2 | N | [12 empty] | MR1 | MR | 85389099 | [14 empty] | Afstandherwapening na foutuitsch. 100/130 VWS voor NT800-NT1600H/L uitrijdb. | Réarmement à distance après défaut 100/130 VCA pour NT800-NT1600H/L débrochable | [17 empty] | https://eref.se.com/be/nl/sis-tarif/product/47434 | https://eref.se.com/be/fr/sis-tarif/product/47434
Schneider Electric | Schneider Electric | 01022021 |  | Schneider Electric |  | SED | 47435 |  |  | 303.06 |  | 1 |  | 1 | RES AFST. RESET 200-250VAC D/O | REARM A DIST 200/250VCA AP DEB |  | REMOTE RESET 200-250VAC FOR DRAWOUT BREA | [18 empty] | 1 | 3303430474357 | 0 |  | 75 | 7 | 12 | 3 | 0.252 | [23 empty] | 2 | N | [12 empty] | MR1 | MR | 85389099 | [14 empty] | Afstandherwapening na foutuitsch. 220/240 VWS voor NT800-NT1600H/L uitrijdb. | Réarmement à distance après défaut 220/240 VCA pour NT800-NT1600H/L débrochable | [17 empty] | https://eref.se.com/be/nl/sis-tarif/product/47435 | https://eref.se.com/be/fr/sis-tarif/product/47435
Schneider Electric | Schneider Electric | 01022021 |  | Schneider Electric |  | SED | 47439 |  |  | 267.31 |  | 1 |  | 1 | XF 012 VDC D/O SCHAK. | XF 12 VCC P/ APP DEBRO |  | XF 012 VDC FOR DRAWOUT BREAKER | [18 empty] | 1 | 3303430474395 | 0 |  | 165 | 8 | 6 | 4 | 0.192 | [23 empty] | 2 | N | [12 empty] | MR1 | MR | 85389099 | [14 empty] | Stroomuitschakelspoel XF 12 VGS voor NT800-1600H/L uitrijdbaar | Déclencheur voltmétrique XF 12 VCC POUR NT800-NT1600 débrochable | [17 empty] | https://eref.se.com/be/nl/sis-tarif/product/47439 | https://eref.se.com/be/fr/sis-tarif/product/47439
Schneider Electric | Schneider Electric | 01022021 |  | Schneider Electric |  | SED | 47440 |  |  | 267.31 |  | 1 |  | 1 | XF 024/030 VACDC D/O | XF 24/30 VAC/VCC P/ APP DEBRO |  | closing coil XF 24 V DC and AC 50 and | [18 empty] | 1 | 3303430474401 | 0 |  | 1165 | 8 | 6 | 3 | 0.144 | [23 empty] | 2 | N | [12 empty] | MR1 | MR | 85389099 | [14 empty] | Stroomuitschakelspoel XF 24-30 VGS/24 VWS voor NT800-1600H/L uitrijdbaar | Déclencheur voltmétrique XF 24-30 VCC/24 VCA pour NT800-NT1600 débrochable | [17 empty] | https://eref.se.com/be/nl/sis-tarif/product/47440 | https://eref.se.com/be/fr/sis-tarif/product/47440
Schneider Electric | Schneider Electric | 01022021 |  | Schneider Electric |  | SED | 47441 |  |  | 267.31 |  | 1 |  | 1 | XF 048/060 VACDC D/O | XF 48/60 VCA/VCC P/ APP DEBR |  | closing coil XF 48 V DC and AC 50 and | [18 empty] | 1 | 3303430474418 | 0 |  | 1163 | 8 | 6 | 4 | 0.192 | [23 empty] | 2 | N | [12 empty] | MR1 | MR | 85389099 | [14 empty] | Stroomuitschakelspoel XF 48-60 VGS/48 VWS voor NT800-1600H/L uitrijdbaar | Déclencheur voltmétrique XF 48-60 VCC/48 VCA pour NT800-NT1600 débrochable | [17 empty] | https://eref.se.com/be/nl/sis-tarif/product/47441 | https://eref.se.com/be/fr/sis-tarif/product/47441
Schneider Electric | Schneider Electric | 01022021 |  | Schneider Electric |  | SED | 47442 |  |  | 267.31 |  | 1 |  | 1 | XF 100/130 VACDC D/O | XF 100/130 VCA/VCC P/ APP DEBR |  | closing coil XF 100 to 130 V DC and AC | [18 empty] | 1 | 3303430474425 | 0 |  | 1167 | 8 | 6 | 4 | 0.192 | [23 empty] | 2 | N | [12 empty] | MR1 | MR | 85389099 | [14 empty] | Stroomuitschakelspoel XF 100-130 VGS/VWS voor NT800-1600H/L uitrijdbaar | Déclencheur voltmétrique XF 100-130 VCC/VCA pour NT800-NT1600 débrochable | [17 empty] | https://eref.se.com/be/nl/sis-tarif/product/47442 | https://eref.se.com/be/fr/sis-tarif/product/47442
Schneider Electric | Schneider Electric | 01022021 |  | Schneider Electric |  | SED | 47443 |  |  | 267.31 |  | 1 |  | 1 | XF 200/250 VACDC D/O | XF 200/250 VCA/VCC P/ APP DEBR |  | closing coil XF 200 to 250 V DC and AC | [18 empty] | 1 | 3303430474432 | 0 |  | 1167 | 9 | 7 | 4 | 0.252 | [23 empty] | 2 | N | [12 empty] | MR1 | MR | 85389099 | [14 empty] | Stroomuitschakelspoel XF 200-250 VGS/VWS voor NT800-1600H/L uitrijdbaar | Déclencheur voltmétrique XF 200-250 VCC/VCA pour NT800-NT1600 débrochable | [17 empty] | https://eref.se.com/be/nl/sis-tarif/product/47443 | https://eref.se.com/be/fr/sis-tarif/product/47443
Schneider Electric | Schneider Electric | 01022021 |  | Schneider Electric |  | SED | 47444 |  |  | 267.31 |  | 1 |  | 1 | XF 277 VAC D/O SCHAK. | XF 277 VCA P/APP DEBR |  | closing coil XF 277 V AC 50 and 60Hz | [18 empty] | 1 | 3303430474449 | 0 |  | 1169 | 6 | 9 | 3 | 0.162 | [23 empty] | 2 | N | [12 empty] | MR1 | MR | 85389099 | [14 empty] | Stroomuitschakelspoel XF 277 VWS voor NT800-1600H/L uitrijdbaar | Déclencheur voltmétrique XF 277 VCA pour NT800-NT1600 débrochable | [17 empty] | https://eref.se.com/be/nl/sis-tarif/product/47444 | https://eref.se.com/be/fr/sis-tarif/product/47444
Schneider Electric | Schneider Electric | 01022021 |  | Schneider Electric |  | SED | 47445 |  |  | 267.31 |  | 1 |  | 1 | XF 380/480VAC D/O | XF 380/480 VCA P/ APP DEBRO |  | closing coil XF 380 to 480 V AC 50 and | [18 empty] | 1 | 3303430474456 | 0 |  | 1163 | 8 | 6 | 4 | 0.192 | [23 empty] | 2 | N | [12 empty] | MR1 | MR | 85389099 | [14 empty] | Stroomuitschakelspoel XF 380-480 VWS voor NT800-1600H/L uitrijdbaar | Déclencheur voltmétrique XF 380-480 VCA pour NT800-NT1600 débrochable | [17 empty] | https://eref.se.com/be/nl/sis-tarif/product/47445 | https://eref.se.com/be/fr/sis-tarif/product/47445
Schneider Electric | Schneider Electric | 01022021 |  | Schneider Electric |  | SED | 47449 |  |  | 267.31 |  | 1 |  | 1 | MX2 012 VDC D/O | 2EME MX 12 VCC P/ APP DEBRO |  | 2ND MX 012 VDC FOR DRAWOUT BREAKER | [18 empty] | 1 | 3303430474494 | 0 |  | 1165 | 8 | 6 | 4 | 0.192 | [23 empty] | 2 | N | [12 empty] | MR1 | MR | 85389099 | [14 empty] | 2°stroomuitschakelspoel MX 12 VGS voor NT800-1600H/L uitrijdbaar | 2° déclencheur voltmétrique MX 12 VCC pour NT800-NT1600 débrochable | [17 empty] | https://eref.se.com/be/nl/sis-tarif/product/47449 | https://eref.se.com/be/fr/sis-tarif/product/47449
Schneider Electric | Schneider Electric | 01022021 |  | Schneider Electric |  | SED | 47450 |  |  | 267.31 |  | 1 |  | 1 | MX2 024/030 VACDC D/O | 2EME MX 24/30 VCA/VCC P/AP DEB |  | shunt trip MX 24 V DC and AC 50 and 60Hz | [18 empty] | 1 | 3303430474500 | 0 |  | 1165 | 8 | 6 | 3 | 0.144 | [23 empty] | 2 | N | [12 empty] | MR1 | MR | 85389099 | [14 empty] | 2°stroomuitschakelspoel MX 24-30VGS/24 VWS voor NT800-1600H/L uitrijdbaar | 2° déclencheur voltmétrique MX 24-30 VCC/24 VCA pour NT800-NT1600 débrochable | [17 empty] | https://eref.se.com/be/nl/sis-tarif/product/47450 | https://eref.se.com/be/fr/sis-tarif/product/47450
Schneider Electric | Schneider Electric | 01022021 |  | Schneider Electric |  | SED | 47451 |  |  | 267.31 |  | 1 |  | 1 | MX2 048/060 VACDC D/O | 2EME MX 48/60 VCA/VCC P/AP DEB |  | shunt trip MX 48 V DC and AC 50 and 60Hz | [18 empty] | 1 | 3303430474517 | 0 |  | 1163 | 8 | 6 | 4 | 0.192 | [23 empty] | 2 | N | [12 empty] | MR1 | MR | 85389099 | [14 empty] | 2°stroomuitschakelspoel MX 48-60 VGS/48 VWS voor NT800-1600H/L uitrijdbaar | 2° déclencheur voltmétrique MX 48-60 VCC/48 VCA pour NT800-NT1600 débrochable | [17 empty] | https://eref.se.com/be/nl/sis-tarif/product/47451 | https://eref.se.com/be/fr/sis-tarif/product/47451
Schneider Electric | Schneider Electric | 01022021 |  | Schneider Electric |  | SED | 47452 |  |  | 267.31 |  | 1 |  | 1 | MX2 100/130 VACDC D/O | 2EME MX 100/130 VCA/VCC AP DEB |  | shunt trip MX 100 to 130 V DC and AC 50 | [18 empty] | 1 | 3303430474524 | 0 |  | 1167 | 8 | 6 | 4 | 0.192 | [23 empty] | 2 | N | [12 empty] | MR1 | MR | 85389099 | [14 empty] | 2°stroomuitschakelspoel MX 100-130 VGS/VWS voor NT800-1600H/L uitrijdbaar | 2° déclencheur voltmétrique MX 100-130 VCC/VCA pour NT800-NT1600 débrochable | [17 empty] | https://eref.se.com/be/nl/sis-tarif/product/47452 | https://eref.se.com/be/fr/sis-tarif/product/47452
Schneider Electric | Schneider Electric | 01022021 |  | Schneider Electric |  | SED | 47453 |  |  | 267.31 |  | 1 |  | 1 | MX2 200/250 VACDC D/O | 2EME MX 200/250 VCA/VCC AP DEB |  | shunt trip MX 200 to 250 V DC and AC 50 | [18 empty] | 1 | 3303430474531 | 0 |  | 1167 | 9 | 7 | 4 | 0.252 | [23 empty] | 2 | N | [12 empty] | MR1 | MR | 85389099 | [14 empty] | 2°stroomuitschakelspoel MX 200-250 VGS/WS voor NT800-1600H/L uitrijdbaar | 2° déclencheur voltmétrique MX 200-250 VCC/VCA pour NT800-NT1600 débrochable | [17 empty] | https://eref.se.com/be/nl/sis-tarif/product/47453 | https://eref.se.com/be/fr/sis-tarif/product/47453
Schneider Electric | Schneider Electric | 01022021 |  | Schneider Electric |  | SED | 47454 |  |  | 267.31 |  | 1 |  | 1 | MX2 277 VAC D/O | 2EME MX 277 VCA P/ APP DEBRO |  | shunt trip MX 277 V AC 50 and 60Hz | [18 empty] | 1 | 3303430474548 | 0 |  | 1169 | 6 | 9 | 3 | 0.162 | [23 empty] | 2 | N | [12 empty] | MR1 | MR | 85389099 | [14 empty] | 2°stroomuitschakelspoel MX 277 VWS voor NT800-1600H/L uitrijdbaar | 2° déclencheur voltmétrique MX 277 VCA pour NT800-NT1600 débrochable | [17 empty] | https://eref.se.com/be/nl/sis-tarif/product/47454 | https://eref.se.com/be/fr/sis-tarif/product/47454
Schneider Electric | Schneider Electric | 01022021 |  | Schneider Electric |  | SED | 47455 |  |  | 267.31 |  | 1 |  | 1 | MX2 380/480 VAC D/O | 2EME MX 380/480 VCA P/ APP DEB |  | shunt trip MX 380 to 480 V AC 50 and | [18 empty] | 1 | 3303430474555 | 0 |  | 1163 | 8 | 6 | 4 | 0.192 | [23 empty] | 2 | N | [12 empty] | MR1 | MR | 85389099 | [14 empty] | 2°stroomuitschakelspoel MX 380-480 VWS voor NT800-1600H/L uitrijdbaar | 2° déclencheur voltmétrique MX 380-480 VCA pour NT800-NT1600 débrochable | [17 empty] | https://eref.se.com/be/nl/sis-tarif/product/47455 | https://eref.se.com/be/fr/sis-tarif/product/47455
Schneider Electric | Schneider Electric | 01022021 |  | Schneider Electric |  | SED | 47460 |  |  | 1510.93 |  | 1 |  | 1 | MCH 024/030 VDC D/O | MOTORED 24/30 VCC P/ APP DEBRO |  | GEAR MOTOR 024/030 VDC FOR DRAWOUT BREAK | [18 empty] | 1 | 3303430474609 | 0 |  | 1023 | 18 | 13 | 7 | 1.638 | [23 empty] | 2 | N | [12 empty] | MR1 | MR | 85389099 | [14 empty] | Elektrische bediening 24-30 VGS voor NT800-NT1600H/L uitrijdbaar | Commande électrique 24-30 VCC pour NT800-NT1600H/L débrochable | [17 empty] | https://eref.se.com/be/nl/sis-tarif/product/47460 | https://eref.se.com/be/fr/sis-tarif/product/47460
Schneider Electric | Schneider Electric | 01022021 |  | Schneider Electric |  | SED | 47461 |  |  | 1510.93 |  | 1 |  | 1 | MCH 48/60 VACDC D/O | MOTOR 48/60VCC/VAC 48VAC DEBR |  | motormechanism MCH 048/060 VDC/VAC | [18 empty] | 1 | 3303430474616 | 0 |  | 1023 | 18 | 13 | 7 | 1.638 | [23 empty] | 2 | N | [12 empty] | MR1 | MR | 85389099 | [14 empty] | Elektrische bediening 48-60 VGS/48 VWS voor NT800-NT1600H/L uitrijdbaar | Commande électrique 48-60VCC/48VCA pour NT800-NT1600H/L débrochable | [17 empty] | https://eref.se.com/be/nl/sis-tarif/product/47461 | https://eref.se.com/be/fr/sis-tarif/product/47461
Schneider Electric | Schneider Electric | 01022021 |  | Schneider Electric |  | SED | 47462 |  |  | 1510.93 |  | 1 |  | 1 | MCH 100/130 VDC D/O | MOTOR 100/130 VCC APP DEBR |  | motormechanism MCH 100 to 130 V DC | [18 empty] | 1 | 3303430474623 | 0 |  | 787 | 13 | 18 | 6 | 1.404 | [23 empty] | 2 | N | [12 empty] | MR1 | MR | 85389099 | [14 empty] | Elektrische bediening 100-130 VGS voor NT800-NT1600H/L uitrijdbaar | Commande électrique 100-130 VCC pour NT800-NT1600H/L débrochable | [17 empty] | https://eref.se.com/be/nl/sis-tarif/product/47462 | https://eref.se.com/be/fr/sis-tarif/product/47462
Schneider Electric | Schneider Electric | 01022021 |  | Schneider Electric |  | SED | 47463 |  |  | 1474.96 |  | 1 |  | 1 | MCH 200/250 VDC D/O | MOTOR 200/250 VCC P/ APP DEBR |  | motormechanism MCH 200 to 250 V DC | [18 empty] | 1 | 3303430474630 | 0 |  | 823 | 18 | 13 | 6 | 1.404 | [23 empty] | 2 | N | [12 empty] | MR1 | MR | 85389099 | [14 empty] | Elektrische bediening 200-250 VGS voor NT800-NT1600H/L uitrijdbaar | Commande électrique 200-250 VCC pour NT800-NT1600H/L débrochable | [17 empty] | https://eref.se.com/be/nl/sis-tarif/product/47463 | https://eref.se.com/be/fr/sis-tarif/product/47463
Schneider Electric | Schneider Electric | 01022021 |  | Schneider Electric |  | SED | 47465 |  |  | 1510.93 |  | 1 |  | 1 | MCH 100/130 VAC D/O | MOTOR 100/130 VCA P/ APP DEBR |  | motormechanism MCH 100 to 130 V AC | [18 empty] | 1 | 3303430474654 | 0 |  | 773 | 18 | 12 | 1 | 0.216 | [23 empty] | 2 | N | [12 empty] | MR1 | MR | 85389099 | [14 empty] | Elektrische bediening 100-130 VWS voor NT800-NT1600H/L uitrijdbaar | Commande électrique 100-130 VCA pour NT800-NT1600H/L débrochable | [17 empty] | https://eref.se.com/be/nl/sis-tarif/product/47465 | https://eref.se.com/be/fr/sis-tarif/product/47465
Schneider Electric | Schneider Electric | 01022021 |  | Schneider Electric |  | SED | 47466 |  |  | 1510.93 |  | 1 |  | 1 | MCH 200/240 VAC D/O | MOTOR 200/240 VCA P/ APP DEBR |  | motormechanism MCH 200 to 240 V AC | [18 empty] | 1 | 3303430474661 | 0 |  | 783 | 18 | 13 | 6 | 1.404 | [23 empty] | 2 | N | [12 empty] | MR1 | MR | 85389099 | [14 empty] | Elektrische bediening 200-240 VWS voor NT800-NT1600H/L uitrijdbaar | Commande électrique 200-240 VCA pour NT800-NT1600H/L débrochable | [17 empty] | https://eref.se.com/be/nl/sis-tarif/product/47466 | https://eref.se.com/be/fr/sis-tarif/product/47466
Schneider Electric | Schneider Electric | 01022021 |  | Schneider Electric |  | SED | 47468 |  |  | 1510.93 |  | 1 |  | 1 | MCH 277/415 VAC D/O | MOTOR 277/415 VCA P/ APP DEBR |  | GEAR MOTOR 277/415 VAC FOR DRAWOUT BREAK | [18 empty] | 1 | 3303430474685 | 0 |  | 1023 | 18 | 13 | 7 | 1.638 | [23 empty] | 2 | N | [12 empty] | MR1 | MR | 85389099 | [14 empty] | Elektrische bediening 277-415 VWS voor NT800-NT1600H/L uitrijdbaar | Commande électrique 277-415VCA pour NT800-NT1600H/L débrochable | [17 empty] | https://eref.se.com/be/nl/sis-tarif/product/47468 | https://eref.se.com/be/fr/sis-tarif/product/47468
Schneider Electric | Schneider Electric | 01022021 |  | Schneider Electric |  | SED | 47470 |  |  | 1510.93 |  | 1 |  | 1 | MCH 440/480 VAC D/O | MOTOR 440 A 480 VCA P/ APP DEB |  | GEAR MOTOR 440 TO 480 VAC FOR DRAWOUT BR | [18 empty] | 1 | 3303430474708 | 0 |  | 954 | 1 | 15 | 15 | 225 | [23 empty] | 2 | N | [12 empty] | MR1 | MR | 85389099 | [14 empty] | Elektrische bediening 440-480 VWS voor NT800-NT1600H/L uitrijdbaar | Commande électrique 440-480 VCA pour NT800-NT1600H/L débrochable | [17 empty] | https://eref.se.com/be/nl/sis-tarif/product/47470 | https://eref.se.com/be/fr/sis-tarif/product/47470
Schneider Electric | Schneider Electric | 01022021 |  | Schneider Electric |  | SED | 47483 |  |  | 144.66 |  | 1 |  | 1 | M2C PROG. CONTACTEN D/O SCHAK. | CONTACT PROGR M2C P/ APP DEBR |  | M2C PROGRAMMABLE CONTACTS FOR DRAWOUT BR | [18 empty] | 1 | 3303430474838 | 0 |  | 69 | 8 | 6 | 4 | 0.192 | [23 empty] | 2 | N | [12 empty] | MR1 | MR | 85389099 | [14 empty] | 2 programmeerbare contacten (M2C) voor NT800-NT1600H/L uitrijdbaar | 2 contacts programmables ( M2C) pour NT800-NT1600H/L débrochable | [17 empty] | https://eref.se.com/be/nl/sis-tarif/product/47483 | https://eref.se.com/be/fr/sis-tarif/product/47483
Schneider Electric | Schneider Electric | 01022021 |  | Schneider Electric |  | SED | 47485 |  |  | 981.96 |  | 1 |  | 1 | COM MODULE MODB. D/O SCHAK. | COM MODBUS PARTIE MOBILE |  | MODBUS COM MODULE FOR DRAWOUT BREAKER | [18 empty] | 1 | 3303430474852 | 0 |  | 1090 | 9 | 8 | 3 | 0.216 | [23 empty] | 2 | N | [12 empty] | MR1 | MR | 85389099 | [14 empty] | Optie module communicatie modbus voor NT800-N1600 mobiel gedeelte | Option module communication MODBUS pour NT800-NT1600H/L partie mobile | [17 empty] | https://eref.se.com/be/nl/sis-tarif/product/47485 | https://eref.se.com/be/fr/sis-tarif/product/47485
Schneider Electric | Schneider Electric | 01022021 |  | Schneider Electric |  | SED | 47489 |  |  | 823.27 |  | 1 |  | 1 | COM MODULE DIGIP. D/O SCHAK. | COM DIGIPACT APPAREIL MOBILE |  | DIGIPACT COM MODULE FOR DRAWOUT BREAKER | [18 empty] | 1 | 3303430474890 | 0 |  | 90 | 1 | 15 | 15 | 225 | [23 empty] | 2 | N | [12 empty] | MR1 | MR | 85389099 | [14 empty] | Optie module communicatie digipact voor NT800-NT1600H/L mobiel gedeelte | Option module communication DIGIPACT pour NT800-NT1600H/L partie mobile | [17 empty] | https://eref.se.com/be/nl/sis-tarif/product/47489 | https://eref.se.com/be/fr/sis-tarif/product/47489
Schneider Electric | Schneider Electric | 01022021 |  | Schneider Electric |  | SED | 47506 |  |  | 192 |  | 1 |  | 1 | EXTERNE SPANNING INGANG VASTE SCHAK. | OPT PRISE DE TENS EXT APP FIXE |  | VOLTAGE MEASUREMENT INPUT OPTION FOR FIX | [18 empty] | 1 | 3303430475064 | 0 |  | 39 | 23 | 22 | 2 | 1.012 | [23 empty] | 2 | N | [12 empty] | MR1 | MR | 85389099 | [14 empty] | Optie spanningsafname voor NT800-NT1600H/L - NW800-NW6300 vast | Option prise de tension pour NT800-NT1600H/L - NW800-NW6300 fixe | [17 empty] | https://eref.se.com/be/nl/sis-tarif/product/47506 | https://eref.se.com/be/fr/sis-tarif/product/47506
Schneider Electric | Schneider Electric | 01022021 |  | Schneider Electric |  | SED | 47507 |  |  | 192.03 |  | 1 |  | 1 | SPANNING INGANG D/O SCHAK. | OPT PRISE/TENSION EXT APP DEBR |  | VOLTAGE MEASUREMENT INPUT OPTION FOR DRA | [18 empty] | 1 | 3303430475071 | 0 |  | 44 | 23 | 22 | 2 | 1.012 | [23 empty] | 2 | N | [12 empty] | MR1 | MR | 85389099 | [14 empty] | Optie spanningsafname voor NT800-NT1600H/L uitrijdbaar | Option prise de tension pour NT800-NT1600H/L débrochable | [17 empty] | https://eref.se.com/be/nl/sis-tarif/product/47507 | https://eref.se.com/be/fr/sis-tarif/product/47507
Schneider Electric | Schneider Electric | 01022021 |  | Schneider Electric |  | SED | 47512 |  |  | 135.88 |  | 1 |  | 1 | BPFE ELECTRICAL CLOSING DRUKK. | BOUTON POUSS/FERM ELECT BPFE |  | BPFE ELECTRICAL CLOSING PUSHBUTTON | [18 empty] | 1 | 3303430475125 | 0 |  | 63 | 6 | 6 | 4 | 0.144 | [23 empty] | 2 | N | [12 empty] | MR1 | MR | 85389099 | [14 empty] | Elektrisch sluiten drukknoppen (BPFE) voor NT800-NT1600H/L uitrijdbaar | Fermeture électrique bouton poussoir (BPFE) pour NT800-NT1600H/L débrochable | [17 empty] | https://eref.se.com/be/nl/sis-tarif/product/47512 | https://eref.se.com/be/fr/sis-tarif/product/47512
Schneider Electric | Schneider Electric | 01022021 |  | Schneider Electric |  | SED | 47514 |  |  | 60.3 |  | 1 |  | 1 | OFF POSITIE VERGRENDELING | VER APP POS OUV PAR CADEN+SUP |  | OFF POSITION LOCKING BY | [18 empty] | 1 | 3303430475149 | 0 |  | 60 | 12 | 9 | 5 | 0.54 | [7 empty] | 43303430475147 | 30 | 2219 | 40 | 30 | 30 | [10 empty] | 7 | N | [12 empty] | MR1 | MR | 8301409000 | [14 empty] | OFF positie vergrendeling voor NT800-NT1600H/L | Verrouillage off par cadenas pour NT800-NT1600H/L | [17 empty] | https://eref.se.com/be/nl/sis-tarif/product/47514 | https://eref.se.com/be/fr/sis-tarif/product/47514
Schneider Electric | Schneider Electric | 01022021 |  | Schneider Electric |  | SED | 47515 |  |  | 88.57 |  | 1 |  | 1 | OFF POSITIE SLOT KIT PROFALUX | VERR APP POS OUV PROFALUX SUP |  | OFF POSITION LOCKING KIT FOR PROFALUX KE | [18 empty] | 1 | 3303430475156 | 0 |  | 76 | 12 | 9 | 5 | 0.54 | [7 empty] | 43303430475154 | 30 | 2767 | 40 | 30 | 30 | [10 empty] | 7 | N | [12 empty] | MR1 | MR | 8301409000 | [14 empty] | Vergrendelingskit positie of Profalux (zonder slot) voor NT800-NT1600H/L | Kit verrouillage position off Profalux (sans serrure) pour NT800-NT1600H/L | [17 empty] | https://eref.se.com/be/nl/sis-tarif/product/47515 | https://eref.se.com/be/fr/sis-tarif/product/47515
Schneider Electric | Schneider Electric | 01022021 |  | Schneider Electric |  | SED | 47516 |  |  | 220.13 |  | 1 |  | 1 | OFF POSITIE SLOT KIT RONIS | KIT DE VERROUILLAGE SANS SERRURE (RONIS) |  | OFF POSITION LOCKING KIT FOR | [18 empty] | 1 | 3303430475163 | 0 |  | 80 | 11 | 9 | 4 | 0.396 | [7 empty] | 43303430475161 | 30 | 2710 | 40 | 30 | 30 | [10 empty] | 7 | N | [12 empty] | MR1 | MR | 8301409000 | [14 empty] | Vergrendelingskit positie of Ronis (zonder slot) voor NT800-NT1600H/L | Kit verrouillage position off Ronis (sans serrure) pour NT800-NT1600H/L | [17 empty] | https://eref.se.com/be/nl/sis-tarif/product/47516 | https://eref.se.com/be/fr/sis-tarif/product/47516
Schneider Electric | Schneider Electric | 01022021 |  | Schneider Electric |  | SED | 47519 |  |  | 110.02 |  | 1 |  | 1 | PROFALUX OFF POS. SLOT+ 1 SLOT | VERR APP POS OUV P/ 1 SERRURE |  | OFF POSITION LOCKING WITH 1 PROFALUX KEY | [18 empty] | 1 | 3303430475194 | 0 |  | 168 | 10 | 10 | 5 | 0.5 | [23 empty] | 2 | N | [12 empty] | MR1 | MR | 85389099 | [14 empty] | Vergrendeling positie of Profalux met 1 slot voor NT800-NT1600H/L | Verrouillage position off Profalux 1 serrure pour NT800-1600H/L | [17 empty] | https://eref.se.com/be/nl/sis-tarif/product/47519 | https://eref.se.com/be/fr/sis-tarif/product/47519
Schneider Electric | Schneider Electric | 01022021 |  | Schneider Electric |  | SED | 47520 |  |  | 220.13 |  | 1 |  | 1 | PROFALUX OFF POS. SLOT+ 2 SLOT | VERR POS OUV PROFALUX 1 SERR |  | OFF POSITION LOCKING WITH 2 PROFALUX KEY | [18 empty] | 1 | 3303430475200 | 0 |  | 300 | 10 | 10 | 5 | 0.5 | [23 empty] | 2 | N | [12 empty] | MR1 | MR | 85389099 | [14 empty] | Vergrend. positie of Profalux met 1 slot+1 slot identisch profiel vr NT800-NT160 | Verr. position off Profalux 1 serrure + 1 serrure avec profile id. pr NT800-NT16 | [17 empty] | https://eref.se.com/be/nl/sis-tarif/product/47520 | https://eref.se.com/be/fr/sis-tarif/product/47520
Schneider Electric | Schneider Electric | 01022021 |  | Schneider Electric |  | SED | 47521 |  |  | 110.02 |  | 1 |  | 1 | RONIS OFF POS. SLOT+ 1 SLOT | VERR APP POS OUVERT PAR 1 SERR |  | OFF POSITION LOCKING WITH 1 RONIS KEYLOC | [18 empty] | 1 | 3303430475217 | 0 |  | 171 | 15 | 10 | 4 | 0.6 | [23 empty] | 2 | N | [12 empty] | MR1 | MR | 85389099 | [14 empty] | Vergrend. positie of Ronis met 1 slot voor NT800-NT1600H/L | Verrouillage position off Ronis 1 serrure pour NT800-NT1600H/L | [17 empty] | https://eref.se.com/be/nl/sis-tarif/product/47521 | https://eref.se.com/be/fr/sis-tarif/product/47521
Schneider Electric | Schneider Electric | 01022021 |  | Schneider Electric |  | SED | 47522 |  |  | 220.13 |  | 1 |  | 1 | RONIS OFF POS. SLOT+ 2 SLOT | VERR POS OUVERT P/ 1 SERR RONI |  | OFF POSITION LOCKING WITH 2 RONIS KEYLOC | [18 empty] | 1 | 3303430475224 | 0 |  | 302 | 15 | 10 | 4 | 0.6 | [23 empty] | 2 | N | [12 empty] | MR1 | MR | 85389099 | [14 empty] | Vergrend. positie of Ronis met 1 slot+1 slot identisch profiel vr NT800-NT1600H/ | Verr. position off Ronis 1 serrure + 1 serrure avec profile id. pr NT800-NT1600H | [17 empty] | https://eref.se.com/be/nl/sis-tarif/product/47522 | https://eref.se.com/be/fr/sis-tarif/product/47522
Schneider Electric | Schneider Electric | 01022021 |  | Schneider Electric |  | SED | 47885 |  |  | 1.7 |  | 1 |  | 4 | CONN.KIT 800/2000 L1 CHASSIS | 1 KIT PL ADAPT CH 800/2000 LI |  | 1 ADAPTATION CONNECTION KIT FOR 800/2000 | [18 empty] | 4 | 3303430478850 | 0 |  | 860 | 9 | 5 | 4 | 0.18 | 13303430478857 | 4 | 7067 | 30 | 20 | 8.8 | [9 empty] | 60 | 52100000000000 | 60 | 80 | 75 |  |  |  | 7 | N | [12 empty] | MR1 | MR | 7419999099
Schneider Electric | Schneider Electric | 01022021 |  | Schneider Electric |  | SED | 47926 |  |  | 457.53 |  | 1 |  | 1 | AANP. KABELVERGRENDELING MASTERPACT NW | ADAPT.PLATINE VERR.A CABLE-MASTERP. NW |  | CABLE-TYPE INTERLOCK PLATE FOR FIXED OR | [18 empty] | 1 | 3303430479260 | 0 |  | 940 | 27 | 18 | 9 | 4.374 | [7 empty] | 43303430479268 | 6 | 6061 | 40 | 30 | 30 |  | 73303430479269 | 48 | 60344 | 120 | 80 | 50 |  |  |  | 7 | N | [12 empty] | MR1 | MR | 8538909999 | [14 empty] | Aanpassing onderlinge mech. vergrendeling met kabel voor NW800-NW6300 | Adaptation interverrouillage câble pour NW800-NW6300 - fixe/débrochable | [17 empty] | https://eref.se.com/be/nl/sis-tarif/product/47926 | https://eref.se.com/be/fr/sis-tarif/product/47926
Schneider Electric | Schneider Electric | 01022021 |  | Schneider Electric |  | SED | 48135 |  |  | 541.83 |  | 1 |  | 1 | VERT. AANSL. BOVEN 3P 4000A | RACCORDT 3P PRISE ARRIERE AMONT VERTICAL |  | TOP 3P VERT. REAR CONN. FOR 4000A FIXED | [18 empty] | 1 | 3303430481355 | 0 |  | 4930 | 5 | 6 | 13 | 0.39 | [23 empty] | 2 | N | [12 empty] | MR1 | MR | 85389099 | [14 empty] | Aansluitvlakken verticaal stroomopwaarts voor Masterpact NW40 3p vaste versie | Plage de raccordement vertical amont pour Masterpact NW40 3p version fixe | [17 empty] | https://eref.se.com/be/nl/sis-tarif/product/48135 | https://eref.se.com/be/fr/sis-tarif/product/48135
Schneider Electric | Schneider Electric | 01022021 |  | Schneider Electric |  | SED | 48188 |  |  | 978.07 |  | 1 |  | 1 | COM MODULE MODB. VASTE SCHAK. | MODBUS COM POUR VERSION FIXE MASTERPACT |  | MODBUS COM MODULE FOR FIXED BREAKER | [18 empty] | 1 | 3303430481881 | 0 |  | 1088 | 9 | 8 | 3 | 0.216 | [23 empty] | 2 | N | [12 empty] | MR1 | MR | 85389099 | [14 empty] | Modbus COM-module voor Masterpact NWT-NT vaste versie | Module communication Modbus pour Masterpact NW/NT version fixe | [17 empty] | https://eref.se.com/be/nl/sis-tarif/product/48188 | https://eref.se.com/be/fr/sis-tarif/product/48188
Schneider Electric | Schneider Electric | 01022021 |  | Schneider Electric |  | SED | 48198 |  |  | 263.65 |  | 1 |  | 1 | BLOK VAN 4 OF CONTACTEN VAST | BLOC 4 CONTACTS OF P/APP FIXE |  | BLOCK OF 4 OF CONTACT FOR FIXED BREAKER | [18 empty] | 1 | 3303430481980 | 0 |  | 1042 | 4 | 7 | 4 | 0.112 | [23 empty] | 2 | N | [12 empty] | MR1 | MR | 85389099 | [14 empty] | Blok van 4 hulpcontacten (OF) voor NW800-NW6300 vast | Contact auxiliaire additionnel (4OF) pour NW800-N6300 fixe | [17 empty] | https://eref.se.com/be/nl/sis-tarif/product/48198 | https://eref.se.com/be/fr/sis-tarif/product/48198
Schneider Electric | Schneider Electric | 01022021 |  | Schneider Electric |  | SED | 48200 |  |  | 85.89 |  | 1 |  | 1 | SDE STD. CONTACT VASTE SCHAK. | 1 CONTACT SDE STAND P/APP FIXE |  | 1 STANDARD SDE CONTACT FOR FIXED BREAKER | [18 empty] | 1 | 3303430482000 | 0 |  | 64 | 7 | 4 | 4 | 0.112 | [23 empty] | 2 | N | [12 empty] | MR1 | MR | 85389099 | [14 empty] | 1 bijkomend contact (SDE) voor NW800-NW6300 vast | 1 contact additionnel (SDE) pour NW800-NW6300 fixe | [17 empty] | https://eref.se.com/be/nl/sis-tarif/product/48200 | https://eref.se.com/be/fr/sis-tarif/product/48200
Schneider Electric | Schneider Electric | 01022021 |  | Schneider Electric |  | SED | 48201 |  |  | 144.66 |  | 1 |  | 1 | SDE GOUD CONTACT VASTE SCHAK. | 1 CONTACT SDE BAS N P/APP FIXE |  | 1 LOW-LEVEL SDE CONTACT FOR FIXED BREAKE | [18 empty] | 1 | 3303430482017 | 0 |  | 62 | 11 | 11 | 5 | 0.605 | [23 empty] | 2 | N | [12 empty] | MR1 | MR | 85389099 | [14 empty] | 1 bijkomend contact (SDE) laag niveau voor NW800-NW6300 vast | 1 contact additionnel (SDE) niveaus bas pour NW800-NW6300 fixe | [17 empty] | https://eref.se.com/be/nl/sis-tarif/product/48201 | https://eref.se.com/be/fr/sis-tarif/product/48201
Schneider Electric | Schneider Electric | 01022021 |  | Schneider Electric |  | SED | 48202 |  |  | 309.12 |  | 1 |  | 1 | RES AFSTAND RESET 100/130 VAC | R#ARM A DIST 100/130 VCA A FIX |  | REMOTE RESET 100/130 VAC FOR FIXED BREAK | [18 empty] | 1 | 3303430482024 | 0 |  | 125 | 6 | 12 | 5 | 0.36 | [23 empty] | 2 | N | [12 empty] | MR1 | MR | 85389099 | [14 empty] | Afstandherwapening na foutuitschakeling 100/130 VWS voor NW800-NW6300 vast | Réarmement à distance après défaut 100/130 VCA pour NW800-NW6300 fixe | [17 empty] | https://eref.se.com/be/nl/sis-tarif/product/48202 | https://eref.se.com/be/fr/sis-tarif/product/48202
Schneider Electric | Schneider Electric | 01022021 |  | Schneider Electric |  | SED | 48203 |  |  | 309.12 |  | 1 |  | 1 | RES AFSTAND RESET 200/240 VAC | REARM A DIST 200/240 VCA A FIX |  | REMOTE RESET 200/240 VAC FOR FIXED BREAK | [18 empty] | 1 | 3303430482031 | 0 |  | 125 | 6 | 12 | 5 | 0.36 | [23 empty] | 2 | N | [12 empty] | MR1 | MR | 85389099 | [14 empty] | Afstandherwapening na foutuitschakeling 220/240 VWS voor NW800-NW6300 vast | Réarmement à distance après défaut 220/240 VCA pour NW800-NW6300 fixe | [17 empty] | https://eref.se.com/be/nl/sis-tarif/product/48203 | https://eref.se.com/be/fr/sis-tarif/product/48203
Schneider Electric | Schneider Electric | 01022021 |  | Schneider Electric |  | SED | 48206 |  |  | 1510.93 |  | 1 |  | 1 | MCH 024/030 VDC VAST | MOTOREDUCT 24/30 VCC P/APP FIX |  | motormechanism MCH 24 to 30 V DC | [18 empty] | 1 | 3303430482062 | 0 |  | 1726 | 14 | 14 | 23 | 4.508 | [23 empty] | 2 | N | [12 empty] | MR1 | MR | 85389099 | [14 empty] | Elektrische bediening 24-30 VGS voor NW800-NW6300 vast | Commande électrique 24-30 VCC pour NW800-NW6300 fixe | [17 empty] | https://eref.se.com/be/nl/sis-tarif/product/48206 | https://eref.se.com/be/fr/sis-tarif/product/48206
Schneider Electric | Schneider Electric | 01022021 |  | Schneider Electric |  | SED | 48207 |  |  | 1510.93 |  | 1 |  | 1 | MCH 048/060 VDC VAST | MOTOREDUCT48/60 VCC P/APP FIX |  | motormechanism MCH 048/060 VDC/VAC | [18 empty] | 1 | 3303430482079 | 0 |  | 1728 | 23 | 13 | 13 | 3.887 | [23 empty] | 2 | N | [12 empty] | MR1 | MR | 85389099 | [14 empty] | Elektrische bediening 48-60 VGS/48 VWS voor NW800-NW6300 vast | Commande électrique 48-60VCC/48VCA pour NW800-NW6300 fixe | [17 empty] | https://eref.se.com/be/nl/sis-tarif/product/48207 | https://eref.se.com/be/fr/sis-tarif/product/48207
Schneider Electric | Schneider Electric | 01022021 |  | Schneider Electric |  | SED | 48208 |  |  | 1510.93 |  | 1 |  | 1 | MCH 100/130 VDC VAST | MOTORED 100/130 VCC P/APP FIXE |  | motormechanism MCH 100 to 130 V DC | [18 empty] | 1 | 3303430482086 | 0 |  | 1740 | 23 | 13 | 13 | 3.887 | [23 empty] | 2 | N | [12 empty] | MR1 | MR | 85389099 | [14 empty] | Elektrische bediening 100-130 VGS voor NW800-NW6300 vast | Commande électrique 100-130 VCC pour NW800-NW6300 fixe | [17 empty] | https://eref.se.com/be/nl/sis-tarif/product/48208 | https://eref.se.com/be/fr/sis-tarif/product/48208
Schneider Electric | Schneider Electric | 01022021 |  | Schneider Electric |  | SED | 48209 |  |  | 1510.93 |  | 1 |  | 1 | MCH 200/250 VDC VAST | MOTORED 200/250 VCC P/APP FIXE |  | motormechanism MCH 200 to 250 V DC | [18 empty] | 1 | 3303430482093 | 0 |  | 1732 | 23 | 13 | 13 | 3.887 | [23 empty] | 2 | N | [12 empty] | MR1 | MR | 85389099 | [14 empty] | Elektrische bediening 200-250 VGS voor NW800-NW6300 vast | Commande électrique 200-250 VCC pour NW800-NW6300 fixe | [17 empty] | https://eref.se.com/be/nl/sis-tarif/product/48209 | https://eref.se.com/be/fr/sis-tarif/product/48209
Schneider Electric | Schneider Electric | 01022021 |  | Schneider Electric |  | SED | 48211 |  |  | 1510.93 |  | 1 |  | 1 | MCH 100/130 VAC VAST | MOTORED 100/130 VCA P/APP FIXE |  | motormechanism MCH 100 to 130 V AC | [18 empty] | 1 | 3303430482116 | 0 |  | 1714 | 23 | 13 | 13 | 3.887 | [23 empty] | 2 | N | [12 empty] | MR1 | MR | 85389099 | [14 empty] | Elektrische bediening 100-130 VWS voor NW800-NW6300 vast | Commande électrique 100-130 VCA pour NW800-NW6300 fixe | [17 empty] | https://eref.se.com/be/nl/sis-tarif/product/48211 | https://eref.se.com/be/fr/sis-tarif/product/48211
Schneider Electric | Schneider Electric | 01022021 |  | Schneider Electric |  | SED | 48212 |  |  | 1510.93 |  | 1 |  | 1 | MCH 200/240 VAC VAST | MOTORED 200/240 VCA P/APP FIXE |  | motormechanism MCH 200 to 240 V AC | [18 empty] | 1 | 3303430482123 | 0 |  | 1736 | 23 | 13 | 13 | 3.887 | [23 empty] | 2 | N | [12 empty] | MR1 | MR | 85389099 | [14 empty] | Elektrische bediening 200-240 VWS voor NW800-NW6300 vast | Commande électrique 200-240 VCA pour NW800-NW6300 fixe | [17 empty] | https://eref.se.com/be/nl/sis-tarif/product/48212 | https://eref.se.com/be/fr/sis-tarif/product/48212
Schneider Electric | Schneider Electric | 01022021 |  | Schneider Electric |  | SED | 48213 |  |  | 1510.93 |  | 1 |  | 1 | MCH 250/277 VAC VAST | MOTORED 250/277 VCA P/APP FIXE |  | motormechanism MCH 250 to 277 V AC | [18 empty] | 1 | 3303430482130 | 0 |  | 1758 | 13 | 23 | 13 | 3.887 | [23 empty] | 2 | N | [12 empty] | MR1 | MR | 85389099 | [14 empty] | Elektrische bediening 250-277 VWS voor NW800-NW6300 vast | Commande électrique 250-277VCA pour NW800-NW6300 fixe | [17 empty] | https://eref.se.com/be/nl/sis-tarif/product/48213 | https://eref.se.com/be/fr/sis-tarif/product/48213
Schneider Electric | Schneider Electric | 01022021 |  | Schneider Electric |  | SED | 48214 |  |  | 1510.93 |  | 1 |  | 1 | MCH 380/415 VAC VAST | MOTORED 380/415 VCA P/APP FIXE |  | motormechanism MCH 380 to 415 V AC | [18 empty] | 1 | 3303430482147 | 0 |  | 1918 | 23 | 13 | 13 | 3.887 | [23 empty] | 2 | N | [12 empty] | MR1 | MR | 85389099 | [14 empty] | Elektrische bediening 380-415 VWS voor NW800-NW6300 vast | Commande électrique 380-415 VCA pour NW800-NW6300 fixe | [17 empty] | https://eref.se.com/be/nl/sis-tarif/product/48214 | https://eref.se.com/be/fr/sis-tarif/product/48214
Schneider Electric | Schneider Electric | 01022021 |  | Schneider Electric |  | SED | 48215 |  |  | 1495.97 |  | 1 |  | 1 | MCH 400/480 VAC VAST | MOTORED 400/480 VCA P/APP FIXE |  | motormechanism MCH 440 to 480 V AC | [18 empty] | 1 | 3303430482154 | 0 |  | 1744 | 14 | 14 | 23 | 4.508 | [23 empty] | 2 | N | [12 empty] | MR1 | MR | 85389099 | [14 empty] | Elektrische bediening 440-480 VWS voor NW800-NW6300 vast | Commande électrique 440-480 VCA pour NW800-NW6300 fixe | [17 empty] | https://eref.se.com/be/nl/sis-tarif/product/48215 | https://eref.se.com/be/fr/sis-tarif/product/48215
Schneider Electric | Schneider Electric | 01022021 |  | Schneider Electric |  | SED | 48346 |  |  | 36084.57 |  | 1 |  | 1 | NW 50 H2 4P BASIS D/O | NW 50 H2 4P SD DEBROCHABLE |  | NW 50 H2 4P BASIC FRAME DRAWOUT | [18 empty] | 1 | 3303430483465 | 0 |  | 61323 | 120 | 50 | 60 | 360 | [23 empty] | 2 | N | [12 empty] | MR1 | MR | 8536209090 | [14 empty] | Omhulsel Masterpact NW50H2 - 5000A - 4P - uitrijdbaar | Boitier Masterpact NW50H2 4p version débrochable | [17 empty] | https://eref.se.com/be/nl/sis-tarif/product/48346 | https://eref.se.com/be/fr/sis-tarif/product/48346
Schneider Electric | Schneider Electric | 01022021 |  | Schneider Electric |  | SED | 48382 |  |  | 144.66 |  | 1 |  | 1 | M2C PROG. CONTACTEN D/O SCHAK. | CONT PROG M2C P/ APP DEBROCH |  | M2C PROGRAMMABLE CONTACTS FOR DRAWOUT BR | [18 empty] | 1 | 3303430483823 | 0 |  | 70 | 8 | 6 | 4 | 0.192 | [23 empty] | 2 | N | [12 empty] | MR1 | MR | 85389099 | [14 empty] | 2 programmeerbare contacten (M2C) voor NW800-NW6300 uitrijdbaar | 2 contacts programmables ( M2C) pour NW800-NW6300 débrochable | [17 empty] | https://eref.se.com/be/nl/sis-tarif/product/48382 | https://eref.se.com/be/fr/sis-tarif/product/48382
Schneider Electric | Schneider Electric | 01022021 |  | Schneider Electric |  | SED | 48383 |  |  | 388.62 |  | 1 |  | 1 | M6C PROG. CONTACTEN D/O SCHAK. | CONTACT PROG M6C P/APP DEBROCH |  | M6C PROGRAMMABLE CONTACTS FOR DRAWOUT BR | [18 empty] | 1 | 3303430483830 | 0 |  | 330 | 11 | 10 | 9 | 0.99 | [23 empty] | 2 | N | [12 empty] | MR1 | MR | 85389099 | [14 empty] | 6 programmeerbare contacten (M6C) voor NW800-NW6300 uitrijdbaar | 6 contacts programmables ( M6C) pour NW800-NW6300 débrochable | [17 empty] | https://eref.se.com/be/nl/sis-tarif/product/48383 | https://eref.se.com/be/fr/sis-tarif/product/48383
Schneider Electric | Schneider Electric | 01022021 |  | Schneider Electric |  | SED | 48384 |  |  | 809.11 |  | 1 |  | 1 | COM MODULE MODB. D/O SCHAK. | OPTION COMMUNICATI MODBUS POUR DISJONCT |  | MODBUS COM MODULE FOR DRAWOUT BREAKER | [18 empty] | 1 | 3303430483847 | 0 |  | 1096 | 9 | 8 | 3 | 0.216 | [23 empty] | 2 | N | [12 empty] | MR1 | MR | 85389099 | [14 empty] | Module com modbus pour NW800-NW6300 uirijtdbaar | module com modbus pour NW800-NW6300 débrochable | [17 empty] | https://eref.se.com/be/nl/sis-tarif/product/48384 | https://eref.se.com/be/fr/sis-tarif/product/48384
Schneider Electric | Schneider Electric | 01022021 |  | Schneider Electric |  | SED | 48385 |  |  | 493.96 |  | 1 |  | 1 | ECO COM MODULE MODB. D/O SCHAK | ModbusComm.ECO pour version débrochable |  | ECO MODBUS COM MODULE FOR DRAWOUT BREAKE | [18 empty] | 1 | 3303430483854 | 0 |  | 1089 | 9 | 8 | 3 | 0.216 | [23 empty] | 2 | N | [12 empty] | MR1 | MR | 85389099 | [14 empty] | Module com modbus eco voor NW08-NW6300 uitrijdbaar | Module com modbus eco pour NW800-NW6300 débrochable | [17 empty] | https://eref.se.com/be/nl/sis-tarif/product/48385 | https://eref.se.com/be/fr/sis-tarif/product/48385
Schneider Electric | Schneider Electric | 01022021 |  | Schneider Electric |  | SED | 48391 |  |  | 1878.61 |  | 1 |  | 1 | NW CHASSIS 3P 800/1250 N1 H1 | CHASSIS NW 3P 800/1250A N1 NA H1HA |  | NW CHASSIS 3P 800/1250A N1 NA H1HA | [18 empty] | 1 | 3303430483915 | 0 |  | 46500 | 77 | 66 | 58 | 294.756 | [23 empty] | 2 | N | [12 empty] | MR1 | MR | 85389099 | [14 empty] | Chassis voor Masterpact NW08-12H1 H2,NA,HA,HF - 3p | Châssis pour Masterpact NW 08-12 N1,NA,HA,HF 3p | [17 empty] | https://eref.se.com/be/nl/sis-tarif/product/48391 | https://eref.se.com/be/fr/sis-tarif/product/48391
Schneider Electric | Schneider Electric | 01022021 |  | Schneider Electric |  | SED | 48392 |  |  | 2078.8 |  | 1 |  | 1 | NW CHASSIS 3P 16 N1H1 08/16 H2 | CHASSIS NW 3P 1600A N1 NA H1 HA 800/1600 |  | NW CHASSIS 3P 1600A N1 NA H1 HA 800/1600 | [18 empty] | 1 | 3303430483922 | 0 |  | 38404 | 60 | 77 | 68 | 314.16 | [23 empty] | 2 | N | [12 empty] | MR1 | MR | 85389099 | [14 empty] | Chassis voor Masterpact NW16N1 H1 H2,NA,HA,HF - 3p | Châssis pour Masterpact NW 16 N1,H1,H2,NA,HA,HF 3p | [17 empty] | https://eref.se.com/be/nl/sis-tarif/product/48392 | https://eref.se.com/be/fr/sis-tarif/product/48392
Schneider Electric | Schneider Electric | 01022021 |  | Schneider Electric |  | SED | 48393 |  |  | 2679.39 |  | 1 |  | 1 | NW CHASSIS 3P 2000A | CHASSIS NW 3P 2000A |  | NW CHASSIS 3P 2000A | [18 empty] | 1 | 3303430483939 | 0 |  | 41008 | 60 | 77 | 68 | 314.16 | [23 empty] | 2 | N | [12 empty] | MR1 | MR | 85389099 | [14 empty] | Chassis voor Masterpact NW20 H1 H2,HA,HF - 3p | Châssis pour Masterpact NW 20 H1,H2,HA,HF 3p | [17 empty] | https://eref.se.com/be/nl/sis-tarif/product/48393 | https://eref.se.com/be/fr/sis-tarif/product/48393
Schneider Electric | Schneider Electric | 01022021 |  | Schneider Electric |  | SED | 48394 |  |  | 2679.39 |  | 1 |  | 1 | NW CHASSIS 3P 2500A | CHASSIS NW 3P 2500A |  | NW CHASSIS 3P 2500A | [18 empty] | 1 | 3303430483946 | 0 |  | 41008 | 60 | 77 | 68 | 314.16 | [23 empty] | 2 | N | [12 empty] | MR1 | MR | 85389099 | [14 empty] | Chassis voor Masterpact NW25 H1 H2,HA,HF - 3p | Châssis pour Masterpact NW 25 H1,H2,HA,HF 3p | [17 empty] | https://eref.se.com/be/nl/sis-tarif/product/48394 | https://eref.se.com/be/fr/sis-tarif/product/48394
Schneider Electric | Schneider Electric | 01022021 |  | Schneider Electric |  | SED | 48395 |  |  | 4551.3 |  | 1 |  | 1 | NW CHASSIS 3P 3200A | CHASSIS NW 3P 3200A |  | NW CHASSIS 3P 3200A | [18 empty] | 1 | 3303430483953 | 0 |  | 52812 | 60 | 80 | 65 | 312 | [23 empty] | 2 | N | [12 empty] | MR1 | MR | 85389099 | [14 empty] | Chassis voor Masterpact NW32 H1 H2,HA,HF - 3p | Châssis pour Masterpact NW 32 H1,H2,HA,HF3p | [17 empty] | https://eref.se.com/be/nl/sis-tarif/product/48395 | https://eref.se.com/be/fr/sis-tarif/product/48395
Schneider Electric | Schneider Electric | 01022021 |  | Schneider Electric |  | SED | 48396 |  |  | 4551.3 |  | 1 |  | 1 | NW CHASSIS 3P 4000A | CHASSIS NW 3P 4000A |  | NW CHASSIS 3P 4000A | [18 empty] | 1 | 3303430483960 | 0 |  | 54114 | 60 | 80 | 65 | 312 | [23 empty] | 2 | N | [12 empty] | MR1 | MR | 85389099 | [14 empty] | Chassis voor Masterpact NW40 H1 H2,HA,HF - 3p | Châssis pour Masterpact NW 40 H1,H2,HA,HF 3P | [17 empty] | https://eref.se.com/be/nl/sis-tarif/product/48396 | https://eref.se.com/be/fr/sis-tarif/product/48396
Schneider Electric | Schneider Electric | 01022021 |  | Schneider Electric |  | SED | 48397 |  |  | 8907.83 |  | 1 |  | 1 | NW CHASSIS 3P 4000B/6300A | CHASSIS NW 3P 4000B/6300A |  | NW CHASSIS 3P 4000B/6300A | [18 empty] | 1 | 3303430483977 | 0 |  | 114624 | 110 | 50 | 66 | 363 | [23 empty] | 2 | N | [12 empty] | MR1 | MR | 85389099 | [14 empty] | Chassis zonder aansluitingen voor Masterpact NW40b-63 H1,H2,HF - 3P | Châssis pour Masterpact NW 40b-63 H1,H2,HF3p | [17 empty] | https://eref.se.com/be/nl/sis-tarif/product/48397 | https://eref.se.com/be/fr/sis-tarif/product/48397
Schneider Electric | Schneider Electric | 01022021 |  | Schneider Electric |  | SED | 48399 |  |  | 2078.8 |  | 1 |  | 1 | NW CHASSIS 3P 800/1600A L1 | CHASSIS NW 3P 800/1600A L1 |  | NW CHASSIS 3P 800/1600A L1 | [18 empty] | 1 | 3303430483991 | 0 |  | 42608 | 60 | 77 | 68 | 314.16 | [23 empty] | 2 | N | [12 empty] | MR1 | MR | 85389099 | [14 empty] | Chassis zonder aansluitingen voor Masterpact NW08-16 L1 - 3P | [18 empty] | https://eref.se.com/be/nl/sis-tarif/product/48399 | https://eref.se.com/be/fr/sis-tarif/product/48399
Schneider Electric | Schneider Electric | 01022021 |  | Schneider Electric |  | SED | 48400 |  |  | 2617.24 |  | 1 |  | 1 | NW CHASSIS 3P 2000A L1 | CHASSIS NW 3P 2000A L1 |  | NW CHASSIS 3P 2000A L1 | [18 empty] | 1 | 3303430484004 | 0 |  | 55714 | 60 | 80 | 65 | 312 | [23 empty] | 2 | N | [12 empty] | MR1 | MR | 85389099 | [14 empty] | Chassis zonder aansluitingen voor Masterpact NW20 L1 - 3P | Châssis pour Masterpact NW 20 L1 3p anticorrosion | [17 empty] | https://eref.se.com/be/nl/sis-tarif/product/48400 | https://eref.se.com/be/fr/sis-tarif/product/48400
Schneider Electric | Schneider Electric | 01022021 |  | Schneider Electric |  | SED | 48403 |  |  | 2498.21 |  | 1 |  | 1 | NW CHASSIS 4P 800/1250A N1 H1 | CHASSIS NW 4P 800/1250A N1 NA H1HA |  | NW CHASSIS 4P 800/1250A N1 N1 H1HA | [18 empty] | 1 | 3303430484035 | 0 |  | 46736 | 60 | 70 | 65 | 273 | [23 empty] | 2 | N | [12 empty] | MR1 | MR | 85389099 | [14 empty] | Chassis voor Masterpact NW08-12H1 H2,NA,HA,HF - 4p | [18 empty] | https://eref.se.com/be/nl/sis-tarif/product/48403 | https://eref.se.com/be/fr/sis-tarif/product/48403
Schneider Electric | Schneider Electric | 01022021 |  | Schneider Electric |  | SED | 48404 |  |  | 2551.2 |  | 1 |  | 1 | NW CHASSIS 4P 16 N1H1 08/16 H2 | CHASSIS NW 4P 1600A N1 NA H1 HA 800/1600 |  | NW CHASSIS 4P 1600A N1 NA H1 HA 800/1600 | [18 empty] | 1 | 3303430484042 | 0 |  | 48472 | 60 | 70 | 65 | 273 | [23 empty] | 2 | N | [12 empty] | MR1 | MR | 85389099 | [14 empty] | Chassis voor Masterpact NW16N1 H1 H2,NA,HA,HF - 4p | Châssis pour Masterpact NW 16 N1/H1/H2 4p | [17 empty] | https://eref.se.com/be/nl/sis-tarif/product/48404 | https://eref.se.com/be/fr/sis-tarif/product/48404
Schneider Electric | Schneider Electric | 01022021 |  | Schneider Electric |  | SED | 48405 |  |  | 3353.74 |  | 1 |  | 1 | NW CHASSIS 4P 2000A | CHASSIS NW 4P 2000A |  | NW CHASSIS 4P 2000A | [18 empty] | 1 | 3303430484059 | 0 |  | 51944 | 60 | 70 | 65 | 273 | [23 empty] | 2 | N | [12 empty] | MR1 | MR | 85389099 | [14 empty] | Chassis voor Masterpact NW20 H1 H2,HA,HF - 4p | Châssis pour Masterpact NW 20 H1,H2,NA,HA,HF 4p | [17 empty] | https://eref.se.com/be/nl/sis-tarif/product/48405 | https://eref.se.com/be/fr/sis-tarif/product/48405
Schneider Electric | Schneider Electric | 01022021 |  | Schneider Electric |  | SED | 48406 |  |  | 3353.74 |  | 1 |  | 1 | NW CHASSIS 4P 2500A | CHASSIS NW 4P 2500A |  | NW CHASSIS 4P 2500A | [18 empty] | 1 | 3303430484066 | 0 |  | 51944 | 60 | 70 | 65 | 273 | [23 empty] | 2 | N | [12 empty] | MR1 | MR | 85389099 | [14 empty] | Chassis voor Masterpact NW25 H1 H2,NA,HA,HF - 4p | Châssis pour Masterpact NW 25 H1,H2,NA,HA,HF 4p | [17 empty] | https://eref.se.com/be/nl/sis-tarif/product/48406 | https://eref.se.com/be/fr/sis-tarif/product/48406
Schneider Electric | Schneider Electric | 01022021 |  | Schneider Electric |  | SED | 48407 |  |  | 5848.56 |  | 1 |  | 1 | NW CHASSIS 4P 3200A | CHASSIS NW 4P 3200A |  | NW CHASSIS 4P 3200A | [18 empty] | 1 | 3303430484073 | 0 |  | 55416 | 60 | 80 | 64 | 307.2 | [23 empty] | 2 | N | [12 empty] | MR1 | MR | 85389099 | [14 empty] | Chassis voor Masterpact NW32 H1 H2,HA,HF - 4p | Châssis pour Masterpact NW 32 H1,H2,HA,HF 4p | [17 empty] | https://eref.se.com/be/nl/sis-tarif/product/48407 | https://eref.se.com/be/fr/sis-tarif/product/48407
Schneider Electric | Schneider Electric | 01022021 |  | Schneider Electric |  | SED | 48408 |  |  | 5848.56 |  | 1 |  | 1 | NW CHASSIS 4P 4000A | CHASSIS NW 4P 4000A |  | NW CHASSIS 4P 4000A | [18 empty] | 1 | 3303430484080 | 0 |  | 57152 | 60 | 80 | 64 | 307.2 | [23 empty] | 2 | N | [12 empty] | MR1 | MR | 85389099 | [14 empty] | Chassis voor Masterpact NW40 H1 H2,HA,HF - 4p | Châssis pour Masterpact NW 40 H1,H2,HA,HF 4p | [17 empty] | https://eref.se.com/be/nl/sis-tarif/product/48408 | https://eref.se.com/be/fr/sis-tarif/product/48408
Schneider Electric | Schneider Electric | 01022021 |  | Schneider Electric |  | SED | 48409 |  |  | 11139.27 |  | 1 |  | 1 | NW CHASSIS 4P 4000B/6300A | CHASSIS NW 4P 4000B/6300A |  | NW CHASSIS 4P 4000B/6300A | [18 empty] | 1 | 3303430484097 | 0 |  | 140000 | 110 | 50 | 66 | 363 | [23 empty] | 2 | N | [12 empty] | MR1 | MR | 85389099 | [14 empty] | Chassis zonder aansluitingen voor Masterpact NW40b-63 H1,H2,HF - 4P | Châssis pour Masterpact NW 40b-63 H1,H2,HF 4p | [17 empty] | https://eref.se.com/be/nl/sis-tarif/product/48409 | https://eref.se.com/be/fr/sis-tarif/product/48409
Schneider Electric | Schneider Electric | 01022021 |  | Schneider Electric |  | SED | 48411 |  |  | 2551.2 |  | 1 |  | 1 | NW CHASSIS 4P 800/1600A L1 | CHASSIS NW 4P 800/1600A L1 |  | NW CHASSIS 4P 800/1600A L1 | [18 empty] | 1 | 3303430484110 | 0 |  | 54006 | 60 | 70 | 65 | 273 | [23 empty] | 2 | N | [12 empty] | MR1 | MR | 85389099 | [14 empty] | Chassis zonder aansluitingen voor Masterpact NW08-16 L1 - 4P | [18 empty] | https://eref.se.com/be/nl/sis-tarif/product/48411 | https://eref.se.com/be/fr/sis-tarif/product/48411
Schneider Electric | Schneider Electric | 01022021 |  | Schneider Electric |  | SED | 48412 |  |  | 3353.74 |  | 1 |  | 1 | NW CHASSIS 4P 2000A L1 | CHASSIS NW 4P 2000A L1 |  | NW CHASSIS 4P 2000A L1 | [18 empty] | 1 | 3303430484127 | 0 |  | 59214 | 60 | 80 | 64 | 307.2 | [23 empty] | 2 | N | [12 empty] | MR1 | MR | 85389099 | [14 empty] | Chassis zonder aansluitingen voor Masterpact NW20 L1 - 4P | Châssis pour Masterpact NW 20 L1 4p anticorrosion | [17 empty] | https://eref.se.com/be/nl/sis-tarif/product/48412 | https://eref.se.com/be/fr/sis-tarif/product/48412
Schneider Electric | Schneider Electric | 01022021 |  | Schneider Electric |  | SED | 48448 |  |  | 267.31 |  | 1 |  | 1 | XF COM 012 VDC D/O | XF COM 12 VCC P/APP DEBROCH |  | XF COM 012 VDC FOR DRAWOUT BREAKER | [18 empty] | 1 | 3303430484486 | 0 |  | 1168 | 6 | 8 | 5 | 0.24 | [23 empty] | 2 | N | [12 empty] | MR1 | MR | 85389099 | [14 empty] | Stroomuitschakelspoel XF comm. 12 VGS voor NW800-NW6300 uitrijdbaar | Décl. voltmétrique XF communication 12 VCC pour NW800-NW6300 débrochable | [17 empty] | https://eref.se.com/be/nl/sis-tarif/product/48448 | https://eref.se.com/be/fr/sis-tarif/product/48448
Schneider Electric | Schneider Electric | 01022021 |  | Schneider Electric |  | SED | 48449 |  |  | 267.31 |  | 1 |  | 1 | XF COM 024/030 VACDC D/O | XF COM 24/30 VCA/VCC P/APP DEB |  | closing coil with communication XF com | [18 empty] | 1 | 3303430484493 | 0 |  | 1168 | 4 | 6 | 9 | 0.216 | [23 empty] | 2 | N | [12 empty] | MR1 | MR | 85389099 | [14 empty] | Stroomuitschakelspoel XF comm. 24-30 VGS/24 VWS voor NW800-NW6300 uitrijdb. | Décl. voltmétr. XF communication 24-30 VCC/24 VCA pour NW800-NW6300 débroch. | [17 empty] | https://eref.se.com/be/nl/sis-tarif/product/48449 | https://eref.se.com/be/fr/sis-tarif/product/48449
Schneider Electric | Schneider Electric | 01022021 |  | Schneider Electric |  | SED | 48450 |  |  | 267.31 |  | 1 |  | 1 | XF COM 048/060 V D/O | XF COM 48/60 VCA/VCC P/APP DEB |  | closing coil with communication XF com | [18 empty] | 1 | 3303430484509 | 0 |  | 1166 | 15 | 5 | 1 | 0.075 | [23 empty] | 2 | N | [12 empty] | MR1 | MR | 85389099 | [14 empty] | Stroomuitschakelspoel XF comm. 48-60 VGS/48 VWS voor NW800-NW6300 uitrijdb. | Décl. voltmétr. XF communication 48-60 VCC/48 VCA pour NW800-NW6300 débroch. | [17 empty] | https://eref.se.com/be/nl/sis-tarif/product/48450 | https://eref.se.com/be/fr/sis-tarif/product/48450
Schneider Electric | Schneider Electric | 01022021 |  | Schneider Electric |  | SED | 48451 |  |  | 267.31 |  | 1 |  | 1 | XF COM 100/130 VACDC D/O | XF COM 100/130 VCA/VCC APP DEB |  | closing coil with communication XF com | [18 empty] | 1 | 3303430484516 | 0 |  | 1170 | 9 | 7 | 4 | 0.252 | [23 empty] | 2 | N | [12 empty] | MR1 | MR | 85389099 | [14 empty] | Stroomuitschakelspoel XF comm. 100-130 VGS/VWS voor NW800-NW6300 uitrijdb. | Décl. voltmétr. XF communication 100-130 VCC/VCA pour NW800-NW6300 débroch. | [17 empty] | https://eref.se.com/be/nl/sis-tarif/product/48451 | https://eref.se.com/be/fr/sis-tarif/product/48451
Schneider Electric | Schneider Electric | 01022021 |  | Schneider Electric |  | SED | 484519 |  |  | 17.58 |  | 1 |  | 38 | FRA. 5G TPM PW M-SM | Fra. 5g TPm pw-Sm |  | Fra. 5g TPm pw M-Sm | [18 empty] | 1 | 4011281893874 | 0 |  | 101 | 37 | 9 | 1 | 0.333 | 24011281893878 | 38 | 4240 | 40 | 30 | 18.5 | [17 empty] | 8 | N | [12 empty] | MT4 | ML | 3926909790 | [33 empty] | https://eref.se.com/be/nl/sis-tarif/product/484519 | https://eref.se.com/be/fr/sis-tarif/product/484519
Schneider Electric | Schneider Electric | 01022021 |  | Schneider Electric |  | SED | 48452 |  |  | 267.31 |  | 1 |  | 1 | XF COM 200/250 VACDC D/O | XF COM 200/250 VCA/VCC APP DEB |  | closing coil with communication XF com | [18 empty] | 1 | 3303430484523 | 0 |  | 1168 | 8 | 6 | 4 | 0.192 | [23 empty] | 2 | N | [12 empty] | MR1 | MR | 85389099 | [14 empty] | Stroomuitschakelspoel XF comm. 200-250 VGS/VWS voor NW800-NW6300 uitrijdb. | Décl. voltmétr. XF communication 200-250 VCC/VCA pour NW800-NW6300 débroch. | [17 empty] | https://eref.se.com/be/nl/sis-tarif/product/48452 | https://eref.se.com/be/fr/sis-tarif/product/48452
Schneider Electric | Schneider Electric | 01022021 |  | Schneider Electric |  | SED | 48453 |  |  | 267.31 |  | 1 |  | 1 | XF COM 277 VAC D/O | XF COM 277 VCA P/APP DEBROCH |  | closing coil with communication XF com | [18 empty] | 1 | 3303430484530 | 0 |  | 1170 | 8 | 6 | 9 | 0.432 | [23 empty] | 2 | N | [12 empty] | MR1 | MR | 85389099 | [14 empty] | Stroomuitschakelspoel XF comm. 277 VWS voor NW800-NW6300 uitrijdbaar | Décl. voltmétr. XF communication 277 VCA pour NW800-NW6300 débrochable | [17 empty] | https://eref.se.com/be/nl/sis-tarif/product/48453 | https://eref.se.com/be/fr/sis-tarif/product/48453
Schneider Electric | Schneider Electric | 01022021 |  | Schneider Electric |  | SED | 48454 |  |  | 267.31 |  | 1 |  | 1 | XF COM 380/480 VAC D/O | XF COM 380/480 VCA P/APP DEBRO |  | closing coil with communication XF com | [18 empty] | 1 | 3303430484547 | 0 |  | 1168 | 6 | 9 | 4 | 0.216 | [23 empty] | 2 | N | [12 empty] | MR1 | MR | 85389099 | [14 empty] | Stroomuitschakelspoel XF comm. 380-480 VWS voor NW800-NW6300 uitrijdb. | Décl. voltmétr. XF communication 380-480 VCA pour NW800-NW6300 débrochable | [17 empty] | https://eref.se.com/be/nl/sis-tarif/product/48454 | https://eref.se.com/be/fr/sis-tarif/product/48454
Schneider Electric | Schneider Electric | 01022021 |  | Schneider Electric |  | SED | 48457 |  |  | 267.31 |  | 1 |  | 1 | MX COM 012 VDC D/O | MX COM 12 VCC P/APP DEBROCH |  | MX COM 012 VDC FOR DRAWOUT BREAKER | [18 empty] | 1 | 3303430484578 | 0 |  | 1168 | 6 | 8 | 5 | 0.24 | [23 empty] | 2 | N | [12 empty] | MR1 | MR | 85389099 | [14 empty] | Stroomuitschakelspoel MX comm. 12 VGS voor NW800-NW6300 uitrijdbaar | Décl. voltmétr. MX communication 12 VCC pour NW800-NW6300 débrochable | [17 empty] | https://eref.se.com/be/nl/sis-tarif/product/48457 | https://eref.se.com/be/fr/sis-tarif/product/48457
Schneider Electric | Schneider Electric | 01022021 |  | Schneider Electric |  | SED | 48458 |  |  | 267.31 |  | 1 |  | 1 | MX COM 024/030 VACDC D/O | MX COM 24/30 VCA/VCC P/APP DEB |  | voltage release MX com 24 to 30 V DC | [18 empty] | 1 | 3303430484585 | 0 |  | 1168 | 4 | 6 | 9 | 0.216 | [23 empty] | 2 | N | [12 empty] | MR1 | MR | 85389099 | [14 empty] | Stroomuitschakelspoel MX comm. 24-30 VGS/24 VWS voor NW800-NW6300 uitrijdb. | Décl. voltmétr. MX communication 24-30 VCC/24 VCA pour NW800-NW6300 débroch. | [17 empty] | https://eref.se.com/be/nl/sis-tarif/product/48458 | https://eref.se.com/be/fr/sis-tarif/product/48458
Schneider Electric | Schneider Electric | 01022021 |  | Schneider Electric |  | SED | 48459 |  |  | 267.31 |  | 1 |  | 1 | MX COM SPOEL 048/060 V D/O | MX COM 48/60 VCA/VCC P/APP DEB |  | voltage release MX com 48 V DC and AC | [18 empty] | 1 | 3303430484592 | 0 |  | 1166 | 15 | 5 | 1 | 0.075 | [23 empty] | 2 | N | [12 empty] | MR1 | MR | 85389099 | [14 empty] | Stroomuitschakelspoel MX comm. 48-60 VGS/48 VWS voor NW800-NW6300 uitrijdb. | Décl. voltmétr. MX communication 48-60 VCC/48 VCA pour NW800-NW6300 débroch. | [17 empty] | https://eref.se.com/be/nl/sis-tarif/product/48459 | https://eref.se.com/be/fr/sis-tarif/product/48459
Schneider Electric | Schneider Electric | 01022021 |  | Schneider Electric |  | SED | 48460 |  |  | 267.31 |  | 1 |  | 1 | MX COM 100/130 VACDC D/O | MX COM 100/130 VCA/VCC APP DEB |  | voltage release MX com 100 to 130 V DC | [18 empty] | 1 | 3303430484608 | 0 |  | 1170 | 7 | 9 | 4 | 0.252 | [23 empty] | 2 | N | [12 empty] | MR1 | MR | 85389099 | [14 empty] | Stroomuitschakelspoel MX comm. 100-130 VGS/VWS voor NW800-NW6300 uitrijdb. | Décl. voltmétr. MX communication 100-130 VCC/VCA pour NW800-NW6300 débroch. | [17 empty] | https://eref.se.com/be/nl/sis-tarif/product/48460 | https://eref.se.com/be/fr/sis-tarif/product/48460
Schneider Electric | Schneider Electric | 01022021 |  | Schneider Electric |  | SED | 48461 |  |  | 267.31 |  | 1 |  | 1 | MX COM 200/250 VACDC D/O | MX COM 200/250 VCA/VCC APP DEB |  | voltage release MX com 200 to 250 V DC | [18 empty] | 1 | 3303430484615 | 0 |  | 1168 | 8 | 6 | 4 | 0.192 | [23 empty] | 2 | N | [12 empty] | MR1 | MR | 85389099 | [14 empty] | Stroomuitschakelspoel MX comm. 200-250 VGS/VWS voor NW800-NW6300 uitrijdb. | Décl. voltmétr. MX communication 200-250 VCC/VCA pour NW800-NW6300 débroch. | [17 empty] | https://eref.se.com/be/nl/sis-tarif/product/48461 | https://eref.se.com/be/fr/sis-tarif/product/48461
Schneider Electric | Schneider Electric | 01022021 |  | Schneider Electric |  | SED | 48462 |  |  | 267.31 |  | 1 |  | 1 | MX COM 277 VAC D/O | MX COM 277 VCA P/APP DEBROCH |  | voltage release MX com 277 V AC 50 and | [18 empty] | 1 | 3303430484622 | 0 |  | 1170 | 8 | 6 | 9 | 0.432 | [23 empty] | 2 | N | [12 empty] | MR1 | MR | 85389099 | [14 empty] | Stroomuitschakelspoel MX comm. 277 VWS voor NW800-NW6300 uitrijdb. | Décl. voltmétr. MX communication 277 VCA pour NW800-NW6300 débrochable | [17 empty] | https://eref.se.com/be/nl/sis-tarif/product/48462 | https://eref.se.com/be/fr/sis-tarif/product/48462
Schneider Electric | Schneider Electric | 01022021 |  | Schneider Electric |  | SED | 48463 |  |  | 271.94 |  | 1 |  | 1 | MX COM 380/480 VAC D/O | MX COM 380/480 VCA P/APP DEBR |  | voltage release MX com 380 to 480 V AC | [18 empty] | 1 | 3303430484639 | 0 |  | 1168 | 6 | 9 | 4 | 0.216 | [23 empty] | 2 | N | [12 empty] | MR1 | MR | 85389099 | [14 empty] | Stroomuitschakelspoel MX comm. 380-480 VWS voor NW800-NW6300 uitrijdbaar | Décl. voltmétr. MX communication 380-480 VCA pour NW800-NW6300 débroch. | [17 empty] | https://eref.se.com/be/nl/sis-tarif/product/48463 | https://eref.se.com/be/fr/sis-tarif/product/48463
Schneider Electric | Schneider Electric | 01022021 |  | Schneider Electric |  | SED | 48468 |  |  | 268.23 |  | 1 |  | 1 | BLOK VAN 4 OF CONTACTEN D/O | BLOC 4 CONTACTS OF P/APP DEB |  | BLOCK OF 4 OF CONTACTS DRAWOUT BREAKER | [18 empty] | 1 | 3303430484684 | 0 |  | 187 | 16 | 13 | 4 | 0.832 | [23 empty] | 2 | N | [12 empty] | MR1 | MR | 85389099 | [14 empty] | Blok van 4 hulpcontacten (OF) voor NW800-NW6300 uitrijdbaar | Contact auxiliaire additionnel (4OF) pour NW800-N6300 débrochable | [17 empty] | https://eref.se.com/be/nl/sis-tarif/product/48468 | https://eref.se.com/be/fr/sis-tarif/product/48468
Schneider Electric | Schneider Electric | 01022021 |  | Schneider Electric |  | SED | 48469 |  |  | 140.8 |  | 1 |  | 1 | PF READY-TO-CLOSE CONT. D/O | 1 CONTACT PF P/APP DEBROCH |  | 1 READY-TO-CLOSE CONTACT FOR DRAWOUT BRE | [18 empty] | 1 | 3303430484691 | 0 |  | 42 | 15 | 5 | 1 | 0.075 | [23 empty] | 2 | N | [12 empty] | MR1 | MR | 85389099 | [14 empty] | 1 contact ready to close (PF) voor NW800-NW6300 uitrijdbaar | 1 contact auxiliaire prêt à fermer ( PF) pour NW800-NW6300 débrochable | [17 empty] | https://eref.se.com/be/nl/sis-tarif/product/48469 | https://eref.se.com/be/fr/sis-tarif/product/48469
Schneider Electric | Schneider Electric | 01022021 |  | Schneider Electric |  | SED | 48470 |  |  | 140.8 |  | 1 |  | 1 | PF GOUD RDY-TO-CLOSE CONT. D/O | 1 CONTACT PF BAS N P/APP DEBR |  | 1 LOW-LEVEL READY-TO-CLOSE CONTACT FOR D | [18 empty] | 1 | 3303430484707 | 0 |  | 36 | 5 | 11 | 2 | 0.11 | [23 empty] | 2 | N | [12 empty] | MR1 | MR | 85389099 | [14 empty] | 1 contact ready to close (PF) laag niveau voor NW800-NW6300 uitrijdbaar | 1 contact auxiliaire prêt à fermer ( PF) niveau bas pour NW800-NW6300 débrochabl | [17 empty] | https://eref.se.com/be/nl/sis-tarif/product/48470 | https://eref.se.com/be/fr/sis-tarif/product/48470
Schneider Electric | Schneider Electric | 01022021 |  | Schneider Electric |  | SED | 48472 |  |  | 314.49 |  | 1 |  | 1 | RES AFST.RESET 100/130 VAC D/O | REARM A DIST 100/130 VCA A DEB |  | REMOTE RESET 100/130 VAC FOR DRAWOUT BRE | [18 empty] | 1 | 3303430484721 | 0 |  | 131 | 6 | 12 | 5 | 0.36 | [23 empty] | 2 | N | [12 empty] | MR1 | MR | 85389099 | [14 empty] | Afstandherwapening na foutuitschakeling 100/130 VWS voor NW800-NW6300L uitrijdb. | Réarmement à distance après défaut 100/130 VCA pour NW800-NW6300 débrochable | [17 empty] | https://eref.se.com/be/nl/sis-tarif/product/48472 | https://eref.se.com/be/fr/sis-tarif/product/48472
Schneider Electric | Schneider Electric | 01022021 |  | Schneider Electric |  | SED | 48473 |  |  | 314.49 |  | 1 |  | 1 | RES AFST.RESET 200/250 VAC D/O | REARM/DIST 200/250 VCA APP DEB |  | REMOTE RESET 200/250 VAC FOR DRAWOUT BRE | [18 empty] | 1 | 3303430484738 | 0 |  | 131 | 6 | 12 | 5 | 0.36 | [23 empty] | 2 | N | [12 empty] | MR1 | MR | 85389099 | [14 empty] | Afstandherwapening na foutuitschakeling 220/240 VWS voor NW800-NW1600 uitrijdb. | Réarmement à distance après défaut 220/240 VCA pour NW800-NW6300 débrochable | [17 empty] | https://eref.se.com/be/nl/sis-tarif/product/48473 | https://eref.se.com/be/fr/sis-tarif/product/48473
Schneider Electric | Schneider Electric | 01022021 |  | Schneider Electric |  | SED | 48475 |  |  | 85.89 |  | 1 |  | 1 | SDE2 STD. CONTACT D/O | 1 CONT STANDARD SDE APP DEBR |  | 1 STANDARD SDE CONTACT FOR DRAWOUT BREAK | [18 empty] | 1 | 3303430484752 | 0 |  | 70 | 7 | 4 | 4 | 0.112 | [23 empty] | 2 | N | [12 empty] | MR1 | MR | 85389099 | [14 empty] | 1 bijkomend contact (SDE) voor NW800-NW6300 uitrijdbaar | 1 contact additionnel (SDE) pour NW800-NW6300 débrochable | [17 empty] | https://eref.se.com/be/nl/sis-tarif/product/48475 | https://eref.se.com/be/fr/sis-tarif/product/48475
Schneider Electric | Schneider Electric | 01022021 |  | Schneider Electric |  | SED | 48476 |  |  | 147.18 |  | 1 |  | 1 | SDE2 GOUD CONTACT D/O | 1 CONTACT SDE BAS APP DEBR |  | 1 LOW-LEVEL SDE CONTACT FOR DRAWOUT BREA | [18 empty] | 1 | 3303430484769 | 0 |  | 68 | 11 | 11 | 5 | 0.605 | [23 empty] | 2 | N | [12 empty] | MR1 | MR | 85389099 | [14 empty] | 1 bijkomend contact (SDE) laag niveau voor NW800-NW6300 uitrijdbaar | 1 contact additionnel (SDE) niveau bas pour NW800-NW6300 débrochable | [17 empty] | https://eref.se.com/be/nl/sis-tarif/product/48476 | https://eref.se.com/be/fr/sis-tarif/product/48476
Schneider Electric | Schneider Electric | 01022021 |  | Schneider Electric |  | SED | 48477 |  |  | 85.89 |  | 1 |  | 10 | EF CONTACT D/O SCHAK. | 1 CONTACT EF P/APP DEBRO F/EMB |  | 1 EF CONTACT FOR DRAWOUT BREAKER(CLOSED/ | [18 empty] | 1 | 3303430484776 | 0 |  | 34 | 15 | 5 | 1 | 0.075 | 13303430484773 | 10 | 360 | 23 | 6 | 22 |  | 43303430484774 | 100 | 3900 | 40 | 30 | 30 | [10 empty] | 7 | N | [12 empty] | MR1 | MR | 8536508090 | [14 empty] | 1 contact sluiten/uitgereden voor NW800-NW6300 uitrijdbaar | 1 contact fermeture/embroche pour NW800-NW6300 débrochable | [17 empty] | https://eref.se.com/be/nl/sis-tarif/product/48477 | https://eref.se.com/be/fr/sis-tarif/product/48477
Schneider Electric | Schneider Electric | 01022021 |  | Schneider Electric |  | SED | 48480 |  |  | 267.31 |  | 1 |  | 1 | XF 012 VDC D/O | XF 12 VCC P/APP DEBR |  | XF 012 VDC FOR DRAWOUT BREAKER | [18 empty] | 1 | 3303430484806 | 0 |  | 1166 | 8 | 6 | 4 | 0.192 | [23 empty] | 2 | N | [12 empty] | MR1 | MR | 85389099 | [14 empty] | Stroomuitschakelspoel XF12 VGS voor NW800-NW6300 uitrijdbaar | Déclencheur voltmétrique XF 12 VCC pour NW800-NW6300 débrochable | [17 empty] | https://eref.se.com/be/nl/sis-tarif/product/48480 | https://eref.se.com/be/fr/sis-tarif/product/48480
Schneider Electric | Schneider Electric | 01022021 |  | Schneider Electric |  | SED | 48481 |  |  | 267.31 |  | 1 |  | 1 | XF 024/030 VACDC D/O | XF 24/30 VCA/VCC P/APP DEBRO |  | closing coil XF 24 V DC and AC 50 and | [18 empty] | 1 | 3303430484813 | 0 |  | 1166 | 8 | 6 | 3 | 0.144 | [23 empty] | 2 | N | [12 empty] | MR1 | MR | 85389099 | [14 empty] | Stroomuitschakelspoel XF 24-30 VGS/24 VWS voor NW800-NW6300 uitrijdbaar | Déclencheur voltmétrique XF 24-30 VCC/24 VCA pour NW800-NW6300 débroch. | [17 empty] | https://eref.se.com/be/nl/sis-tarif/product/48481 | https://eref.se.com/be/fr/sis-tarif/product/48481
Schneider Electric | Schneider Electric | 01022021 |  | Schneider Electric |  | SED | 48482 |  |  | 267.31 |  | 1 |  | 1 | XF 048/060 VACDC D/O | XF 48/60 VCA/VCC P/APP DEBRO |  | closing coil XF 48 V DC and AC 50 and | [18 empty] | 1 | 3303430484820 | 0 |  | 1164 | 8 | 6 | 4 | 0.192 | [23 empty] | 2 | N | [12 empty] | MR1 | MR | 85389099 | [14 empty] | Stroomuitschakelspoel XF 48-60 VGS/48 VWS voor NW800-NW6300 uitrijdbaar | Déclencheur voltmétrique XF 48-60 VCC/48 VCA pour NW800-NW6300 débroch. | [17 empty] | https://eref.se.com/be/nl/sis-tarif/product/48482 | https://eref.se.com/be/fr/sis-tarif/product/48482
Schneider Electric | Schneider Electric | 01022021 |  | Schneider Electric |  | SED | 48484 |  |  | 267.31 |  | 1 |  | 1 | XF 200/250 VACDC D/O | XF 200/250 VCA/VCC P/APP DEBR |  | closing coil XF 200 to 250 V DC and AC | [18 empty] | 1 | 3303430484844 | 0 |  | 179 | 11 | 8 | 5 | 0.44 | [23 empty] | 2 | N | [12 empty] | MR1 | MR | 85389099 | [14 empty] | Stroomuitschakelspoel XF 200-250 VGS/VWS voor NW800-NW6300 uitrijdbaar | Déclencheur voltmétrique XF 200-250 VCC/VCA pour NW800-NW6300 débroch. | [17 empty] | https://eref.se.com/be/nl/sis-tarif/product/48484 | https://eref.se.com/be/fr/sis-tarif/product/48484
Schneider Electric | Schneider Electric | 01022021 |  | Schneider Electric |  | SED | 48485 |  |  | 267.31 |  | 1 |  | 1 | XF 277 VAC D/O | XF 277 VCA P/APP DEBR |  | closing coil XF 277 V AC 50 and 60Hz | [18 empty] | 1 | 3303430484851 | 0 |  | 1170 | 6 | 9 | 3 | 0.162 | [23 empty] | 2 | N | [12 empty] | MR1 | MR | 85389099 | [14 empty] | Stroomuitschakelspoel XF 277 VWS voor NW800-NW6300 uitrijdbaar | Déclencheur voltmétrique XF 277 VCA pour NW800-NW6300 débrochable | [17 empty] | https://eref.se.com/be/nl/sis-tarif/product/48485 | https://eref.se.com/be/fr/sis-tarif/product/48485
Schneider Electric | Schneider Electric | 01022021 |  | Schneider Electric |  | SED | 48486 |  |  | 267.31 |  | 1 |  | 1 | XF 380/480 VAC D/O | XF 380/480 VCA P/APP DEBR |  | closing coil XF 380 to 480 V AC 50 and | [18 empty] | 1 | 3303430484868 | 0 |  | 1164 | 8 | 6 | 4 | 0.192 | [23 empty] | 2 | N | [12 empty] | MR1 | MR | 85389099 | [14 empty] | Stroomuitschakelspoel XF 380-480 VWS voor NW800-NW6300 uitrijdbaar | Déclencheur voltmétrique XF 380-480 VCA pour NW800-NW6300 débrochable | [17 empty] | https://eref.se.com/be/nl/sis-tarif/product/48486 | https://eref.se.com/be/fr/sis-tarif/product/48486
Schneider Electric | Schneider Electric | 01022021 |  | Schneider Electric |  | SED | 48490 |  |  | 267.31 |  | 1 |  | 1 | MX 012 VDC D/O | MX 12 VCC P/APP DEBR |  | MX 012 VDC FOR DRAWOUT BREAKER | [18 empty] | 1 | 3303430484905 | 0 |  | 1166 | 8 | 6 | 4 | 0.192 | [23 empty] | 2 | N | [12 empty] | MR1 | MR | 85389099 | [14 empty] | Stroomuitschakelspoel MX 12 VGS voor NW800-NW6300 uitrijdbaar | Déclencheur voltmétrique MX 12 VCC pour NW800-NW6300 débrochable | [17 empty] | https://eref.se.com/be/nl/sis-tarif/product/48490 | https://eref.se.com/be/fr/sis-tarif/product/48490
Schneider Electric | Schneider Electric | 01022021 |  | Schneider Electric |  | SED | 48491 |  |  | 267.31 |  | 1 |  | 1 | MX 024/030 VACDC D/O | MX 24/30 VCA/VCC P/APP DEBR |  | voltage release MX 24 to 30 V DC and AC | [18 empty] | 1 | 3303430484912 | 0 |  | 1166 | 8 | 6 | 3 | 0.144 | [23 empty] | 2 | N | [12 empty] | MR1 | MR | 85389099 | [14 empty] | Stroomuitschakelspoel MX 24-30 VGS/24 VWS voor NW800-NW6300 uitrijdbaar | Déclencheur voltmétrique MX 24-30 VCC/24 VCA pour NW800-NW6300 débrochable | [17 empty] | https://eref.se.com/be/nl/sis-tarif/product/48491 | https://eref.se.com/be/fr/sis-tarif/product/48491
Schneider Electric | Schneider Electric | 01022021 |  | Schneider Electric |  | SED | 48492 |  |  | 267.31 |  | 1 |  | 1 | MX 048/060 VACDC D/O | MX 48/60 VCA/VCC P/APP DEBR |  | voltage release MX 48 V DC and AC 50 | [18 empty] | 1 | 3303430484929 | 0 |  | 1164 | 8 | 6 | 4 | 0.192 | [23 empty] | 2 | N | [12 empty] | MR1 | MR | 85389099 | [14 empty] | Stroomuitschakelspoel MX 48-60 VGS/48 VWS voor NW800-NW6300 uitrijdbaar | Déclencheur voltmétrique MX 48-60 VCC/48 VCA pour NT800-NT1600H/L débrochable | [17 empty] | https://eref.se.com/be/nl/sis-tarif/product/48492 | https://eref.se.com/be/fr/sis-tarif/product/48492
Schneider Electric | Schneider Electric | 01022021 |  | Schneider Electric |  | SED | 48493 |  |  | 267.31 |  | 1 |  | 1 | MX 100/130 VACDC D/O | MX 100/130 VCA/VCC P/APP DEB |  | voltage release MX 100 to 130 V DC and | [18 empty] | 1 | 3303430484936 | 0 |  | 1168 | 8 | 6 | 4 | 0.192 | [23 empty] | 2 | N | [12 empty] | MR1 | MR | 85389099 | [14 empty] | Stroomuitschakelspoel MX 100-130 VGS/VWS voor NW800-NW6300 uitrijdbaar | Déclencheur voltmétrique MX 100-130 VCC/VCA pour NT800-NT1600H/L débrochable | [17 empty] | https://eref.se.com/be/nl/sis-tarif/product/48493 | https://eref.se.com/be/fr/sis-tarif/product/48493
Schneider Electric | Schneider Electric | 01022021 |  | Schneider Electric |  | SED | 48494 |  |  | 267.31 |  | 1 |  | 1 | MX 200/250 VACDC D/O | MX 200/250 VCA/VCC P/APP DEB |  | MX 200/250 VAC/VDC FOR DRAWOUT BREAKER | [18 empty] | 1 | 3303430484943 | 0 |  | 180.67 | 9 | 7 | 4 | 0.252 | [23 empty] | 2 | N | [12 empty] | MR1 | MR | 85389099 | [14 empty] | Stroomuitschakelspoel MX 200-250 VGS/VWS voor NW800-NW6300 uitrijdbaar | Déclencheur voltmétrique MX 200-250 VCC/VCA pour NT800-1600H/L débrochable | [17 empty] | https://eref.se.com/be/nl/sis-tarif/product/48494 | https://eref.se.com/be/fr/sis-tarif/product/48494
Schneider Electric | Schneider Electric | 01022021 |  | Schneider Electric |  | SED | 48495 |  |  | 267.31 |  | 1 |  | 1 | MX 277 VAC D/O | MX 277 VCA P/ APP DEBR |  | voltage release MX 277 V AC 50 and 60Hz | [18 empty] | 1 | 3303430484950 | 0 |  | 1170 | 6 | 9 | 3 | 0.162 | [23 empty] | 2 | N | [12 empty] | MR1 | MR | 85389099 | [14 empty] | Stroomuitschakelspoel MX 277 VWS voor NW800-NW6300 uitrijdbaar | Déclencheur voltmétrique MX 277 VCA pour NT800-NT1600H/L débrochable | [17 empty] | https://eref.se.com/be/nl/sis-tarif/product/48495 | https://eref.se.com/be/fr/sis-tarif/product/48495
Schneider Electric | Schneider Electric | 01022021 |  | Schneider Electric |  | SED | 48496 |  |  | 267.31 |  | 1 |  | 1 | MX 380/480 VAC D/O | MX 380/480 VCA P/APP DEBR |  | voltage release MX 380 to 480 V AC 50 | [18 empty] | 1 | 3303430484967 | 0 |  | 1164 | 8 | 6 | 4 | 0.192 | [23 empty] | 2 | N | [12 empty] | MR1 | MR | 85389099 | [14 empty] | Stroomuitschakelspoel MX 380-480 VWS voor NW800-NW6300 uitrijdbaar | Déclencheur voltmétrique MX 380-480 VCA pour NT800-NT1600H/L débrochable | [17 empty] | https://eref.se.com/be/nl/sis-tarif/product/48496 | https://eref.se.com/be/fr/sis-tarif/product/48496
Schneider Electric | Schneider Electric | 01022021 |  | Schneider Electric |  | SED | 48501 |  |  | 267.31 |  | 1 |  | 1 | MN 024/030 VACDC D/O | MN 24/30 VCA/VCC P/APP DEBR |  | instantaneous undervoltage release MN | [18 empty] | 1 | 3303430485018 | 0 |  | 178 | 8 | 6 | 4 | 0.192 | [23 empty] | 2 | N | [12 empty] | MR1 | MR | 85389099 | [14 empty] | Spanningsuitschakelspoel MN 24-30 VGS/VWS voor NW800-NW6300 uitrijdbaar | Déclencheur voltmétrique MN 24-30 VCC/24 VCA pour NW800-NW6300 débrochable | [17 empty] | https://eref.se.com/be/nl/sis-tarif/product/48501 | https://eref.se.com/be/fr/sis-tarif/product/48501
Schneider Electric | Schneider Electric | 01022021 |  | Schneider Electric |  | SED | 48502 |  |  | 267.31 |  | 1 |  | 1 | MN 048/060 VACDC D/O | MN 48/60 VCA/VCC P/APP DEBR |  | MN 048/060 VAC/VDC FOR DRAWOUT BREAKER | [18 empty] | 1 | 3303430485025 | 0 |  | 166 | 9 | 6 | 4 | 0.216 | [23 empty] | 2 | N | [12 empty] | MR1 | MR | 85389099 | [14 empty] | Spanningsuitschakelspoel MN 48-60 VGS/VWS voor NW800-NW6300 uitrijdbaar | Déclencheur voltmétrique MN 48-60 VCC/48 VCA pour débrochable | [17 empty] | https://eref.se.com/be/nl/sis-tarif/product/48502 | https://eref.se.com/be/fr/sis-tarif/product/48502
Schneider Electric | Schneider Electric | 01022021 |  | Schneider Electric |  | SED | 48503 |  |  | 267.31 |  | 1 |  | 1 | MN 100/130 VACDC D/O | MN 100/130 VCA/VCC P/APP DEB |  | instantaneous undervoltage release MN | [18 empty] | 1 | 3303430485032 | 0 |  | 170 | 6 | 8 | 3 | 0.144 | [23 empty] | 2 | N | [12 empty] | MR1 | MR | 85389099 | [14 empty] | Spanningsuitschakelspoel MN 100-130 VGS/VWS voor NW800-NW6300 uitrijdbaar | Déclencheur voltmétrique MN 100-130 VCC/VCA pour NW800-NW6300 débrochable | [17 empty] | https://eref.se.com/be/nl/sis-tarif/product/48503 | https://eref.se.com/be/fr/sis-tarif/product/48503
Schneider Electric | Schneider Electric | 01022021 |  | Schneider Electric |  | SED | 48504 |  |  | 267.31 |  | 1 |  | 1 | MN 200/250 VACDC D/O | MN 200/250 VCA/VCC P/APP DEBR |  | instantaneous undervoltage release MN | [18 empty] | 1 | 3303430485049 | 0 |  | 168 | 8 | 6 | 4 | 0.192 | [23 empty] | 2 | N | [12 empty] | MR1 | MR | 8536303099 | [14 empty] | Spanningsuitschakelspoel MN 220-250 VGS/VWS voor NW800-NW6300 uitrijdbaar | Déclencheur voltmétrique MN 200-250 VCC/VCA pour NW800-NW6300 débrochable | [17 empty] | https://eref.se.com/be/nl/sis-tarif/product/48504 | https://eref.se.com/be/fr/sis-tarif/product/48504
Schneider Electric | Schneider Electric | 01022021 |  | Schneider Electric |  | SED | 48506 |  |  | 267.31 |  | 1 |  | 1 | MN 380/480 VAC D/O | MN 380/480 VCA P/APP DEBR |  | instantaneous undervoltage release MN | [18 empty] | 1 | 3303430485063 | 0 |  | 168 | 8 | 6 | 4 | 0.192 | [23 empty] | 2 | N | [12 empty] | MR1 | MR | 85389099 | [14 empty] | Spanningsuitschakelspoel MN 380-480 VGS/VWS voor NW800-NW6300 uitrijdbaar | Déclencheur voltmétrique MN 380-480 VCA pour NW800-NW6300 débrochable | [17 empty] | https://eref.se.com/be/nl/sis-tarif/product/48506 | https://eref.se.com/be/fr/sis-tarif/product/48506
Schneider Electric | Schneider Electric | 01022021 |  | Schneider Electric |  | SED | 48510 |  |  | 267.31 |  | 1 |  | 1 | MX2 012 VDC D/O | 2EME MX 12 VCC P/APP DEBR |  | 2ND MX 012 VDC FOR DRAWOUT BREAKER | [18 empty] | 1 | 3303430485100 | 0 |  | 1166 | 8 | 6 | 4 | 0.192 | [23 empty] | 2 | N | [12 empty] | MR1 | MR | 85389099 | [14 empty] | 2°stroomuitschakelspoel MX 12 VGS voor NW800-NW6300 uitrijdbaar | 2° déclencheur voltmétrique MX 12 VCC pour NW800-NW6300 débrochable | [17 empty] | https://eref.se.com/be/nl/sis-tarif/product/48510 | https://eref.se.com/be/fr/sis-tarif/product/48510
Schneider Electric | Schneider Electric | 01022021 |  | Schneider Electric |  | SED | 48511 |  |  | 267.31 |  | 1 |  | 1 | MX2 024/030 VACDC D/O | 2EME MX 24/30 VCA/VCC APP DEBR |  | shunt trip MX 24 V DC and AC 50 and 60Hz | [18 empty] | 1 | 3303430485117 | 0 |  | 1166 | 8 | 6 | 3 | 0.144 | [23 empty] | 2 | N | [12 empty] | MR1 | MR | 85389099 | [14 empty] | 2°stroomuitschakelspoel MX 24-30VGS/24 VWS voor NTW00-NW6300 uitrijdbaar | 2° déclencheur voltmétrique MX 24-30 VCC/24 VCA pour NW800-NW6300 débrochable | [17 empty] | https://eref.se.com/be/nl/sis-tarif/product/48511 | https://eref.se.com/be/fr/sis-tarif/product/48511
Schneider Electric | Schneider Electric | 01022021 |  | Schneider Electric |  | SED | 48512 |  |  | 267.31 |  | 1 |  | 1 | MX2 048/060 VACDC D/O | 2EME MX 48/60 VCA/VCC APP DEBR |  | shunt trip MX 48 V DC and AC 50 and 60Hz | [18 empty] | 1 | 3303430485124 | 0 |  | 1164 | 8 | 6 | 4 | 0.192 | [23 empty] | 2 | N | [12 empty] | MR1 | MR | 85389099 | [14 empty] | 2°stroomuitschakelspoel MX 48-60 VGS/48 VWS voor NW800-NW6300 uitrijdbaar | 2° déclencheurvoltmétrique MX 48-60 VCC/48 VCA pour NW800-NW6300 débrochable | [17 empty] | https://eref.se.com/be/nl/sis-tarif/product/48512 | https://eref.se.com/be/fr/sis-tarif/product/48512
Schneider Electric | Schneider Electric | 01022021 |  | Schneider Electric |  | SED | 48513 |  |  | 267.31 |  | 1 |  | 1 | MX2 100/130 VACDC D/O | 2EME MX 100/130 VCA/VCC AP DEB |  | shunt trip MX 100 to 130 V DC and AC 50 | [18 empty] | 1 | 3303430485131 | 0 |  | 1168 | 8 | 6 | 4 | 0.192 | [23 empty] | 2 | N | [12 empty] | MR1 | MR | 85389099 | [14 empty] | 2°stroomuitschakelspoel MX 100-130 VGS/VWS voor NW800-NW6300 uitrijdbaar | 2° déclencheur voltmétrique MX 100-130 VCC/VCA pour NW800-NW6300 débrochable | [17 empty] | https://eref.se.com/be/nl/sis-tarif/product/48513 | https://eref.se.com/be/fr/sis-tarif/product/48513
Schneider Electric | Schneider Electric | 01022021 |  | Schneider Electric |  | SED | 48514 |  |  | 267.31 |  | 1 |  | 1 | MX2 200/250 VACDC D/O | 2EME MX 200/250 VCA/VCC AP DEB |  | shunt trip MX 200 to 250 V DC and AC 50 | [18 empty] | 1 | 3303430485148 | 0 |  | 1168 | 9 | 7 | 4 | 0.252 | [23 empty] | 2 | N | [12 empty] | MR1 | MR | 85389099 | [14 empty] | 2°stroomuitschakelspoel MX 200-250 VGS/WS voor NW800-NW6300 uitrijdbaar | 2° déclencheur voltmétrique MX 200-250 VCC/VCA pour NW800-NW6300 débrochable | [17 empty] | https://eref.se.com/be/nl/sis-tarif/product/48514 | https://eref.se.com/be/fr/sis-tarif/product/48514
Schneider Electric | Schneider Electric | 01022021 |  | Schneider Electric |  | SED | 48515 |  |  | 267.31 |  | 1 |  | 1 | MX2 277 VAC D/O | 2EME MX 277 VCA P/APP DEBR |  | 2ND MX 277 VAC DRAWOUT BREAKER | [18 empty] | 1 | 3303430485155 | 0 |  | 1170 | 6 | 9 | 3 | 0.162 | [23 empty] | 2 | N | [12 empty] | MR1 | MR | 85389099 | [14 empty] | 2°stroomuitschakelspoel MX 277 VWS voor NW800-NW6300 uitrijdbaar | 2° déclencheur voltmétrique MX 277 VCA pour NW800-NW6300 débrochable | [17 empty] | https://eref.se.com/be/nl/sis-tarif/product/48515 | https://eref.se.com/be/fr/sis-tarif/product/48515
Schneider Electric | Schneider Electric | 01022021 |  | Schneider Electric |  | SED | 48516 |  |  | 267.31 |  | 1 |  | 1 | MX2 380/480 VAC D/O | 2EME MX 380/480 VCA P/APP DEBR |  | shunt trip MX 380 to 480 V AC 50 and | [18 empty] | 1 | 3303430485162 | 0 |  | 1164 | 8 | 6 | 4 | 0.192 | [23 empty] | 2 | N | [12 empty] | MR1 | MR | 85389099 | [14 empty] | 2°stroomuitschakelspoel MX 380-480 VWS voor NW800-NW6300 uitrijdbaar | 2° déclencheur voltmétrique MX 380-480 VCA pour NW800-NW6300 débrochable | [17 empty] | https://eref.se.com/be/nl/sis-tarif/product/48516 | https://eref.se.com/be/fr/sis-tarif/product/48516
Schneider Electric | Schneider Electric | 01022021 |  | Schneider Electric |  | SED | 48521 |  |  | 1510.93 |  | 1 |  | 1 | MCH 024/030 VDC D/O | MOTORED 24/30 VCC P/APP DEBR |  | motormechanism MCH 24 to 30 V DC | [18 empty] | 1 | 3303430485216 | 0 |  | 1732 | 14 | 14 | 23 | 4.508 | [23 empty] | 2 | N | [12 empty] | MR1 | MR | 85389099 | [14 empty] | Elektrische bediening 24-30 VGS voor NW800-NW6300 uitrijdbaar | Commande électrique 24-30 VCC pour NW800-NW6300 débrochable | [17 empty] | https://eref.se.com/be/nl/sis-tarif/product/48521 | https://eref.se.com/be/fr/sis-tarif/product/48521
Schneider Electric | Schneider Electric | 01022021 |  | Schneider Electric |  | SED | 48522 |  |  | 1474.96 |  | 1 |  | 1 | MCH 048/060 VACDC D/O | MOTORED 48/60 VCC/VCA APP DEBR |  | motormechanism MCH 048/060 VDC/VAC | [18 empty] | 1 | 3303430485223 | 0 |  | 1734 | 23 | 13 | 13 | 3.887 | [23 empty] | 2 | N | [12 empty] | MR1 | MR | 85389099 | [14 empty] | Elektrische bediening 48-60 VGS/48 VWS voor NW800-NW6300 uitrijdbaar | Commande électrique 48-60VCC/48VCA pour NW800-NW6300 débrochable | [17 empty] | https://eref.se.com/be/nl/sis-tarif/product/48522 | https://eref.se.com/be/fr/sis-tarif/product/48522
Schneider Electric | Schneider Electric | 01022021 |  | Schneider Electric |  | SED | 48523 |  |  | 1510.93 |  | 1 |  | 1 | MCH 100/130 VDC D/O | MOTORED 100/130 VCC P/APP DEBR |  | motormechanism MCH 100 to 130 V DC | [18 empty] | 1 | 3303430485230 | 0 |  | 1746 | 23 | 13 | 13 | 3.887 | [23 empty] | 2 | N | [12 empty] | MR1 | MR | 85389099 | [14 empty] | Elektrische bediening 100-130 VGS voor NW800-NW6300 uitrijdbaar | Commande électrique 100-130 VCC pour NW800-NW6300 débrochable | [17 empty] | https://eref.se.com/be/nl/sis-tarif/product/48523 | https://eref.se.com/be/fr/sis-tarif/product/48523
Schneider Electric | Schneider Electric | 01022021 |  | Schneider Electric |  | SED | 48524 |  |  | 1510.93 |  | 1 |  | 1 | MCH 200/250 VDC D/O | MOTORED 200/250 VCC P/APP DEB |  | motormechanism MCH 200 to 250 V DC | [18 empty] | 1 | 3303430485247 | 0 |  | 1738 | 23 | 13 | 13 | 3.887 | [23 empty] | 2 | N | [12 empty] | MR1 | MR | 85389099 | [14 empty] | Elektrische bediening 200-250 VGS voor NW800-NW6300 uitrijdbaar | Commande électrique 200-250 VCC pour NW800-NW6300 débrochable | [17 empty] | https://eref.se.com/be/nl/sis-tarif/product/48524 | https://eref.se.com/be/fr/sis-tarif/product/48524
Schneider Electric | Schneider Electric | 01022021 |  | Schneider Electric |  | SED | 48526 |  |  | 1510.93 |  | 1 |  | 1 | MCH 100/130 VAC D/O | MOTORED 100/130 VCA P/APP DEBR |  | motormechanism MCH 100 to 130 V AC | [18 empty] | 1 | 3303430485261 | 0 |  | 1720 | 23 | 13 | 13 | 3.887 | [23 empty] | 2 | N | [12 empty] | MR1 | MR | 85389099 | [14 empty] | Elektrische bediening 100-130 VWS voor NW800-NW6300 UITRUJDBAAR | Commande électrique 100-130 VCA pour NW800-NW6300 débrochable | [17 empty] | https://eref.se.com/be/nl/sis-tarif/product/48526 | https://eref.se.com/be/fr/sis-tarif/product/48526
Schneider Electric | Schneider Electric | 01022021 |  | Schneider Electric |  | SED | 48527 |  |  | 1510.93 |  | 1 |  | 1 | MCH 200/240 VAC D/O | MOTORED 200/240 VCA P/APP DEBR |  | motormechanism MCH 200 to 240 V AC | [18 empty] | 1 | 3303430485278 | 0 |  | 1874 | 23 | 13 | 13 | 3.887 | [23 empty] | 2 | N | [12 empty] | MR1 | MR | 85389099 | [14 empty] | Elektrische bediening 200-240 VWS voor NW800-NW6300uitrijdbaar | Commande électrique 200-240 VCA pour NW800-NW6300 débrochable | [17 empty] | https://eref.se.com/be/nl/sis-tarif/product/48527 | https://eref.se.com/be/fr/sis-tarif/product/48527
Schneider Electric | Schneider Electric | 01022021 |  | Schneider Electric |  | SED | 48528 |  |  | 1510.93 |  | 1 |  | 1 | MCH 250/277 VAC D/O | MOTORED 250/277 VCA P/APP DEBR |  | motormechanism MCH 250 to 277 V AC | [18 empty] | 1 | 3303430485285 | 0 |  | 1894 | 23 | 13 | 13 | 3.887 | [23 empty] | 2 | N | [12 empty] | MR1 | MR | 85389099 | [14 empty] | Elektrische bediening 250-277 VWS voor NW800-NW6300uitrijdbaar | Commande électrique 250-277VCA pour NW800-NW6300 débrochable | [17 empty] | https://eref.se.com/be/nl/sis-tarif/product/48528 | https://eref.se.com/be/fr/sis-tarif/product/48528
Schneider Electric | Schneider Electric | 01022021 |  | Schneider Electric |  | SED | 48529 |  |  | 1510.93 |  | 1 |  | 1 | MCH 380/415 VAC D/O | MOTORED 380/415 VCA P/APP DEB |  | motormechanism MCH 380 to 415 V AC | [18 empty] | 1 | 3303430485292 | 0 |  | 1728 | 23 | 13 | 13 | 3.887 | [23 empty] | 2 | N | [12 empty] | MR1 | MR | 85389099 | [14 empty] | Elektrische bediening 380-415 VWS voor NW800-NW6300 uitrijdbaar | Commande électrique 380-415 VCA pour NW800-NW6300 débrochable | [17 empty] | https://eref.se.com/be/nl/sis-tarif/product/48529 | https://eref.se.com/be/fr/sis-tarif/product/48529
Schneider Electric | Schneider Electric | 01022021 |  | Schneider Electric |  | SED | 48530 |  |  | 1510.93 |  | 1 |  | 1 | MCH 400/480 VAC D/O | MOTORED 400/480 VCA P/APP DEB |  | motormechanism MCH 440 to 480 V AC | [18 empty] | 1 | 3303430485308 | 0 |  | 1750 | 14 | 14 | 23 | 4.508 | [23 empty] | 2 | N | [12 empty] | MR1 | MR | 85389099 | [14 empty] | Elektrische bediening 440-480 VWS voor NW800-NW6300 uitrijdbaar | Commande électrique 440-480 VCA pour NW800-NW6300 débrochable | [17 empty] | https://eref.se.com/be/nl/sis-tarif/product/48530 | https://eref.se.com/be/fr/sis-tarif/product/48530
Schneider Electric | Schneider Electric | 01022021 |  | Schneider Electric |  | SED | 48536 |  |  | 90.55 |  | 1 |  | 25 | VBP DRUKKNOPVERGRENDELING NW | CONDAMNATION DES BOUTONS POUSSOIRS PAR C |  | PUSHBUTTON PADLOCKING DEVICE | [18 empty] | 1 | 3303430485360 | 0 |  | 33 | 10 | 6 | 1 | 0.06 | 13303430485367 | 25 | 900 | 27 | 17.7 | 6 |  | 43303430485368 | 400 | 14880 | 60 | 40 | 30 | [10 empty] | 2 | Y | [12 empty] | MR1 | MR | 3926909790 | [14 empty] | Vergrendeling drukknoppen d.m.v. hangsloten voor NW800-NW6300H/L | Verrouillage bouton poussoir par cadenas pour NW800-NW6300 | [17 empty] | https://eref.se.com/be/nl/sis-tarif/product/48536 | https://eref.se.com/be/fr/sis-tarif/product/48536
Schneider Electric | Schneider Electric | 01022021 |  | Schneider Electric |  | SED | 48539 |  |  | 47.7 |  | 1 |  | 1 | OFF POSITIE HANGSLOTVERGR. | VERR POS OUV PAR CADENAS |  | OFF POSITION PADLOCKING | [18 empty] | 1 | 3303430485391 | 0 |  | 144 | 15 | 12 | 5 | 0.9 | [7 empty] | 43303430485399 | 24 | 3860 | 40 | 30 | 30 | [10 empty] | 2 | Y | [12 empty] | MR1 | MR | 8301409000 | [14 empty] | Vergrendeling positie of d.m.v. hangsloten voor NW800-NW6300H/L | Verrouillage position off par cadenas pour NW800-NW6300 | [17 empty] | https://eref.se.com/be/nl/sis-tarif/product/48539 | https://eref.se.com/be/fr/sis-tarif/product/48539
Schneider Electric | Schneider Electric | 01022021 |  | Schneider Electric |  | SED | 48541 |  |  | 90.05 |  | 1 |  | 1 | PROFA./RONIS OFF POS.SLOT KIT | KIT VERROUILLAGE POSITION OUVERT PROFALU |  | PROFALUX/RONIS OFF POSITION LOCKING KIT | [18 empty] | 1 | 3303430485414 | 0 |  | 131 | 12 | 9 | 7 | 0.756 | [23 empty] | 2 | Y | [12 empty] | MR1 | MR | 85389099 | [14 empty] | Vergrendelingskit positie of Profalux:Ronis (zonder slot) voor NW800-NW6300 | Kit verrouillage position off Profalux/Ronis (sans serrure) pour NW800-NW6300 | [17 empty] | https://eref.se.com/be/nl/sis-tarif/product/48541 | https://eref.se.com/be/fr/sis-tarif/product/48541
Schneider Electric | Schneider Electric | 01022021 |  | Schneider Electric |  | SED | 48542 |  |  | 223.95 |  | 1 |  | 1 | KIRK OFF POS. SLOT KIT | KIT VERR POS OUV KIRK SS SERR |  | KIRK OFF POSITION LOCKING KIT (W/O KEYLO | [18 empty] | 1 | 3303430485421 | 0 |  | 145 | 12 | 9 | 7 | 0.756 | [23 empty] | 2 | N | [12 empty] | MR1 | MR | 85389099 | [14 empty] | Vergrendelingskit positie of Kirk (zonder slot) voor NW800-NW6300 | Kit verrouillage position off Kirk (sans serrure) pour NW800-NW6300 | [17 empty] | https://eref.se.com/be/nl/sis-tarif/product/48542 | https://eref.se.com/be/fr/sis-tarif/product/48542
Schneider Electric | Schneider Electric | 01022021 |  | Schneider Electric |  | SED | 48543 |  |  | 289.72 |  | 1 |  | 1 | CASTELL OFF POS. SLOT KIT | KIT VERR POS OUV CASTEL S/SERR |  | CASTELL OFF POSITION LOCKING KIT(W/O KEY | [18 empty] | 1 | 3303430485438 | 0 |  | 274 | 12 | 9 | 7 | 0.756 | [23 empty] | 2 | N | [12 empty] | MR1 | MR | 85389099 | [14 empty] | Vergrendelingskit positie of Castell (zonder slot) voor NW800-NW6300 | Kit verrouillage position off Castell (sans serrure) pour NW800-NW6300 | [17 empty] | https://eref.se.com/be/nl/sis-tarif/product/48543 | https://eref.se.com/be/fr/sis-tarif/product/48543
Schneider Electric | Schneider Electric | 01022021 |  | Schneider Electric |  | SED | 48545 |  |  | 111.95 |  | 1 |  | 1 | PROFALUX OFF POS. SLOT+ 1 SLOT | VERR POS OUV PROFALUX 1 SERR |  | PROFALUX OFF POSITION LOCKING 1 KEYLOCK | [18 empty] | 1 | 3303430485452 | 0 |  | 251 | 12 | 9 | 7 | 0.756 | [23 empty] | 2 | N | [12 empty] | MR1 | MR | 85389099 | [14 empty] | Vergrendeling positie of Profalux met 1 slot voor NW800-NW6300 | Verrouillage position off Profalux 1 serrure pour NW800-NW6300 | [17 empty] | https://eref.se.com/be/nl/sis-tarif/product/48545 | https://eref.se.com/be/fr/sis-tarif/product/48545
Schneider Electric | Schneider Electric | 01022021 |  | Schneider Electric |  | SED | 48546 |  |  | 223.95 |  | 1 |  | 1 | PROFALUX OFF POS. SLOT+ 2 SLOT | VERR POS OUV PROFALUX 1 SERR |  | PROFALUX OFF POSITION LOCKING 1 KEYLOCK | [18 empty] | 1 | 3303430485469 | 0 |  | 335 | 12 | 9 | 7 | 0.756 | [23 empty] | 2 | N | [12 empty] | MR1 | MR | 85389099 | [14 empty] | Vergrend. positie of Profalux met 1 slot+1 slot identisch profiel vr NW800-NW63 | Verr. position off Profalux 1 serrure+1 serrure avec profile identique pour NW80 | [17 empty] | https://eref.se.com/be/nl/sis-tarif/product/48546 | https://eref.se.com/be/fr/sis-tarif/product/48546
Schneider Electric | Schneider Electric | 01022021 |  | Schneider Electric |  | SED | 48547 |  |  | 223.95 |  | 1 |  | 1 | PROFALUX OFF POS. SLOT+ 2 DIFF | VERR POS OUV PROFALUX 2 SERR |  | PROFALUX OFF POSITION LOCKING 2 DIFFEREN | [18 empty] | 1 | 3303430485476 | 0 |  | 371 | 12 | 9 | 7 | 0.756 | [23 empty] | 2 | N | [12 empty] | MR1 | MR | 85389099 | [14 empty] | Vergrend. positie of Profalux met 2 sloten met verschillend profiel vr NW800-NW | Verr. position off Profalux 2 serrures avec profile différente pour NW800-NW6300 | [17 empty] | https://eref.se.com/be/nl/sis-tarif/product/48547 | https://eref.se.com/be/fr/sis-tarif/product/48547
Schneider Electric | Schneider Electric | 01022021 |  | Schneider Electric |  | SED | 48549 |  |  | 111.95 |  | 1 |  | 1 | RONIS OFF POS. SLOT+ 1 SLOT | VERR POS OUV RONIS 1 SERR |  | RONIS OFF POSITION LOCKING 1 KEYLOCK | [18 empty] | 1 | 3303430485490 | 0 |  | 256 | 12 | 9 | 7 | 0.756 | [23 empty] | 6 | N | [12 empty] | MR1 | MR | 85389099 | [14 empty] | Vergrendeling positie of Ronis met 1 slot voor NW800-NW6300 | Verrouillage position off Ronis 1 serrure pour NW800-NW6300 | [17 empty] | https://eref.se.com/be/nl/sis-tarif/product/48549 | https://eref.se.com/be/fr/sis-tarif/product/48549
Schneider Electric | Schneider Electric | 01022021 |  | Schneider Electric |  | SED | 48550 |  |  | 212.85 |  | 1 |  | 1 | RONIS OFF POS. SLOT+ 2 SLOT | VERR POS OUV RONIS 1 SERR |  | RONIS OFF POSITION LOCKING 1 KEYLOCK AND | [18 empty] | 1 | 3303430485506 | 0 |  | 341 | 12 | 9 | 7 | 0.756 | [23 empty] | 2 | N | [12 empty] | MR1 | MR | 85389099 | [14 empty] | Vergrend. positie of Ronis met 1 slot+1 slot identisch profiel vr NW800-NW6300 | Verr. position off Ronis 1 serrure + 1 serrure avec profile identique pour NW800 | [17 empty] | https://eref.se.com/be/nl/sis-tarif/product/48550 | https://eref.se.com/be/fr/sis-tarif/product/48550
Schneider Electric | Schneider Electric | 01022021 |  | Schneider Electric |  | SED | 48551 |  |  | 223.49 |  | 1 |  | 1 | RONIS OFF POS. SLOT+ 2 DIFF | VERR POS OUVERT RONIS 2 SERR |  | RONIS OFF POSITION LOCKING 2 DIFFERENT K | [18 empty] | 1 | 3303430485513 | 0 |  | 381 | 12 | 9 | 7 | 0.756 | [23 empty] | 2 | N | [12 empty] | MR1 | MR | 85389099 | [14 empty] | Vergrend. positie of Ronis met 2 sloten met verschillend profiel vr NW800-NW630 | Verr. position off Ronis 2 serrures avec profile différente pour NW800-NW6300 | [17 empty] | https://eref.se.com/be/nl/sis-tarif/product/48551 | https://eref.se.com/be/fr/sis-tarif/product/48551
Schneider Electric | Schneider Electric | 01022021 |  | Schneider Electric |  | SED | 48564 |  |  | 90.05 |  | 1 |  | 30 | PROF/RONI UITGERED.POS SLOTKIT | KIT VERR POS DEBRO PROFA RON |  | PROFALUX/RONIS DISCON. POSITION LOCKING | [18 empty] | 1 | 3303430485643 | 0 |  | 12 | 11 | 9 | 2 | 0.198 | 13303430485640 | 30 | 427 | 18 | 12 | 13 |  | 43303430485641 | 240 | 3800 | 40 | 30 | 30 | [10 empty] | 2 | Y | [12 empty] | MR1 | MR | 8301409000 | [14 empty] | Vergrendelingskit uitgereden positie Profalux/Ronis (zonder slot) vr NW800-NW63 | Kit verrouillage position débro Profalux/Ronis (sans serrure) pour NW800-NW6300 | [17 empty] | https://eref.se.com/be/nl/sis-tarif/product/48564 | https://eref.se.com/be/fr/sis-tarif/product/48564
Schneider Electric | Schneider Electric | 01022021 |  | Schneider Electric |  | SED | 48568 |  |  | 111.95 |  | 1 |  | 1 | PROFA. UITGER.POS. SLOT+ 1SLOT | VERR POS DEBR PROFALUX 1 SERR |  | PROFALUX DISCONNECTED POSITION LOCKING W | [18 empty] | 1 | 3303430485681 | 0 |  | 121 | 5 | 6 | 2 | 0.06 | [23 empty] | 2 | N | [12 empty] | MR1 | MR | 85389099 | [14 empty] | Vergrendeling uitgereden positie Profalux met 1 slot voor NW800-NW6300 | Verrouillage position débro Profalux 1 serrure pour NW800-NW6300 | [17 empty] | https://eref.se.com/be/nl/sis-tarif/product/48568 | https://eref.se.com/be/fr/sis-tarif/product/48568
Schneider Electric | Schneider Electric | 01022021 |  | Schneider Electric |  | SED | 48569 |  |  | 223.95 |  | 1 |  | 1 | PROFA. UITGER.POS. SLOT+ 2SLOT | VERR POS DEBR PROFALUX 1 SERR |  | PROFALUX DISC. POSITION LOCKING WITH 2 K | [18 empty] | 1 | 3303430485698 | 0 |  | 205 | 11 | 4 | 2 | 0.088 | [23 empty] | 2 | N | [12 empty] | MR1 | MR | 85389099 | [14 empty] | Vergrend. uitger. pos. Profalux met 1 slot+1 slot identisch profiel vr NW800-NW | Verr. pos. débro Profalux 1 serrure + 1serrure avec profile identique pour NW800 | [17 empty] | https://eref.se.com/be/nl/sis-tarif/product/48569 | https://eref.se.com/be/fr/sis-tarif/product/48569
Schneider Electric | Schneider Electric | 01022021 |  | Schneider Electric |  | SED | 48570 |  |  | 223.95 |  | 1 |  | 1 | PROFA. UITGER.POS. SLOT+ 2DIFF | VERR POS DEBR PROFALUX 2 SERR |  | PROFALUX DISC. POSITION LOCKING WITH 2 K | [18 empty] | 1 | 3303430485704 | 0 |  | 241 | 5 | 6 | 2 | 0.06 | [23 empty] | 2 | N | [12 empty] | MR1 | MR | 85389099 | [14 empty] | Vergrend. uitger. pos. Profalux met 2 sloten met versch. profiel vr NW800-NW630 | Verr. pos. débro Profalux 2 serrures avec profile différente pour NW800-NW6300 | [17 empty] | https://eref.se.com/be/nl/sis-tarif/product/48570 | https://eref.se.com/be/fr/sis-tarif/product/48570
Schneider Electric | Schneider Electric | 01022021 |  | Schneider Electric |  | SED | 48572 |  |  | 111.95 |  | 1 |  | 1 | RONIS UITGER.POS. SLOT+ 1SLOT | VERR POS DEBR RONIS 1 SERR |  | RONIS DISCONNECTED POSITION LOCKING WITH | [18 empty] | 1 | 3303430485728 | 0 |  | 126 | 7 | 4 | 2 | 0.056 | [23 empty] | 2 | N | [12 empty] | MR1 | MR | 85389099 | [14 empty] | Vergrendeling uitgereden positie Ronis met 1 slot voor NW800-NW6300 | Verrouillage position débro Ronis 1 serrure pour NW800-NW6300 | [17 empty] | https://eref.se.com/be/nl/sis-tarif/product/48572 | https://eref.se.com/be/fr/sis-tarif/product/48572
Schneider Electric | Schneider Electric | 01022021 |  | Schneider Electric |  | SED | 48573 |  |  | 223.95 |  | 1 |  | 1 | RONIS UITGER.POS. SLOT+ 2 SLOT | VERR POS DEBR RONIS 1 SERR |  | RONIS DISC. POSITION LOCKING WITH 2 KEYL | [18 empty] | 1 | 3303430485735 | 0 |  | 211 | 9 | 2 | 2 | 0.036 | [23 empty] | 2 | N | [12 empty] | MR1 | MR | 85389099 | [14 empty] | Vergrend. uitger. pos. Ronis met 1 slot+1 slot identisch profiel vr NW800-NW630 | Verr. pos. débro Ronis 1 serrure + 1 serrure avec profile identique pour NW800-N | [17 empty] | https://eref.se.com/be/nl/sis-tarif/product/48573 | https://eref.se.com/be/fr/sis-tarif/product/48573
Schneider Electric | Schneider Electric | 01022021 |  | Schneider Electric |  | SED | 48574 |  |  | 223.95 |  | 1 |  | 1 | RONIS UITGER.POS. SLOT+ 2 DIFF | VERR POS DEBR RONIS 2 SERR |  | RONIS DISC. POSITION LOCKING WITH 2 KEYL | [18 empty] | 1 | 3303430485742 | 0 |  | 251 | 7 | 4 | 2 | 0.056 | [23 empty] | 2 | N | [12 empty] | MR1 | MR | 85389099 | [14 empty] | Vergrend. uitgered. pos. Ronis met 2 sloten met versch. profiel vr NW800-NW6300 | Verr. pos. débro Ronis 2 serrures avec profile différente pour NW800-NW6300 | [17 empty] | https://eref.se.com/be/nl/sis-tarif/product/48574 | https://eref.se.com/be/fr/sis-tarif/product/48574
Schneider Electric | Schneider Electric | 01022021 |  | Schneider Electric |  | SED | 48579 |  |  | 64.26 |  | 1 |  | 1 | VPEC DEUR VERGR. (RECHTS) | VERR DE PORTE APP EMBROCHE |  | DOOR INTERLOCK (RIGHT-HAND SIDE OF CHASS | [18 empty] | 1 | 3303430485797 | 0 |  | 98 | 10 | 9 | 0 | 0 | [23 empty] | 2 | N | [12 empty] | MR1 | MR | 85389099 | [14 empty] | Deurvergrendeling rechts van het chassis voor NW800-NW6300 | Verrouillage porte côte droite sur chassis pour NW800-NW6300 | [17 empty] | https://eref.se.com/be/nl/sis-tarif/product/48579 | https://eref.se.com/be/fr/sis-tarif/product/48579
Schneider Electric | Schneider Electric | 01022021 |  | Schneider Electric |  | SED | 48580 |  |  | 149.5 |  | 1 |  | 1 | VPEC DEUR VERGR. (LINKS) | VERR DE PORTE APP EMBR |  | DOOR INTERLOCK (LEFT-HAND SIDE OF CHASSI | [18 empty] | 1 | 3303430485803 | 0 |  | 98 | 10 | 9 | 0 | 0 | [23 empty] | 2 | N | [12 empty] | MR1 | MR | 85389099 | [14 empty] | Deurvergrendeling links van het chassis voor NW800-NW6300 | Verrouillage porte côte gauche sur chassis pour NW800-NW6300 | [17 empty] | https://eref.se.com/be/nl/sis-tarif/product/48580 | https://eref.se.com/be/fr/sis-tarif/product/48580
Schneider Electric | Schneider Electric | 01022021 |  | Schneider Electric |  | SED | 48582 |  |  | 56.09 |  | 1 |  | 5 | VPOC INRIJD VERGR. DEUR OPEN | VERR D'EMBR PORTE OUV |  | RACKING INTERLOCK (LOCKOUT WITH DOOR OPE | [18 empty] | 5 | 3303430485827 | 0 |  | 2 | 4 | 2 | 1 | 0.008 | 13303430485824 | 5 | 15 | 8.5 | 6 | 0.7 |  | 43303430485825 | 200 | 1116 | 40 | 30 | 30 | [10 empty] | 7 | N | [12 empty] | MR1 | MR | 8538909999 | [14 empty] | Vergrendeling inrijden open deur voor NW800-NW6300 | Verrouillage embrochage porte ouverte pour NW88-NW6300 | [17 empty] | https://eref.se.com/be/nl/sis-tarif/product/48582 | https://eref.se.com/be/fr/sis-tarif/product/48582
Schneider Electric | Schneider Electric | 01022021 |  | Schneider Electric |  | SED | 48590 |  |  | 387.99 |  | 1 |  | 1 | VO SHUTTERS 4P 4000B-6300A | VOLETS ISOLANTS 4P 4000B-6300A |  | SHUTTER 4P 4000B-6300A | [18 empty] | 1 | 3303430485902 | 0 |  | 1128 | 2.2 | 4.5 | 15 | 148.5 | [23 empty] | 2 | N | [12 empty] | MR1 | MR | 85389099 | [14 empty] | Shutters - 4P voor chassis voor NW800-NW6300 | Volets - 4P pour chassis pour NW4000B-NW6300 | [17 empty] | https://eref.se.com/be/nl/sis-tarif/product/48590 | https://eref.se.com/be/fr/sis-tarif/product/48590
Schneider Electric | Schneider Electric | 01022021 |  | Schneider Electric |  | SED | 48595 |  |  | 239.92 |  | 1 |  | 5 | CB BEDR. KLEMKAP NW 08/40 3P | CAPOT BORN AUX NW 800/4000A 3P |  | AUXILIARY TERMINAL SHIELD FOR NW800/4000 | [18 empty] | 5 | 3303430485957 | 0 |  | 1030 | 11 | 44 | 1 | 0.484 | 13303430485954 | 5 | 5656 | 17 | 11 | 60 | [9 empty] | 120 | 135740 | 60 | 80 | 75 |  |  |  | 7 | N | [12 empty] | MR1 | MR | 8547200090 | [14 empty] | Klemmen afdekkap - 3P voor chassis voor NW800-NW4000 | Capot bornier - 3P pour chassis pour NW800-NW4000 | [17 empty] | https://eref.se.com/be/nl/sis-tarif/product/48595 | https://eref.se.com/be/fr/sis-tarif/product/48595
Schneider Electric | Schneider Electric | 01022021 |  | Schneider Electric |  | SED | 48596 |  |  | 239.92 |  | 1 |  | 5 | CB BEDR. KLEMKAP NW 08/40 4P | CAP BORNIER AUX NW 800/4000A4P |  | AUXILIARY TERMINAL SHIELD FOR NW800/4000 | [18 empty] | 5 | 3303430485964 | 0 |  | 1200 | 11 | 55 | 14 | 8.47 | 13303430485961 | 5 | 7000 | 60 | 17 | 11 | [8 empty] | 73303430485963 | 120 | 163488 | 80 | 60 | 75 |  |  |  | 7 | N | [12 empty] | MR1 | MR | 8547200090 | [14 empty] | Klemmen afdekkap - 4P voor chassis voor NW800-NW4000 | Capot bornier - 4P pour chassis pour NW800-NW4000 | [17 empty] | https://eref.se.com/be/nl/sis-tarif/product/48596 | https://eref.se.com/be/fr/sis-tarif/product/48596
Schneider Electric | Schneider Electric | 01022021 |  | Schneider Electric |  | SED | 48600 |  |  | 176.34 |  | 1 |  | 1 | ISOLATIE SCHOTTEN D/O (1 ST=3) | SEPARATEUR PHASE MASTERP NW |  | 3 INTERPHASE BARRIERS FOR D/O BREAKER | [18 empty] | 1 | 3303430486008 | 0 |  | 1030 | 38 | 26 | 6 | 5.928 | [7 empty] | 43303430486006 | 8 | 9514 | 60 | 40 | 30 |  | 73303430486007 | 32 | 70000 | 120 | 80 | 45 |  |  |  | 7 | N | [12 empty] | MR1 | MR | 8538909999 | [14 empty] | Fasescheiders voor chassis (lot van 3ST) - 3P/4P voor NW800-NW6300 uitrijdbaar | Séparateur de fase pour chassis (lot de 3P) - 3P/4P pour NW800-NW6300 débrochabl | [17 empty] | https://eref.se.com/be/nl/sis-tarif/product/48600 | https://eref.se.com/be/fr/sis-tarif/product/48600
Schneider Electric | Schneider Electric | 01022021 |  | Schneider Electric |  | SED | 48601 |  |  | 157.25 |  | 1 |  | 1 | DEURKADER VASTE SCHAK. | CADRE DE PORTE MASTER NW FIXE |  | ESCUTCHEON FOR FIXED BREAKER | [18 empty] | 1 | 3303430486015 | 0 |  | 300 | 39 | 33 | 0 | 0 | [7 empty] | 43303430486013 | 20 | 6910 | 60 | 40 | 30 | [10 empty] | 2 | Y | [12 empty] | MR1 | MR | 3926909790 | [14 empty] | Deurkader voor NW800-NW6300 vast | Cadre de porte pour NW800-NW6300 fixe | [17 empty] | https://eref.se.com/be/nl/sis-tarif/product/48601 | https://eref.se.com/be/fr/sis-tarif/product/48601
Schneider Electric | Schneider Electric | 01022021 |  | Schneider Electric |  | SED | 48603 |  |  | 157.25 |  | 1 |  | 1 | DEURKADER D/O SCHAK. | CADRE DE PORTE APP DEBRO |  | ESCUTCHEON FOR DRAWOUT BREAKER | [18 empty] | 1 | 3303430486039 | 0 |  | 416 | 40 | 40 | 3 | 4.8 | [7 empty] | 43303430486037 | 20 | 9236 | 60 | 40 | 30 | [10 empty] | 2 | Y | [12 empty] | MR1 | MR | 3926909790 | [14 empty] | Deurkader voor NW800-NW6300 uitrijdbaar | Cadre de porte pour NW800-NW6300 débrochable | [17 empty] | https://eref.se.com/be/nl/sis-tarif/product/48603 | https://eref.se.com/be/fr/sis-tarif/product/48603
Schneider Electric | Schneider Electric | 01022021 |  | Schneider Electric |  | SED | 48604 |  |  | 452.69 |  | 1 |  | 1 | TRANSP. KAP DEURKADER D/O | CAP TR P/CADRE DE PORTE DEBRO |  | TRANSPARENT COVER FOR ESCUTCHEON ON DRAW | [18 empty] | 1 | 3303430486046 | 0 |  | 1304 | 38 | 38 | 12 | 17.328 | [7 empty] | 43303430486044 | 1 | 2070 | 60 | 40 | 30 |  |  | 4 | 20280 | 120 | 80 | 80 |  |  |  | 7 | N | [12 empty] | MR1 | MR | 3926909790 | [14 empty] | Transparante deurkap voor NW800-NW6300 uitrijdbaar | Capot transparent pour NW800-NW6300 débrochable | [17 empty] | https://eref.se.com/be/nl/sis-tarif/product/48604 | https://eref.se.com/be/fr/sis-tarif/product/48604
Schneider Electric | Schneider Electric | 01022021 |  | Schneider Electric |  | SED | 48608 |  |  | 2028.8 |  | 1 |  | 1 | KABELVERGR. VOOR 3 SCHAK. VAST/UITRIJD | NTERVERR A CABLES 3 DISJ. FIXES/DEBRO |  | CABLE-TYPE INTERLOC.FOR 3 FIXED OR DRAWO | [18 empty] | 1 | 3303430486084 | 0 |  | 4246 | 28 | 27 | 18 | 13.608 | [23 empty] | 2 | N | [12 empty] | MR1 | MR | 85389099 | [14 empty] | Aanp. onderl. mech. vergrend. met kabel vr 2 NW (normaal)+1NW(nood) vast/uitrij. | Adaptation interverrouillage câble pour 2NW(normal)+1NW(source)-fixe/débrochable | [17 empty] | https://eref.se.com/be/nl/sis-tarif/product/48608 | https://eref.se.com/be/fr/sis-tarif/product/48608
Schneider Electric | Schneider Electric | 01022021 |  | Schneider Electric |  | SED | 48609 |  |  | 2028.8 |  | 1 |  | 1 | KABELVERGR. VOOR 3 SCHAK. VAST/UITRIJD | NTERVERR A CABLES 3 DISJ. FIXES/DEBRO |  | CABLE-TYPE INTERLOC.FOR 3 FIXED OR DRAWO | [18 empty] | 1 | 3303430486091 | 0 |  | 6180 | 39 | 29 | 30 | 33.93 | [23 empty] | 2 | N | [12 empty] | MR1 | MR | 85389099 | [14 empty] | Aanp. onderl. mech. vergrend. met kabel vr 2 NW (nood)+1NW(koppel)-vast/uitrij. | Adaptation interverr. câble pour 2 NW(sources)+1NW (couplage)-fixe/ débrochable | [17 empty] | https://eref.se.com/be/nl/sis-tarif/product/48609 | https://eref.se.com/be/fr/sis-tarif/product/48609
Schneider Electric | Schneider Electric | 01022021 |  | Schneider Electric |  | SED | 48610 |  |  | 2028.8 |  | 1 |  | 1 | KABELVERGR. VOOR 3 SCHAK. VAST/UITRIJD | NTERVERR A CABLES 3 DISJ. FIXES/DEBRO |  | CABLE-TYPE INTERLOCKING FOR 3 FIXED OR D | [18 empty] | 1 | 3303430486107 | 0 |  | 5248 | 28 | 27 | 18 | 13.608 | [23 empty] | 2 | N | [12 empty] | MR1 | MR | 85389099 | [14 empty] | Aanp. onderlinge mech. vergr. met kabel 3NW(norm.)enkel 1 gesloten vast/uitrij. | Adaptation interverr. câble pour 3 NW(SOURCES) seulement 1 fermée -fixe/débro | [17 empty] | https://eref.se.com/be/nl/sis-tarif/product/48610 | https://eref.se.com/be/fr/sis-tarif/product/48610
Schneider Electric | Schneider Electric | 01022021 |  | Schneider Electric |  | SED | 48612 |  |  | 1034.54 |  | 1 |  | 1 | MECH. VERGR. 2 MASTERP. VAST/UITRIJD. | VERR. - 2 MASTERPACT FIXE/DEBRO |  | KABELVERRIEGELUNG 2 SCHALTER | [18 empty] | 1 | 3303430486121 | 0 |  | 13000 | 60 | 80 | 74 | 355.2 | [23 empty] | 2 | N | [12 empty] | MR1 | MR | 85389099 | [14 empty] | Onderlinge mechanische vergrendeling met stangen voor 2 NW800-NW6300 vast | Interverrouillage par tringlerie pour 2 NW800-NW6300 débrochable | [17 empty] | https://eref.se.com/be/nl/sis-tarif/product/48612 | https://eref.se.com/be/fr/sis-tarif/product/48612
Schneider Electric | Schneider Electric | 01022021 |  | Schneider Electric |  | SED | 48614 |  |  | 925.85 |  | 1 |  | 1 | DEURVERGR. MASTERPACT NW | INTERV. PORTE A CABLE MASTERPACT NW |  | CABLE-TYPE DOOR INTERLOCKING FOR FIXED O | [18 empty] | 1 | 3303430486145 | 0 |  | 2814 | 30 | 20 | 10 | 6 | [23 empty] | 2 | N | [12 empty] | MR1 | MR | 85389099 | [14 empty] | Onderlinge mechanische deur vergrendeling met kabels voor NW vast/uitrij. | Adaptation interverrouillage câble pour MasterPact NW - fixe/débrochable | [17 empty] | https://eref.se.com/be/nl/sis-tarif/product/48614 | https://eref.se.com/be/fr/sis-tarif/product/48614
Schneider Electric | Schneider Electric | 01022021 |  | Schneider Electric |  | SED | 50159 |  |  | 1117.39 |  | 1 |  | 1 | IMPEDANTIE ZX | IMPEDANCE LIMITATION ZX POUR T |  | LIMITING IMPEDANCE PLATE ZX | [18 empty] | 1 | 3303430501596 | 0 |  | 5653 | 41 | 23 | 22 | 20.746 | [15 empty] | 4 | 34176 | 60 | 80 | 80 |  |  |  | 7 | N | [12 empty] | MC3 | MQ | 8538909999 | [14 empty] | Begrenzingsimpedantie ZX voor IT netten | Impédance de limitation ZX pour réseau IT | [17 empty] | https://eref.se.com/be/nl/sis-tarif/product/50159 | https://eref.se.com/be/fr/sis-tarif/product/50159
Schneider Electric | Schneider Electric | 01022021 |  | Schneider Electric |  | SED | 50168 |  |  | 241.14 |  | 1 |  | 1 | OPERATIEZAAL REMOTE PANEL (HRP) | DEPORT SALLE OPERATION (PLATINE DE SIGNA |  | HOSPITAL REMOTE PANEL | [18 empty] | 1 | 3606480217364 | 0 |  | 342 | 22 | 21 | 8 | 3.696 | [7 empty] | 43606480217362 | 10 | 4130 | 60 | 40 | 30 | [10 empty] | 7 | N | [12 empty] | MC3 | MQ | 8531807000 | [14 empty] | HRP Remote panel voor isolatiefoutmelding in operatiekwartieren - Vigilohm | HRP Déport de signalisation défault d'isolement salle d'opération - Vigilohm | [17 empty] | https://eref.se.com/be/nl/sis-tarif/product/50168 | https://eref.se.com/be/fr/sis-tarif/product/50168
Schneider Electric | Schneider Electric | 01022021 |  | Schneider Electric |  | SED | 50169 |  |  | 72.08 |  | 1 |  | 1 | CARDEW C HOUDER | SOCLE POUR CARTOUCHE CARDEW |  | MOUNTING PLATE FOR CARDEW | [18 empty] | 1 | 3303430501695 | 0 |  | 265 | 16 | 7 | 2 | 0.224 | [7 empty] | 43303430501693 | 50 | 14252 | 60 | 40 | 30 | [10 empty] | 7 | N | [12 empty] | MC3 | MQ | 8538909999 | [14 empty] | Sokkel voor spanningsbegrenzer Cardew C | Socle pour cartouche Cardew C | [17 empty] | https://eref.se.com/be/nl/sis-tarif/product/50169 | https://eref.se.com/be/fr/sis-tarif/product/50169
Schneider Electric | Schneider Electric | 01022021 |  | Schneider Electric |  | SED | 50170 |  |  | 294.85 |  | 1 |  | 1 | SURGE LIMITER CARDEW 250V AC | CARTOUCHE CARDEW 250 V |  | SURGE LIMITER CARDEW 250V AC | [18 empty] | 1 | 3303430501701 | 0 |  | 700 | 17 | 12 | 10 | 2.04 | [7 empty] | 43303430501709 | 24 | 17100 | 60 | 40 | 30 | [10 empty] | 7 | N | [12 empty] | MC3 | MQ | 8536309090 | [14 empty] | Patroon Cardew C 250V | Cartouche limiteur de surtension Cardew C 250V | [17 empty] | https://eref.se.com/be/nl/sis-tarif/product/50170 | https://eref.se.com/be/fr/sis-tarif/product/50170
Schneider Electric | Schneider Electric | 01022021 |  | Schneider Electric |  | SED | 50171 |  |  | 294.85 |  | 1 |  | 1 | CARDEW C 440V | CARTOUCHE CARDEW 440 V |  | SURGE LIMITER CARDEW 440V AC | [18 empty] | 1 | 3303430501718 | 0 |  | 675 | 17 | 12 | 10 | 2.04 | [7 empty] | 43303430501716 | 24 | 16966 | 60 | 40 | 30 |  | 73303430501717 | 96 | 76800 | 120 | 80 | 50 |  |  |  | 7 | N | [12 empty] | MC3 | MQ | 8536309090 | [14 empty] | Patroon Cardew C 440V | Cartouche limiteur de surtension Cardew C 440V | [17 empty] | https://eref.se.com/be/nl/sis-tarif/product/50171 | https://eref.se.com/be/fr/sis-tarif/product/50171
Schneider Electric | Schneider Electric | 01022021 |  | Schneider Electric |  | SED | 50172 |  |  | 294.85 |  | 1 |  | 1 | CARDEW C 660V | CARTOUCHE CARDEW 660 V |  | SURGE LIMITER CARDEW 660V AC | [18 empty] | 1 | 3303430501725 | 0 |  | 674 | 17 | 12 | 10 | 2.04 | [7 empty] | 43303430501723 | 24 | 16942 | 60 | 40 | 30 | [10 empty] | 7 | N | [12 empty] | MC3 | MQ | 8536309090 | [14 empty] | Patroon Cardew C 660V | Cartouche limiteur de surtension Cardew C 660V | [17 empty] | https://eref.se.com/be/nl/sis-tarif/product/50172 | https://eref.se.com/be/fr/sis-tarif/product/50172
Schneider Electric | Schneider Electric | 01022021 |  | Schneider Electric |  | SED | 50183 |  |  | 269.69 |  | 1 |  | 1 | CARDEW C 1000V | CARTOUCHE CARDEW 1000 V |  | SURGE LIMITER CARDEW 1000V AC | [18 empty] | 1 | 3303430501831 | 0 |  | 690 | 17 | 12 | 10 | 2.04 | [7 empty] | 43303430501839 | 16 | 11700 | 60 | 40 | 30 | [10 empty] | 7 | N | [12 empty] | MC3 | MQ | 8536303099 | [14 empty] | Patroon Cardew C 1000V | Cartouche limiteur de surtension Cardew C 1000V | [17 empty] | https://eref.se.com/be/nl/sis-tarif/product/50183 | https://eref.se.com/be/fr/sis-tarif/product/50183
Schneider Electric | Schneider Electric | 01022021 |  | Schneider Electric |  | SED | 50248 |  |  | 302.63 |  | 1 |  | 1 | PLAAT PHT1000 | PLATINE PHT 1000 |  | VOLTAGE LOWERING PLATE PHT1000 | [18 empty] | 1 | 3303430502487 | 0 |  | 2041 | 23 | 17 | 16 | 6.256 | [7 empty] | 43303430502485 | 6 | 13012 | 60 | 40 | 30 | [10 empty] | 35 | N | [12 empty] | MC3 | MQ | 9030900000 | [14 empty] | Spanningsaanpassing PHT1000 voor netten tot 1700V AC/1200V DC | Platine d'adaptation de tension PHT1000 pour réseaux jusque 1700V CA/1200V CC | [17 empty] | https://eref.se.com/be/nl/sis-tarif/product/50248 | https://eref.se.com/be/fr/sis-tarif/product/50248
Schneider Electric | Schneider Electric | 01022021 |  | Schneider Electric |  | SED | 50278 |  |  | 1730.69 |  | 1 |  | 1 | VIGILOHM SYSTEM XRM DETECTOR | VIGIDIX XRM PORTABLE |  | VIGILOHM SYSTEM XRM | [18 empty] | 1 | 3303430502784 | 0 |  | 260 | 21 | 12 | 9 | 2.268 | [7 empty] | 43303430502782 | 12 | 3838 | 60 | 40 | 30 | [10 empty] | 7 | N | [12 empty] | MC3 | MQ | 9030337000 | [14 empty] | Mobiele detector XRM voor foutopsporing in Vigilohm systeem | Récepteur mobile de recherche de défault XRM pour système Vigilohm | [17 empty] | https://eref.se.com/be/nl/sis-tarif/product/50278 | https://eref.se.com/be/fr/sis-tarif/product/50278
Schneider Electric | Schneider Electric | 01022021 |  | Schneider Electric |  | SED | 50281 |  |  | 2201.61 |  | 1 |  | 1 | XGR GENERAT.115/127VAC 50/60HZ | XGR PORTABLE 115/127V |  | XGR GENERAT.115/127VAC 50/60HZ | [18 empty] | 1 | 3303430502814 | 0 |  | 1362 | 28 | 12 | 11 | 3.696 | [7 empty] | 43303430502812 | 3 | 4852 | 60 | 40 | 30 | [10 empty] | 19 | N | [12 empty] | MC3 | MQ | 8543200000 | [14 empty] | XGR draagbare signaalinjector, 115/127V AC | Générateur de signal de recherche portable XGR, 115/127V CA | [17 empty] | https://eref.se.com/be/nl/sis-tarif/product/50281 | https://eref.se.com/be/fr/sis-tarif/product/50281
Schneider Electric | Schneider Electric | 01022021 |  | Schneider Electric |  | SED | 50282 |  |  | 2119.46 |  | 1 |  | 1 | XGR GENERAT.220/240VAC 50/60HZ | VIGILOHM SYSTEM XGR 220-240VAC |  | VIGILOHM SYSTEM XGR 220-240VCA | [18 empty] | 1 | 3303430502821 | 0 |  | 1346 | 28 | 13 | 11 | 4.004 | [7 empty] | 43303430502829 | 8 | 11670 | 60 | 40 | 30 | [10 empty] | 19 | N | [12 empty] | MC3 | MQ | 8543200000 | [14 empty] | XGR draagbare signaalinjector, 220/380V AC | Générateur de signal de recherche portable XGR, 220/380V | [17 empty] | https://eref.se.com/be/nl/sis-tarif/product/50282 | https://eref.se.com/be/fr/sis-tarif/product/50282
Schneider Electric | Schneider Electric | 01022021 |  | Schneider Electric |  | SED | 50283 |  |  | 2267.66 |  | 1 |  | 1 | XGR GENERAT.380/415VAC 50/60HZ | VIGIDIX XGR PORTABLE 380/415V |  | VIGILOHM SYSTEM XGR 380-415VAC | [18 empty] | 1 | 3303430502838 | 0 |  | 1348 | 28 | 13 | 12 | 4.368 | [7 empty] | 43303430502836 | 3 | 4810 | 60 | 40 | 30 | [10 empty] | 19 | N | [12 empty] | MC3 | MQ | 8543200000 | [14 empty] | XGR draagbare signaalinjector, 380/415V AC | Générateur de signal de recherche portable XGR, 380/415V CA | [17 empty] | https://eref.se.com/be/nl/sis-tarif/product/50283 | https://eref.se.com/be/fr/sis-tarif/product/50283
Schneider Electric | Schneider Electric | 01022021 |  | Schneider Electric |  | SED | 50437 |  |  | 126.65 |  | 1 |  | 1 | TA 30 STROOMTRAFO 30MM | TORE FERME TA DIAM.30MM |  | CLOSED TOROID TA30 DIA. 30MM | [18 empty] | 1 | 3303430504375 | 0 |  | 118 | 19 | 12 | 5 | 1.14 | [7 empty] | 43303430504373 | 100 | 12566 | 60 | 40 | 30 | [10 empty] | 7 | N | [12 empty] | MC3 | MQ | 8504318090 | [14 empty] | Gesloten torus TA diam. 30 mm | Tore fermé TN diam. 30mm | [17 empty] | https://eref.se.com/be/nl/sis-tarif/product/50437 | https://eref.se.com/be/fr/sis-tarif/product/50437
Schneider Electric | Schneider Electric | 01022021 |  | Schneider Electric |  | SED | 50438 |  |  | 166.6 |  | 1 |  | 1 | PA 50 STROOMTRAFO 50MM | TORE FERME PA DIAM.50MM |  | CLOSED TOROID PA50 DIA. 50MM | [18 empty] | 1 | 3303430504382 | 0 |  | 180 | 17 | 13 | 4 | 0.884 | [7 empty] | 43303430504380 | 100 | 18766 | 60 | 40 | 30 | [10 empty] | 7 | N | [12 empty] | MC3 | MQ | 8504318090 | [14 empty] | Gesloten torus PA diam. 50 mm | Tore fermé PN diam. 50mm | [17 empty] | https://eref.se.com/be/nl/sis-tarif/product/50438 | https://eref.se.com/be/fr/sis-tarif/product/50438
Schneider Electric | Schneider Electric | 01022021 |  | Schneider Electric |  | SED | 50439 |  |  | 198.09 |  | 1 |  | 1 | IA 80 STROOMTRAFO 80MM | TORE FERME IA DIAM.80MM |  | CLOSED TOROID IA80 DIA.80MM | [18 empty] | 1 | 3303430504399 | 0 |  | 332 | 16 | 13 | 5 | 1.04 | [7 empty] | 43303430504397 | 40 | 14046 | 60 | 40 | 30 | [10 empty] | 2 | Y | [12 empty] | MC3 | MQ | 8504318090 | [14 empty] | Gesloten torus TA diam. 80 mm | Tore fermé IN diam. 80mm | [17 empty] | https://eref.se.com/be/nl/sis-tarif/product/50439 | https://eref.se.com/be/fr/sis-tarif/product/50439
Schneider Electric | Schneider Electric | 01022021 |  | Schneider Electric |  | SED | 50440 |  |  | 241.29 |  | 1 |  | 1 | MA 120 STROOMTRAFO 120MM | TORE FERME MA DIAM.120MM |  | CLOSED TO ROID FOR RESIDUAL CURRENT PROT | [18 empty] | 1 | 3303430504405 | 0 |  | 538 | 20 | 18 | 5 | 1.8 | [7 empty] | 43303430504403 | 26 | 14572 | 60 | 40 | 30 |  | 73303430504404 | 104 | 70288 | 120 | 80 | 50 |  |  |  | 2 | Y | [12 empty] | MC3 | MQ | 8504318090 | [14 empty] | Gesloten torus MA diam. 120 mm | Tore fermé MN diam. 120mm | [17 empty] | https://eref.se.com/be/nl/sis-tarif/product/50440 | https://eref.se.com/be/fr/sis-tarif/product/50440
Schneider Electric | Schneider Electric | 01022021 |  | Schneider Electric |  | SED | 50441 |  |  | 530.86 |  | 1 |  | 1 | SA 200 STROOMTRAFO 200MM | TORE FERME SA DIAM.200MM |  | CLOSED TOROID SA200 DIA. 200MM | [18 empty] | 1 | 3303430504412 | 0 |  | 1100 | 28 | 27 | 8 | 6.048 | [7 empty] | 43303430504410 | 12 | 13966 | 60 | 40 | 30 |  | 73303430504411 | 48 | 67864 | 120 | 80 | 50 |  |  |  | 2 | Y | [12 empty] | MC3 | MQ | 8504318090 | [14 empty] | Gesloten torus SA diam. 200 mm | Tore fermé SN diam. 196mm | [17 empty] | https://eref.se.com/be/nl/sis-tarif/product/50441 | https://eref.se.com/be/fr/sis-tarif/product/50441
Schneider Electric | Schneider Electric | 01022021 |  | Schneider Electric |  | SED | 50442 |  |  | 691.19 |  | 1 |  | 1 | GA 300 STROOMTRAFO 300MM | TORE FERME GA DIAM.300MM |  | CLOSED TO ROID FOR RESIDUAL CURRENT PROT | [18 empty] | 1 | 3303430504429 | 0 |  | 2175 | 40 | 37 | 5 | 7.4 | [7 empty] | 43303430504427 | 5 | 11754 | 60 | 40 | 30 | [10 empty] | 7 | N | [12 empty] | MC3 | MQ | 8504318090 | [14 empty] | Gesloten torus GA diam. 300 mm | Tore fermé TA diam. 300mm | [17 empty] | https://eref.se.com/be/nl/sis-tarif/product/50442 | https://eref.se.com/be/fr/sis-tarif/product/50442
Schneider Electric | Schneider Electric | 01022021 |  | Schneider Electric |  | SED | 50494 |  |  | 1149.32 |  | 1 |  | 1 | VIGILOMH XP15 MEETSTROOMTRAFO VOOR XRM | PINCE XP15 POUR XRM |  | XP15 CURRENT PROBE FOR XRM | [18 empty] | 1 | 3303430504948 | 0 |  | 391.5 | 24 | 16 | 7 | 2.688 | [7 empty] | 43303430504946 | 12 | 5500 | 60 | 40 | 30 | [10 empty] | 7 | N | [12 empty] | MC3 | MQ | 9030337000 | [14 empty] | Vigilohm XP15 stroomtang voor mobiele detector XRM | Pince ampèremétrique Vigilohm XP15 pour récepteur mobile XRM | [17 empty] | https://eref.se.com/be/nl/sis-tarif/product/50494 | https://eref.se.com/be/fr/sis-tarif/product/50494
Schneider Electric | Schneider Electric | 01022021 |  | Schneider Electric |  | SED | 50498 |  |  | 660.36 |  | 1 |  | 1 | XP50 STROOMSENSOR VOOR XRM | PINCE XP50 POUR XRM |  | XP50 CURRENT PROBE FOR XRM | [18 empty] | 1 | 3303430504986 | 0 |  | 757 | 25 | 16 | 7 | 2.8 | [7 empty] | 43303430504984 | 12 | 9629 | 60 | 40 | 30 | [10 empty] | 7 | N | [12 empty] | MC3 | MQ | 9030337000 | [14 empty] | Vigilohm XP50 stroomtang voor mobiele detector XRM | Pince ampèremétrique Vigilohm XP50 pour récepteur mobile XRM | [17 empty] | https://eref.se.com/be/nl/sis-tarif/product/50498 | https://eref.se.com/be/fr/sis-tarif/product/50498
Schneider Electric | Schneider Electric | 01022021 |  | Schneider Electric |  | SED | 50499 |  |  | 1487.78 |  | 1 |  | 1 | VIGILOHM XP100 STROOMTANG VOOR XRM | PINCE XP100 POUR XRM |  | XP100 CURRENT PROBE FOR XRM | [18 empty] | 1 | 3303430504993 | 0 |  | 1283 | 32 | 24 | 6 | 4.608 | [7 empty] | 43303430504991 | 9 | 12047 | 60 | 40 | 30 | [10 empty] | 7 | N | [12 empty] | MC3 | MQ | 90303370 | [14 empty] | Vigilohm XP100 stroomtang voor mobiele detector XRM | Pince ampèremétrique Vigilohm XP100 pour récepteur mobile XRM | [17 empty] | https://eref.se.com/be/nl/sis-tarif/product/50499 | https://eref.se.com/be/fr/sis-tarif/product/50499
Schneider Electric | Schneider Electric | 01022021 |  | Schneider Electric |  | SED | 50516 |  |  | 4308.9 |  | 1 |  | 1 | VIGILOHM SYSTEM XLI300 220/240VAC | VIGILOHM SYSTEM XLI300 220/240V CA PLUS |  | VIGILOHM SYSTEM XLI300 220/240V AC AND S | [18 empty] | 1 | 3303430505167 | 0 |  | 2210 | 33 | 23 | 15 | 11.385 | [7 empty] | 43303430505165 | 2 | 5186 | 60 | 40 | 30 | [10 empty] | 15 | N | [12 empty] | MC3 | MQ | 8517620000 | [14 empty] | Vigilohm XLI300 interface Vigilohm Systeem naar Modbus, 220/240V AC | Interface Vigilohm Système vers Modbus XLI300, 220/240V CA | [17 empty] | https://eref.se.com/be/nl/sis-tarif/product/50516 | https://eref.se.com/be/fr/sis-tarif/product/50516
Schneider Electric | Schneider Electric | 01022021 |  | Schneider Electric |  | SED | 50963 |  |  | 97.56 |  | 1 |  | 1 | VERBINDINGSBLOK 6 RS485 + 24VDC | BORNIER 6 CON.RS485 + ALIM 24VDC |  | 6 CONNECTORS RS485 BLOCK AND POWER | [18 empty] | 1 | 3303430509639 | 0 |  | 211 | 32 | 8 | 5 | 1.28 | [7 empty] | 43303430509637 | 40 | 10052 | 60 | 40 | 30 | [10 empty] | 6 | N | [12 empty] | MC3 | MQ | 8538909999 | [14 empty] | Junctieblok RS485 6 aansluitingen + ingang verdeler 24 VDC | Bloc de jonction RS485 6 connections + entrée répartition 24 VDC | [17 empty] | https://eref.se.com/be/nl/sis-tarif/product/50963 | https://eref.se.com/be/fr/sis-tarif/product/50963
Schneider Electric | Schneider Electric | 01022021 |  | Schneider Electric |  | SED | 50964 |  |  | 41.34 |  | 1 |  | 1 | CSD309 SUBD9 RS485 MET KLEUREN CODE | SUBD9 RS485 A VIS AVEC CODE COULEUR |  | RS485 9 PINS SUBD CONNECTOR | [18 empty] | 1 | 3303430509646 | 0 |  | 57 | 12 | 9 | 3 | 0.324 | [7 empty] | 43303430509644 | 80 | 4948 | 40 | 30 | 30 | [10 empty] | 6 | N | [12 empty] | MC1 | MO | 85389099 | [14 empty] | Connector Sub D9 met kleurencode | Connecteur Sub D9 à vis avec code couleur | [17 empty] | https://eref.se.com/be/nl/sis-tarif/product/50964 | https://eref.se.com/be/fr/sis-tarif/product/50964
Schneider Electric | Schneider Electric | 01022021 |  | Schneider Electric |  | SED | 50965 |  |  | 394.2 |  | 1 |  | 1 | DRAAD RS485 MODBUS + VOEDING 60M | CABLE RS485 MODBUS + ALIM 60M |  | POWER AND RS485 ROLL CABLE | [18 empty] | 1 | 3303430509653 | 0 |  | 6200 | 32 | 34 | 11 | 11.968 | [7 empty] | 43303430509651 | 2 | 13366 | 30 | 60 | 40 | [10 empty] | 6 | N | [12 empty] | MC1 | MO | 8538909999 | [14 empty] | Kabel RS485 Modbus+ voeding (60 m): 4 draden met kleurencode | Câble RS485 Modbus + alim. (60 m): 4 fils avec code couleur | [17 empty] | https://eref.se.com/be/nl/sis-tarif/product/50965 | https://eref.se.com/be/fr/sis-tarif/product/50965
Schneider Electric | Schneider Electric | 01022021 |  | Schneider Electric |  | SED | 51027020SE |  |  | 479.78 |  | 1 |  | 1 | PARY PCBA SINEWAVE 2 | PARY PCBA SINEWAVE 2- SPARE PART |  | PARY PCBA SINEWAVE 2- SPARE PART | [18 empty] | 1 | 3606480505607 | 0 |  | 1132 | 27 | 9 | 37 | 8991 | [23 empty] | 2 | Y | [12 empty] | ME1 | M2 | 8504909000
Schneider Electric | Schneider Electric | 01022021 |  | Schneider Electric |  | SED | 51027026SE |  |  | 683.69 |  | 1 |  | 1 | MUTY PCBA SINEWAVE 2 | MUTY PCBA SINEWAVE 2 - SPARE PART |  | MUTY PCBA SINEWAVE 2 - SPARE PART | [18 empty] | 1 | 3606480505614 | 0 |  | 998 | 27 | 9 | 37 | 8991 | [23 empty] | 2 | Y | [12 empty] | ME1 | M2 | 8504909000
Schneider Electric | Schneider Electric | 01022021 |  | Schneider Electric |  | SED | 51027039SE |  |  | 311.85 |  | 1 |  | 1 | BAMY PCBA SINEWAVE 2 | BAMY PCBA SINEWAVE 2 - SPARE PART |  | BAMY PCBA SINEWAVE 2 - SPARE PART | [18 empty] | 1 | 3606480505645 | 0 |  | 1247 | 37 | 27 | 9 | 8991 | [23 empty] | 2 | Y | [12 empty] | ME1 | M2 | 8504909000
Schneider Electric | Schneider Electric | 01022021 |  | Schneider Electric |  | SED | 51027047TT |  |  | 436.77 |  | 1 |  | 1 | CAPACITOR KIT SINEWAVE 30A | CAPACITOR KIT SINEWAVE 30A -SPARE PART |  | CAPACITOR KIT SINEWAVE 30A -SPARE PART | [18 empty] | 1 | 3606480505652 | 0 |  | 15467 | 27 | 9 | 37 | 8991 | [23 empty] | 2 | Y | [12 empty] | ME1 | M2 | 8532220000
Schneider Electric | Schneider Electric | 01022021 |  | Schneider Electric |  | SED | 51027048TT |  |  | 516.27 |  | 1 |  | 1 | CAPACITOR KIT SINEWAVE 60A | CAPACITOR KIT SINEWAVE 60A -SPARE PART |  | CAPACITOR KIT SINEWAVE 60A -SPARE PART | [18 empty] | 1 | 3606480505669 | 0 |  | 19161 | 27 | 9 | 37 | 8991 | [23 empty] | 2 | Y | [12 empty] | ME1 | M2 | 8532220000
Schneider Electric | Schneider Electric | 01022021 |  | Schneider Electric |  | SED | 51027069SE |  |  | 344.18 |  | 1 |  | 1 | DISPLAY PCBA SINEWAVE 2 | DISPLAY PCBA SINEWAVE 2 - SPARE PART |  | DISPLAY PCBA SINEWAVE 2 - SPARE PART | [18 empty] | 1 | 3606480505676 | 0 |  | 2994 | 27 | 9 | 37 | 8991 | [23 empty] | 2 | Y | [12 empty] | ME1 | M2 | 8504909000
Schneider Electric | Schneider Electric | 01022021 |  | Schneider Electric |  | SED | 51027074SE |  |  | 419.82 |  | 1 |  | 1 | FILY PCBA SINEWAVE 2 | FILY PCBA SINEWAVE 2 - SPARE PART |  | FILY PCBA SINEWAVE 2 - SPARE PART | [18 empty] | 1 | 3606480505683 | 0 |  | 1497 | 27 | 9 | 37 | 8991 | [23 empty] | 2 | Y | [12 empty] | ME1 | M2 | 8504909000
Schneider Electric | Schneider Electric | 01022021 |  | Schneider Electric |  | SED | 51027115SE |  |  | 479.78 |  | 1 |  | 1 | DUMY PCBA SINEWAVE 2 | DUMY PCBA SINEWAVE 2 - SPARE PART |  | DUMY PCBA SINEWAVE 2 - SPARE PART | [18 empty] | 1 | 3606480505690 | 0 |  | 268869 | 27 | 9 | 37 | 8991 | [23 empty] | 2 | Y | [12 empty] | ME1 | M2 | 8504909000
Schneider Electric | Schneider Electric | 01022021 |  | Schneider Electric |  | SED | 51027184SE |  |  | 491.77 |  | 1 |  | 1 | K2RY PCBA SINEWAVE 2 | K2RY PCBA SINEWAVE 2 - SPARE PART |  | K2RY PCBA SINEWAVE 2 - SPARE PART | [18 empty] | 1 | 3606480505706 | 0 |  | 74686 | 27 | 9 | 37 | 8991 | [23 empty] | 7 | N | [12 empty] | ME1 | M2 | 8504909000
Schneider Electric | Schneider Electric | 01022021 |  | Schneider Electric |  | SED | 51027263SE |  |  | 359.83 |  | 1 |  | 1 | ALIY PCBA SINEWAVE 2 | ALIY PCBA SINEWAVE 2 - SPARE PART |  | ALIY PCBA SINEWAVE 2 - SPARE PART | [18 empty] | 1 | 3606480505713 | 0 |  | 415 | 27 | 18 | 8 | 3888 | [23 empty] | 2 | Y | [12 empty] | ME1 | M2 | 8504909000
Schneider Electric | Schneider Electric | 01022021 |  | Schneider Electric |  | SED | 51027280SE |  |  | 419.82 |  | 1 |  | 1 | TIFY PCBA SINEWAVE - SPARE PART | TIFY PCBA SINEWAVE - SPARE PART |  | TIFY PCBA SINEWAVE - SPARE PART | [18 empty] | 1 | 3606480505720 | 0 |  | 13971 | 27 | 9 | 37 | 8991 | [23 empty] | 7 | N | [12 empty] | ME1 | M2 | 85049090
Schneider Electric | Schneider Electric | 01022021 |  | Schneider Electric |  | SED | 54443 |  |  | 765.19 |  | 1 |  | 1 | Voeding 110VWS | MODULE ALIMENTATION 110 130 VAC |  | CIRCUIT BREAK EXT POWER SUPL 110 130 VAC | [18 empty] | 1 | 3303430544432 | 0 |  | 349 | 12 | 10 | 7 | 0.84 | [7 empty] | 43303430544430 | 36 | 13051 | 40 | 30 | 30 | [10 empty] | 7 | N | [12 empty] | MR1 | MR | 8504408290 | [14 empty] | Ad ext. Power Supply 110 VAC | Alimentation externe 110VAC | [17 empty] | https://eref.se.com/be/nl/sis-tarif/product/54443 | https://eref.se.com/be/fr/sis-tarif/product/54443
Schneider Electric | Schneider Electric | 01022021 |  | Schneider Electric |  | SED | 54446 |  |  | 436.36 |  | 1 |  | 1 | 24 V BATTERIJ MICRLOGIC | MODULE BATTERIE 24V |  | CIRCUIT BREAKER 24V BATTERY | [18 empty] | 1 | 3303430544463 | 0 |  | 409 | 13 | 8 | 8 | 0.832 | [7 empty] | 43303430544461 | 24 | 10351 | 40 | 30 | 30 | [10 empty] | 19 | N | [12 empty] | MR1 | MR | 8507800090 | [14 empty] | Bat 24VDC batterijmodule | Batterie 24VDC | [17 empty] | https://eref.se.com/be/nl/sis-tarif/product/54446 | https://eref.se.com/be/fr/sis-tarif/product/54446
Schneider Electric | Schneider Electric | 01022021 |  | Schneider Electric |  | SED | 54655 |  |  | 154.35 |  | 1 |  | 1 | UA/BA BEDRADING ADAPTATION KIT | KIT D'ADAPTATION BA/UA |  | ACCESSORY FOR SOURCECHANGEOVER SWITCH WI | [18 empty] | 1 | 3303430546559 | 0 |  | 912 | 32 | 23 | 6 | 4.416 | [7 empty] | 43303430546557 | 7 | 7109 | 40 | 30 | 30 | [10 empty] | 2 | Y | [12 empty] | MR1 | MR | 8544429090 | [14 empty] | toebehoren voor normaal-noodomschakelaar - aansluitdraden voor elektrische onder | accessoire pour inverseur de source - filerie pour inter-verrouillage électrique | [17 empty] | https://eref.se.com/be/nl/sis-tarif/product/54655 | https://eref.se.com/be/fr/sis-tarif/product/54655
Schneider Electric | Schneider Electric | 01022021 |  | Schneider Electric |  | SED | 56105 |  |  | 186.81 |  | 1 |  | 1 | VIGIREX RH10M 12-24VAC/12-48VDC 0,3A | VIGIREX RH10M 12 - 24VAC - 12 - 48VDC |  | EARTHLEAKAGE RELAY RH10M 300 MA 24 V | [18 empty] | 1 | 3303430561057 | 0 |  | 206 | 9 | 9 | 8 | 0.648 | [23 empty] | 9 | N | [12 empty] | MC3 | MQ | 8536419089 | [14 empty] | Vigirex RH10M 12-24WS/12-48VGS gevoeligheid 0,3A - ogenblikkelijk | Vigirex RH10M 12-24VAC/12-48VCC sensibilité 0,3A - instantané | [17 empty] | https://eref.se.com/be/nl/sis-tarif/product/56105 | https://eref.se.com/be/fr/sis-tarif/product/56105
Schneider Electric | Schneider Electric | 01022021 |  | Schneider Electric |  | SED | 56130 |  |  | 186.81 |  | 1 |  | 1 | VIGIREX RH10M 220/240VAC 0,03A | VIGIREX RH10M,220/240V AC:0,03A RAIL DIN |  | EARTHLEAKAGE RELAY RH10M 30 MA 240 V | [18 empty] | 1 | 3303430561309 | 0 |  | 274 | 9 | 9 | 8 | 0.648 | [7 empty] | 43303430561307 | 36 | 10351 | 40 | 30 | 30 | [10 empty] | 7 | N | [12 empty] | MC3 | MQ | 8536490099 | [14 empty] | Vigirex RH10M 220/240VWS gevoeligheid 0,03A - ogenblikkelijk | Vigirex RH10M 220-240VAC sensibilité 0,03A instantané | [17 empty] | https://eref.se.com/be/nl/sis-tarif/product/56130 | https://eref.se.com/be/fr/sis-tarif/product/56130
Schneider Electric | Schneider Electric | 01022021 |  | Schneider Electric |  | SED | 56135 |  |  | 186.81 |  | 1 |  | 1 | VIGIREX RH10M 220-240VAC 0,3A | VIGIREX RH10M 220-240VWS OGENBLIKKELIJK |  | EARTHLEAKAGE RELAY RH10M 300 MA 240 V | [18 empty] | 1 | 3303430561354 | 0 |  | 268 | 9 | 9 | 8 | 0.648 | [7 empty] | 43303430561352 | 36 | 10135 | 40 | 30 | 30 | [10 empty] | 6 | N | [12 empty] | MC3 | MQ | 8536490099 | [14 empty] | Vigirex RH10M 220/240VWS gevoeligheid 0,3A - ogenblikkelijk | Vigirex RH10M 220-240VAC sensibilité 0,3A instantané | [17 empty] | https://eref.se.com/be/nl/sis-tarif/product/56135 | https://eref.se.com/be/fr/sis-tarif/product/56135
Schneider Electric | Schneider Electric | 01022021 |  | Schneider Electric |  | SED | 56137 |  |  | 191.37 |  | 1 |  | 1 | VIGIREX RH10M 220-240VAC 1A | VIGIREX RH10M 220-240VWS OGENBLIKKELIJK |  | EARTHLEAKAGE RELAY RH10M 1 A 240 V | [18 empty] | 1 | 3303430561378 | 0 |  | 310 | 9 | 9 | 8 | 0.648 | [7 empty] | 43303430561376 | 36 | 11647 | 40 | 30 | 30 | [10 empty] | 6 | N | [12 empty] | MC3 | MQ | 8536490099 | [14 empty] | Vigirex RH10M 220/240VWS gevoeligheid 1A - ogenblikkelijk | Vigirex RH10M 220-240VAC sensibilité 1A instantané | [17 empty] | https://eref.se.com/be/nl/sis-tarif/product/56137 | https://eref.se.com/be/fr/sis-tarif/product/56137
Schneider Electric | Schneider Electric | 01022021 |  | Schneider Electric |  | SED | 56147 |  |  | 186.81 |  | 1 |  | 1 | VIGIREX RH10M 380-415VAC 1A | VIGIREX RH10M 380-415VAC INSTANTANEE 1A |  | EARTHLEAKAGE RELAY RH10M 1 A 415 V | [18 empty] | 1 | 3303430561477 | 0 |  | 339 | 8 | 8 | 0 | 0 | [23 empty] | 6 | N | [12 empty] | MC3 | MQ | 8536490099 | [14 empty] | Vigirex RH10M 380-415VWS gevoeligheid 1A - ogenblikkelijk | Vigirex RH10M 380-415VAC sensibilité 1A instantané | [17 empty] | https://eref.se.com/be/nl/sis-tarif/product/56147 | https://eref.se.com/be/fr/sis-tarif/product/56147
Schneider Electric | Schneider Electric | 01022021 |  | Schneider Electric |  | SED | 56170 |  |  | 245.01 |  | 1 |  | 1 | VIGIREX RH99M 12-24VAC/12-48VDC 0,03-30A | VIGIREX RH99M 12-24VAC 12-48VCC INSTANTA |  | EARTHLEAKAGE RELAY RH99M WITH MANUAL RES | [18 empty] | 1 | 3303430561705 | 0 |  | 182 | 8 | 9 | 9 | 0.648 | [7 empty] | 43303430561703 | 36 | 7030 | 40 | 30 | 30 | [10 empty] | 2 | Y | [12 empty] | MC3 | MQ | 8536419089 | [14 empty] | Vigirex RH99M 12-24VWS/12-48VGS gevoeligheid 0,03A-30A ogenblikkelijk of vertraa | Vigirex RH99M 12-24VAC/12-48VCC sensibilité 0,03-30A instantané ou temporisé 0 - | [17 empty] | https://eref.se.com/be/nl/sis-tarif/product/56170 | https://eref.se.com/be/fr/sis-tarif/product/56170
Schneider Electric | Schneider Electric | 01022021 |  | Schneider Electric |  | SED | 56171 |  |  | 239.02 |  | 1 |  | 1 | VIGIREX RH99M 48VAC 0,03-30A 0-4,5S | VIGIREX RH99M 48VCA INSTANTANEÉ/0-4,5S - |  | EARTHLEAKAGE RELAY RH99M WITH MANUAL RES | [18 empty] | 1 | 3303430561712 | 0 |  | 328 | 8 | 8 | 0 | 0 | [23 empty] | 11 | N | [12 empty] | MC3 | MQ | 8536419089 | [14 empty] | Vigirex RH99M 48VWS gevoeligheid 0,03A-30A ogenblikkelijk of vertraagd 0-4,5s | Vigirex RH99M 48VCA sensibilité 0,03-30A instantané ou temporisé 0 - 4,5s | [17 empty] | https://eref.se.com/be/nl/sis-tarif/product/56171 | https://eref.se.com/be/fr/sis-tarif/product/56171
Schneider Electric | Schneider Electric | 01022021 |  | Schneider Electric |  | SED | 56172 |  |  | 367.51 |  | 1 |  | 1 | VIGIREX RH99M 110-130VAC 0,03-30A 0-4,5S | VIGIREX RH99M 110-130VCA INSTANTANEÉ/ |  | EARTHLEAKAGE RELAY RH99M WITH MANUAL RES | [18 empty] | 1 | 3303430561729 | 0 |  | 276 | 9 | 9 | 8 | 0.648 | [7 empty] | 43303430561727 | 36 | 10423 | 40 | 30 | 30 | [10 empty] | 7 | N | [12 empty] | MC3 | MQ | 8536490099 | [14 empty] | Vigirex RH99M 110-130VWS gevoeligheid 0,03A-30A ogenblikkelijk of vertraagd 0-4, | Vigirex RH99M 110-130VAC sensibilité 0,03-30A instantané ou temporisé 0 - 4,5s | [17 empty] | https://eref.se.com/be/nl/sis-tarif/product/56172 | https://eref.se.com/be/fr/sis-tarif/product/56172
Schneider Electric | Schneider Electric | 01022021 |  | Schneider Electric |  | SED | 56173 |  |  | 245.01 |  | 1 |  | 1 | VIGIREX RH99M 220-240VAC 0,03-30A 0-4,5S | VIGIREX RH99M 220-240VCA INSTANTANEÉ/ |  | EARTHLEAKAGE RELAY RH99M WITH MANUAL RES | [18 empty] | 1 | 3303430561736 | 0 |  | 276 | 8 | 9 | 9 | 0.648 | [7 empty] | 43303430561734 | 36 | 10436 | 40 | 30 | 30 | [10 empty] | 2 | Y | [12 empty] | MC3 | MQ | 8536490099 | [14 empty] | Vigirex RH99M 220-240VWS gevoeligheid 0,03A-30A ogenblikkelijk of vertraagd 0-4, | Vigirex RH99M 220-240VAC sensibilité 0,03-30A instantané ou temporisé 0 - 4,5s | [17 empty] | https://eref.se.com/be/nl/sis-tarif/product/56173 | https://eref.se.com/be/fr/sis-tarif/product/56173
Schneider Electric | Schneider Electric | 01022021 |  | Schneider Electric |  | SED | 56174 |  |  | 294 |  | 1 |  | 1 | VIGIREX RH99M 380-415VAC 0,03-30A 0-4,5S | VIGIREX RH99M 380-415VCA INSTANTANÉE/0 |  | EARTHLEAKAGE RELAY RH99M WITH MANUAL RES | [18 empty] | 1 | 3303430561743 | 0 |  | 275 | 8 | 9 | 9 | 0.648 | [7 empty] | 43303430561741 | 36 | 10351 | 40 | 30 | 30 | [10 empty] | 2 | Y | [12 empty] | MC3 | MQ | 8536490099 | [14 empty] | Vigirex RH99M 380-415VWS gevoeligheid 0,03A-30A ogenblikkelijk of vertraagd 0-4, | Vigirex RH99M 380-415VAC sensibilité 0,03-30A instantané ou temporisé 0 - 4,5s | [17 empty] | https://eref.se.com/be/nl/sis-tarif/product/56174 | https://eref.se.com/be/fr/sis-tarif/product/56174
Schneider Electric | Schneider Electric | 01022021 |  | Schneider Electric |  | SED | 56190 |  |  | 245.01 |  | 1 |  | 1 | VIGIREX RH99M 12-24VAC/12-48VDC MONITOR | VIGIREX RH99M 12-24VAC - 12 - 48VCC INST |  | EARTHLEAKAGE RELAY RH99M WITH AU TO MATI | [18 empty] | 1 | 3303430561903 | 0 |  | 183 | 8 | 9 | 9 | 0.648 | [23 empty] | 6 | N | [12 empty] | MC3 | MQ | 8536419089 | [14 empty] | Vigirex RH99M 12-24VWS/12-48VGS gevoeligheid 0,03A-30A ogenblikkelijk of vertraa | Vigirex RH99M 12-24VAC/12-48VCC sensibilité 0,03-30A instan; ou tempo 0-4,5s con | [17 empty] | https://eref.se.com/be/nl/sis-tarif/product/56190 | https://eref.se.com/be/fr/sis-tarif/product/56190
Schneider Electric | Schneider Electric | 01022021 |  | Schneider Electric |  | SED | 56193 |  |  | 245.01 |  | 1 |  | 1 | VIGIREX RH99M 220-240VAC MONITOR | VIGIREX RH99M 220 - 240VCA INST 0,03A |  | EARTHLEAKAGE RELAY RH99M WITH AU TO MATI | [18 empty] | 1 | 3303430561934 | 0 |  | 276 | 9 | 9 | 8 | 0.648 | [7 empty] | 43303430561932 | 36 | 10423 | 40 | 30 | 30 | [10 empty] | 7 | N | [12 empty] | MC3 | MQ | 8536490099 | [14 empty] | Vigirex RH99M 220-240VWS gevoeligheid 0,03A-30A ogenblik.of vertraagd 0-4,5s aut | Vigirex RH99M 220-240VAC sensibilité 0,03-30A instan. ou tempo 0-4,5s contact ré | [17 empty] | https://eref.se.com/be/nl/sis-tarif/product/56193 | https://eref.se.com/be/fr/sis-tarif/product/56193
Schneider Electric | Schneider Electric | 01022021 |  | Schneider Electric |  | SED | 56194 |  |  | 245.01 |  | 1 |  | 1 | VIGIREX RH99M 380-415VAC MONITOR | VIGIREX RH99M 380 - 415VCA INST 0,03A |  | EARTHLEAKAGE RELAY RH99M WITH AU TO MATI | [18 empty] | 1 | 3303430561941 | 0 |  | 307 | 9 | 9 | 8 | 0.648 | [8 empty] | 36 | 11765 | 40 | 30 | 30 | [10 empty] | 6 | N | [12 empty] | MC3 | MQ | 8536490099 | [14 empty] | Vigirex RH99M 380-415VWS gevoeligheid 0,03A-30A ogenblik.of vertraagd 0-4,5s aut | Vigirex RH99M 380-415VAC sensibilité 0,03-30A instan. ou tempo 0-4,5s contact ré | [17 empty] | https://eref.se.com/be/nl/sis-tarif/product/56194 | https://eref.se.com/be/fr/sis-tarif/product/56194
Schneider Electric | Schneider Electric | 01022021 |  | Schneider Electric |  | SED | 56270 |  |  | 215.74 |  | 1 |  | 1 | VIGIREX RH99P 12-24VAC/12-48VDC 0,03-30A | VIGIREX RH99P 12-24VAC - 12 - 48VCC INST |  | EARTHLEAKAGE RELAY RH99P WITH MANUAL RES | [18 empty] | 1 | 3303430562702 | 0 |  | 220 | 9 | 9 | 8 | 0.648 | [7 empty] | 43303430562700 | 36 | 8284 | 40 | 30 | 30 | [10 empty] | 6 | N | [12 empty] | MC3 | MQ | 8536419089 | [14 empty] | Vigirex RH99P 12-24VWS/12-48VGS gevoeligheid 0,03A-30A gevoeligheid of vertraagd | Vigirex RH99P 12-24VAC/12 -48VCC sensibilité 0,03A-30A instantané ou temporisé 0 | [17 empty] | https://eref.se.com/be/nl/sis-tarif/product/56270 | https://eref.se.com/be/fr/sis-tarif/product/56270
Schneider Electric | Schneider Electric | 01022021 |  | Schneider Electric |  | SED | 56272 |  |  | 215.74 |  | 1 |  | 1 | VIGIREX RH99P 110-130VAC 0,03-30A 0-4,5S | VIGIREX RH99P 110 - 130VCA INST 0,03A |  | EARTHLEAKAGE RELAY RH99P WITH MANUAL RES | [18 empty] | 1 | 3303430562726 | 0 |  | 307 | 9 | 9 | 8 | 0.648 | [7 empty] | 43303430562724 | 36 | 11539 | 40 | 30 | 30 | [10 empty] | 6 | N | [12 empty] | MC3 | MQ | 8536490099 | [14 empty] | Vigirex RH99P 110-130VWS gevoeligheid 0,03A-30A gevoeligheid of vertraagd 0-4,5s | Vigirex RH99P 110-130VCA sensibilité 0,03A-30A instantané ou temporisé 0-4,5s | [17 empty] | https://eref.se.com/be/nl/sis-tarif/product/56272 | https://eref.se.com/be/fr/sis-tarif/product/56272
Schneider Electric | Schneider Electric | 01022021 |  | Schneider Electric |  | SED | 56273 |  |  | 215.74 |  | 1 |  | 1 | VIGIREX RH99P 220-240VAC 0,03-30A 0-4,5S | RELAIS DIFFERENTIEL RH99P REARMEMENT MAN |  | EARTHLEAKAGE RELAY RH99P WITH MANUAL RES | [18 empty] | 1 | 3303430562733 | 0 |  | 305 | 9 | 9 | 8 | 0.648 | [7 empty] | 43303430562731 | 36 | 11711 | 40 | 30 | 30 | [10 empty] | 9 | N | [12 empty] | MC3 | MQ | 8536490099 | [14 empty] | Vigirex RH99P 220-240VWS gevoeligheid 0,03A-30A gevoeligheid of vertraagd 0-4,5s | Vigirex RH99P 220-240VAC sensibilité 0,03A-30A instantané ou temporisé 0-4,5s | [17 empty] | https://eref.se.com/be/nl/sis-tarif/product/56273 | https://eref.se.com/be/fr/sis-tarif/product/56273
Schneider Electric | Schneider Electric | 01022021 |  | Schneider Electric |  | SED | 60107 |  |  | 19.04 |  | 1 |  | 12 | C60N 1P C6 KOOIKLEM UL489/CSA C22-2 | C60N 1P C6 Borne UL489/CSA C22-2 |  | C60 OEM MULTISTANDARD UL489 BOX BOX C6A | [8 empty] | 09.07 | 1 | [8 empty] | 1 | 785901215240 | 0 |  | 132 | 15 | 8 | 2 | 0.24 | 10785901215247 | 12 | 1725 | 28 | 8 | 16 |  | 40785901215248 | 72 | 9991 | 40 | 30 | 30 | [10 empty] | 27 | N | [12 empty] | CUD | ZD | 8536201090 | [5 empty] | 210040 | [8 empty] | Automaat C60N 1P C6 Kooiklem/Kooiklem UL489/CSA C22-2 | Disjoncteur C60N 1P C6 Borne/Borne UL489/CSA C22-2 | [17 empty] | https://eref.se.com/be/nl/sis-tarif/product/60107 | https://eref.se.com/be/fr/sis-tarif/product/60107
Schneider Electric | Schneider Electric | 01022021 |  | Schneider Electric |  | SED | 60112 |  |  | 19.23 |  | 1 |  | 12 | C60N 1P C15 KOOIKLEM UL489/CSA C22-2 | C60N 1P C15 Borne UL489/CSA C22-2 |  | Multi 9 C60 UL489 MCB 1P 15A C Box Box | [8 empty] | 09.07 | 1 | [8 empty] | 1 | 785901208402 | 0 |  | 134 | 14 | 7 | 2 | 0.196 | 10785901208409 | 12 | 1798 | 28 | 8 | 16 |  | 40785901208400 | 72 | 10135 | 40 | 30 | 30 | [10 empty] | 27 | N | [12 empty] | CUD | ZD | 8536201090 | [5 empty] | 210040 | [8 empty] | Automaat C60N 1P C15 Kooiklem/Kooiklem UL489/CSA C22-2 | Disjoncteur C60N 1P C15 Borne/Borne UL489/CSA C22-2 | [17 empty] | https://eref.se.com/be/nl/sis-tarif/product/60112 | https://eref.se.com/be/fr/sis-tarif/product/60112
Schneider Electric | Schneider Electric | 01022021 |  | Schneider Electric |  | SED | 60113 |  |  | 19.23 |  | 1 |  | 1 | C60N 1P C20 KOOIKLEM UL489/CSA C22-2 | C60N 1P C20 Borne UL489/CSA C22-2 |  | C60 OEM MULTISTANDARD UL489 BOX BOX C20A | [8 empty] | 09.07 | 1 | [8 empty] | 1 | 785901208549 | 0 |  | 136 | 1 | 1.8 | 7.6 | 13.68 | [8 empty] | 72 | 10279 | 40 | 30 | 30 | [10 empty] | 27 | N | [12 empty] | CUD | ZD | 8536201090 | [5 empty] | 210040 | [8 empty] | Automaat C60N 1P C20 Kooiklem/Kooiklem UL489/CSA C22-2 | Disjoncteur C60N 1P C20 Borne/Borne UL489/CSA C22-2 | [17 empty] | https://eref.se.com/be/nl/sis-tarif/product/60113 | https://eref.se.com/be/fr/sis-tarif/product/60113
Schneider Electric | Schneider Electric | 01022021 |  | Schneider Electric |  | SED | 60127 |  |  | 22.61 |  | 1 |  | 1 | C60N 1P D10 KOOIKLEM UL489/CSA C22-2 | C60N 1P D10 Borne UL489/CSA C22-2 |  | Multi 9 C60 UL489 MCB 1P 10A D Box Box | [8 empty] | 09.07 | 1 | [8 empty] | 1 | 785901210139 | 0 |  | 131.542 | 2 | 13 | 7 | 0.182 | [8 empty] | 72 | 9991 | 40 | 30 | 30 | [10 empty] | 27 | N | [12 empty] | CUD | ZD | 8536201090 | [5 empty] | 210040 | [8 empty] | Automaat C60N 1P D10 Kooiklem/Kooiklem UL489/CSA C22-2 | Disjoncteur C60N 1P D10 Borne/Borne UL489/CSA C22-2
Schneider Electric | Schneider Electric | 01022021 |  | Schneider Electric |  | SED | 60144 |  |  | 43.56 |  | 1 |  | 6 | C60N 2P C10 KOOIKLEM UL489/CSA C22-2 | C60N 2P C10 Borne UL489/CSA C22-2 |  | C60N UL 489 2P 10A C | [8 empty] | 09.07 | 1 | [8 empty] | 1 | 785901208648 | 0 |  | 254 | 14 | 8 | 4 | 0.448 | 10785901208645 | 6 | 1670 | 28.5 | 8.5 | 17 |  | 40785901208646 | 36 | 9631 | 40 | 30 | 30 | [10 empty] | 27 | N | [12 empty] | CUD | ZD | 8536201090 | [5 empty] | 210040 | [8 empty] | Automaat C60N 2P C10 Kooiklem/Kooiklem UL489/CSA C22-2 | Disjoncteur C60N 2P C10 Borne/Borne UL489/CSA C22-2 | [17 empty] | https://eref.se.com/be/nl/sis-tarif/product/60144 | https://eref.se.com/be/fr/sis-tarif/product/60144
Schneider Electric | Schneider Electric | 01022021 |  | Schneider Electric |  | SED | 60147 |  |  | 40.37 |  | 1 |  | 1 | C60N 2P C20 KOOIKLEM UL489/CSA C22-2 | C60N 2P C20 Borne UL489/CSA C22-2 |  | BOX LUG/BOX LUG C60N 2P 20A C | [8 empty] | 09.07 | 1 | [8 empty] | 1 | 785901208679 | 0 |  | 260 | 14.3 | 7.6 | 4 | 434.72 | [8 empty] | 36 | 9847 | 40 | 30 | 30 | [10 empty] | 27 | N | [12 empty] | CUD | ZD | 8536201090 | [5 empty] | 210040 | [8 empty] | Automaat C60N 2P C20 Kooiklem/Kooiklem UL489/CSA C22-2 | Disjoncteur C60N 2P C20 Borne/Borne UL489/CSA C22-2 | [17 empty] | https://eref.se.com/be/nl/sis-tarif/product/60147 | https://eref.se.com/be/fr/sis-tarif/product/60147
Schneider Electric | Schneider Electric | 01022021 |  | Schneider Electric |  | SED | 60150 |  |  | 37.74 |  | 1 |  | 1 | C60N 2P C35 KOOIKLEM UL489/CSA C22-2 | C60N 2P C35 Borne UL489/CSA C22-2 |  | BOX LUG/BOX LUG C60N 2P 35A C | [8 empty] | 09.07 | 1 | [8 empty] | 1 | 785901208686 | 0 |  | 272.155 | 14 | 8 | 4 | 0.448 | [8 empty] | 36 | 10351 | 40 | 30 | 30 | [10 empty] | 27 | N | [12 empty] | CUD | ZD | 8536201090 | [5 empty] | 210040 | [8 empty] | Automaat C60N 2P C35 Kooiklem/Kooiklem UL489/CSA C22-2 | Disjoncteur C60N 2P C35 Borne/Borne UL489/CSA C22-2 | [17 empty] | https://eref.se.com/be/nl/sis-tarif/product/60150 | https://eref.se.com/be/fr/sis-tarif/product/60150
Schneider Electric | Schneider Electric | 01022021 |  | Schneider Electric |  | SED | 60195 |  |  | 65 |  | 1 |  | 24 | C60N 3P D15 KOOIKLEM UL489/CSA C22-2 | C60N 3P D15 Borne UL489/CSA C22-2 |  | Multi 9 C60 UL489 MCB 3P 15A D Box Box | [8 empty] | 09.07 | 1 | [8 empty] | 1 | 785901211143 | 0 |  | 385 | 15 | 6 | 8 | 0.72 | 40785901211141 | 24 | 9727 | 40 | 30 | 30 |  |  | 24 | 11501 | 40 | 30 | 30 | [10 empty] | 27 | N | [12 empty] | CUD | ZD | 8536201090 | [5 empty] | 210040 | [8 empty] | Automaat C60N 3P D15 Kooiklem/Kooiklem UL489/CSA C22-2 | Disjoncteur C60N 3P D15 Borne/Borne UL489/CSA C22-2
Schneider Electric | Schneider Electric | 01022021 |  | Schneider Electric |  | SED | 60488 |  |  | 9.58 |  | 1 |  | 1 | ISOLATIEKAPJES C60 UL 1077 KAM (1 ST=20) | CACHE DENTS C60 UL1077 |  | TOOTH CAPS FOR UL1077 COMB BUS BARS | [18 empty] | 1 | 3303430604884 | 0 |  | 20 | 17 | 10 | 2 | 0.34 | [7 empty] | 43303430604882 | 72 | 1783 | 40 | 30 | 30 | [10 empty] | 46 | N | [12 empty] | CUX | ZX | 3926909790 | [14 empty] | 1 set van 20 combinatierail tandafdekkingen voor C60 UL 1077 | embout cache-dent pour peigne - jeu de 20 | [17 empty] | https://eref.se.com/be/nl/sis-tarif/product/60488 | https://eref.se.com/be/fr/sis-tarif/product/60488
Schneider Electric | Schneider Electric | 01022021 |  | Schneider Electric |  | SED | 65290 |  |  | 3204.61 |  | 1 |  | 1 | MICROLOGIC 5.0 P VAST COMPACT NS | MICROLOGIC 5.0 P POUR COMPACT NS FIXE |  | MICROLOGIC 5.0 P FOR FIXED COMPACT NS | [18 empty] | 1 | 3303430652908 | 0 |  | 365 | 22 | 8 | 7 | 1.232 | [23 empty] | 2 | N | [12 empty] | MC1 | MO | 8536303099 | [14 empty] | elektronische beveiliging Micrologic 5.0P voor NS800/1000/1250/1600N/H/L vast | déclencheur électronique Micrologic 5.0P pour NS800-1600N/H/L - fixe | [17 empty] | https://eref.se.com/be/nl/sis-tarif/product/65290 | https://eref.se.com/be/fr/sis-tarif/product/65290
Schneider Electric | Schneider Electric | 01022021 |  | Schneider Electric |  | SED | 712705 |  |  | 54.46 |  | 1 |  | 12 | SLEUTEL VOOR HULZEN 20MM | CLEF POUR ALVEOLE |  | SLEUTEL VOOR HULZEN 20MM | [8 empty] | 09.07 | 1 | [8 empty] | 1 |  | 0 |  | 66 | 15 | 2 | 2 | 0.06 |  | 12 | 832 | 23 | 9.2 | 7.8 | [17 empty] | 2 | Y | [12 empty] | G11 | OH | 8536201090 | [5 empty] | 210040 | [8 empty] | Sleutel voor hulzen 20mm | Clef pour alvéole 20 mm
Schneider Electric | Schneider Electric | 01022021 |  | Schneider Electric |  | SED | 713102 |  |  | 13.68 |  | 1 |  | 10 | SMELTVEILIGHEID 2A ORANJE 1000 | FUSIBLE 20 MM 2A ORANGE 10000A |  | SMELTVEILIGHEID 2A ORANJE 1000 | [8 empty] | 09.07 | 1 | [8 empty] | 10 |  | 0 |  | 20 | 5 | 4 | 2 | 0.04 |  | 10 | 207 | 16.5 | 4.4 | 3.8 | [17 empty] | 2 | Y | [12 empty] | G11 | OH | 8536201090 | [5 empty] | 210040 | [8 empty] | Smeltveiligheid - 2A - oranje - 10000A | Fusible 20 mm - 2A - orange - 10000A
Schneider Electric | Schneider Electric | 01022021 |  | Schneider Electric |  | SED | 713104 |  |  | 13.68 |  | 1 |  | 10 | SMELTVEILIGHEID 4A ORANJE 1000 | FUSIBLE 20 MM 4A ORANGE 10000A |  | SMELTVEILIGHEID 4A ORANJE 1000 | [8 empty] | 09.07 | 1 | [8 empty] | 10 |  | 0 |  | 202 | 5 | 4 | 2 | 0.04 |  | 10 | 200 | 16.5 | 4.4 | 4 | [17 empty] | 2 | Y | [12 empty] | G11 | OH | 8536201090 | [5 empty] | 210040 | [8 empty] | Smeltveiligheid - 4A - oranje - 10000A | Fusible 20 mm - 4A - orange - 10000A
Schneider Electric | Schneider Electric | 01022021 |  | Schneider Electric |  | SED | 713106 |  |  | 11.69 |  | 1 |  | 10 | SMELTVEILIGHEID 6A ORANJE 1000 | FUSIBLE 20 MM 6A ORANGE 10000A |  | SMELTVEILIGHEID 6A ORANJE 1000 | [8 empty] | 09.07 | 1 | [8 empty] | 10 |  | 0 |  | 18 | 4 | 4 | 2 | 0.032 |  | 10 | 206 | 16.5 | 4.3 | 3.9 | [17 empty] | 2 | Y | [12 empty] | G11 | OH | 8536201090 | [5 empty] | 210040 | [8 empty] | Smeltveiligheid - 6A - oranje - 10000A | Fusible 20 mm - 6A - orange - 10000A
Schneider Electric | Schneider Electric | 01022021 |  | Schneider Electric |  | SED | 713110 |  |  | 11.69 |  | 1 |  | 10 | SMELTVEILIGHEID 10A ORANJE 100 | FUSIBLE 20 MM 10A ORANGE 10000 |  | SMELTVEILIGHEID 10A ORANJE 100 | [8 empty] | 09.07 | 1 | [8 empty] | 10 |  | 0 |  | 19 | 4 | 4 | 2 | 0.032 |  | 10 | 207 | 16.3 | 4.5 | 3.8 | [17 empty] | 2 | Y | [12 empty] | G11 | OH | 8536201090 | [5 empty] | 210040 | [8 empty] | Smeltveiligheid - 10A - oranje - 10000A | Fusible 20 mm - 10A - orange - 10000A
Schneider Electric | Schneider Electric | 01022021 |  | Schneider Electric |  | SED | 713116 |  |  | 12.38 |  | 1 |  | 10 | SMELTVEILIGHEID 16A GRIJS 1000 | FUSIBLE 20 MM 16A GRIS 10000A |  | SMELTVEILIGHEID 16A GRIJS 1000 | [8 empty] | 09.07 | 1 | [8 empty] | 10 |  | 0 |  | 19 | 4 | 4 | 2 | 0.032 |  | 10 | 190 | 16.3 | 4.5 | 3.8 | [17 empty] | 2 | Y | [12 empty] | G11 | OH | 8536201090 | [5 empty] | 210040 | [8 empty] | Smeltveiligheid - 16A - grijs - 10000A | Fusible 20 mm - 16A - gris - 10000A
Schneider Electric | Schneider Electric | 01022021 |  | Schneider Electric |  | SED | 713120 |  |  | 18.3 |  | 1 |  | 10 | SMELTVEILIGHEID 20A BLAUW 1000 | FUSIBLE 20 MM 20A BLEU 10000A |  | SMELTVEILIGHEID 20A BLAUW 1000 | [8 empty] | 09.07 | 1 | [8 empty] | 10 |  | 0 |  | 18 | 4 | 4 | 2 | 0.032 |  | 10 | 190 | 16.5 | 4.3 | 4 | [17 empty] | 17 | N | [12 empty] | G11 | OH | 8536201090 | [5 empty] | 210040 | [8 empty] | Smeltveiligheid - 20A - blauw - 10000A | Fusible 20 mm - 20A - bleu - 10000A
Schneider Electric | Schneider Electric | 01022021 |  | Schneider Electric |  | SED | 713132 |  |  | 26.36 |  | 1 |  | 10 | SMELTVEILIGHEID 32A BRUIN 1000 | FUSIBLE 20 MM 32A BRUN 10000A |  | FUSIBLE 20 MM 32A BRUN 10000A | [8 empty] | 09.07 | 1 | [8 empty] | 10 |  | 0 |  | 21.9 | 4 | 4 | 2 | 0.032 | [23 empty] | 15 | N | [12 empty] | G11 | OH | 8536201090 | [5 empty] | 210040 | [8 empty] | Smeltveiligheid - 32A - bruin - 10000A | Fusible 20 mm - 32A - brun - 10000A
Schneider Electric | Schneider Electric | 01022021 |  | Schneider Electric |  | SED | 713140 |  |  | 26.36 |  | 1 |  | 10 | SMELTVEILIGHEID 40A GROEN 1000 | FUSIBLE 20 MM 40A VERT 10000A |  | SMELTVEILIGHEID 40A GROEN 1000 | [8 empty] | 09.07 | 1 | [8 empty] | 10 |  | 0 |  | 21.9 | 3 | 2 | 1 | 0.006 |  | 10 | 219 | 4.2 | 16 | 4 | [17 empty] | 15 | N | [12 empty] | G11 | OH | 8536201090 | [5 empty] | 210040 | [8 empty] | Smeltveiligheid - 40A - groen - 10000A | Fusible 20 mm - 40A - vert - 10000A
Schneider Electric | Schneider Electric | 01022021 |  | Schneider Electric |  | SED | 713150 |  |  | 28.29 |  | 1 |  | 10 | SMELTVEILIGHEID 50A GROEN 1000 | FUSIBLE 20 MM 50A VERT 10000A |  | SMELTVEILIGHEID 50A GROEN 1000 | [8 empty] | 09.07 | 1 | [8 empty] | 10 |  | 0 |  | 21.9 | 4 | 4 | 2 | 0.032 | [23 empty] | 15 | N | [12 empty] | G11 | OH | 8536201090 | [5 empty] | 210040 | [8 empty] | Smeltveiligheid - 50A - groen - 10000A | Fusible 20 mm - 50A - vert - 10000A
Schneider Electric | Schneider Electric | 01022021 |  | Schneider Electric |  | SED | 713210 |  |  | 1.63 |  | 1 |  | 30 | KALIBREERELEMENT ORANJE | ELEMENT DE CALIBRAGE ORANGE |  | KALIBREERELEMENT ORANJE | [8 empty] | 09.07 | 1 | [8 empty] | 30 |  | 0 |  | 2 | 4 | 1 | 1 | 0.004 |  | 30 | 82 | 9.2 | 6.2 | 4.3 | [17 empty] | 2 | Y | [12 empty] | G11 | OH | 8536201090 | [5 empty] | 210040 | [8 empty] | Kalibreerelement oranje | Élément de calibrage orange
Schneider Electric | Schneider Electric | 01022021 |  | Schneider Electric |  | SED | 713216 |  |  | 1.63 |  | 1 |  | 30 | KALIBREERELEMENT GRIJS | ELEMENT DE CALIBRAGE GRIS |  | KALIBREERELEMENT GRIJS | [8 empty] | 09.07 | 1 | [8 empty] | 30 |  | 0 |  | 2.7 | 5 | 1 | 1 | 0.005 | [23 empty] | 17 | N | [12 empty] | G11 | OH | 8536201090 | [5 empty] | 210040 | [8 empty] | Kalibreerelement grijs | Élément de calibrage gris
Schneider Electric | Schneider Electric | 01022021 |  | Schneider Electric |  | SED | 713220 |  |  | 1.63 |  | 1 |  | 30 | KALIBREERELEMENT BLAUW | ELEMENT DE CALIBRAGE BLEU |  | KALIBREERELEMENT BLAUW | [8 empty] | 09.07 | 1 | [8 empty] | 30 |  | 0 |  | 1.5 | 4 | 1 | 1 | 0.004 |  | 30 | 80 | 0.92 | 0.62 | 0.43 | [17 empty] | 15 | N | [12 empty] | G11 | OH | 8536201090 | [5 empty] | 210040 | [8 empty] | Kalibreerelement blauw | Élément de calibrage bleu
Schneider Electric | Schneider Electric | 01022021 |  | Schneider Electric |  | SED | 713232 |  |  | 1.63 |  | 1 |  | 30 | KALIBREERELEMENT BRUIN | ELEMENT DE CALIBRAGE BRUN |  | KALIBREERELEMENT BRUIN | [8 empty] | 09.07 | 1 | [8 empty] | 30 |  | 0 |  | 263 | 6 | 4 | 0 | 0 | [23 empty] | 15 | N | [12 empty] | G11 | OH | 8536201090 | [5 empty] | 210040 | [8 empty] | Kalibreerelement bruin | Élément de calibrage brun
Schneider Electric | Schneider Electric | 01022021 |  | Schneider Electric |  | SED | 713250 |  |  | 1.63 |  | 1 |  | 30 | KALIBREERELEMENT GROEN | ELEMENT DE CALIBRAGE VERT |  | KALIBREERELEMENT GROEN | [8 empty] | 09.07 | 1 | [8 empty] | 30 |  | 0 |  | 1.7 | 4 | 1 | 1 | 0.004 | [23 empty] | 15 | N | [12 empty] | G11 | OH | 8536201090 | [5 empty] | 210040 | [8 empty] | Kalibreerelement groen | Élément de calibrage vert
Schneider Electric | Schneider Electric | 01022021 |  | Schneider Electric |  | SED | 715010 |  |  | 1.49 |  | 1 |  | 50 | HULS DIAM.7 MM VOOR SMELTVEILI | ALVEOLE DIAM. 7 MM POUR FUSIBL |  | HULS DIAM.7 MM VOOR SMELTVEILI | [8 empty] | 09.07 | 1 | [8 empty] | 50 |  | 0 |  | 3 | 1.4 | 1 | 1 | 1.4 |  | 50 | 153 | 5.5 | 4.5 | 4 | [17 empty] | 17 | N | [12 empty] | G11 | OH | 8536201090 | [5 empty] | 210040 | [8 empty] | Huls diam. 7 mm - voor smeltveiligheid of Gardix 20 mm | Alvéole diam.7 mm - pour fusible ou Gardix 20 mm
Schneider Electric | Schneider Electric | 01022021 |  | Schneider Electric |  | SED | 81140 |  |  | 6.17 |  | 1 |  | 18 | INBOUWCONTACTDOOS 10/16A 3P 250V NF | PRISE 10/16A 2P+T 250V IP55 |  | DOMESTIC SOCKET 10 16A IP65 STD NF 2PT 2 | [8 empty] | 09.07 | 1 | [8 empty] | 1 | 3303430811404 | 0 |  | 114 | 9 | 6 | 4 | 0.216 | 23303430811408 | 18 | 2210 | 27 | 26 | 12 |  | 43303430811402 | 54 | 7117 | 40 | 30 | 30 |  | 73303430811403 | 432 | 67928 | 120 | 80 | 50 |  |  |  | 2 | Y | [12 empty] | MB6 | IT | 8536699099 | [33 empty] | https://eref.se.com/be/nl/sis-tarif/product/81140 | https://eref.se.com/be/fr/sis-tarif/product/81140
Schneider Electric | Schneider Electric | 01022021 |  | Schneider Electric |  | SED | 81141 |  |  | 8.84 |  | 1 |  | 18 | INBOUWCONTACTDOOS 10/16A 3P 250V SCHUKO | STC 16A IP65 |  | DOMESTIC SOCKET 10 16A IP65 STD SCHUKO 2 | [8 empty] | 09.07 | 1 | [8 empty] | 1 | 3303430811411 | 0 |  | 110 | 9 | 7 | 5 | 0.315 | 23303430811415 | 18 | 2140 | 26.8 | 26.2 | 11.9 |  | 43303430811419 | 54 | 6900 | 40 | 30 | 30 |  | 73303430811410 | 432 | 67830 | 120 | 80 | 80 |  |  |  | 2 | Y | [12 empty] | MB6 | IT | 8536699099 | [14 empty] | contactdoos lichtgrijs PK - 2P+A aarde aan zijkant 10/16 A CEE 7 - IP55 - opbouw | prise PK gris clair - 2P+T latérale 10/16 A CEE 7 - IP 55 - ensaillie | [17 empty] | https://eref.se.com/be/nl/sis-tarif/product/81141 | https://eref.se.com/be/fr/sis-tarif/product/81141
Schneider Electric | Schneider Electric | 01022021 |  | Schneider Electric |  | SED | 81182 |  |  | 59.34 |  | 1 |  | 1 | CEE WANDCONT.DOOS 63A 4P 400V 6H IP67 | SOCLE PRISE SAIL. 63A 3PT 380-415V IP67 |  | SOCLE PRISE SAIL. 63A 3PT 380-415V IP67 | [8 empty] | 09.07 | 1 | [8 empty] | 1 | 3303430811824 | 0 |  | 1003 | 25 | 11 | 19 | 5.225 | [7 empty] | 43303430811822 | 5 | 5530 | 40 | 30 | 30 |  | 73303430811823 | 40 | 55816 | 120 | 80 | 50 |  |  |  | 7 | N | [12 empty] | MB6 | IT | 8536699099 | [14 empty] | PratiKa industrieel stopcontact - 63 A - 3P + E - 380...415 V AC - IP67 | socle de prise industrielle - 63 A - 3P+T - 380..415 V CA - IP 67 | [17 empty] | https://eref.se.com/be/nl/sis-tarif/product/81182 | https://eref.se.com/be/fr/sis-tarif/product/81182
Schneider Electric | Schneider Electric | 01022021 |  | Schneider Electric |  | SED | 81276 |  |  | 64.42 |  | 1 |  | 1 | CEE INBOUWCONT.DOOS 63A 4P 110V 4H IP67 | CEE 63A 4P 110V 4U SCHUIN IP67 |  | SOCKET PANEL MOUNT 63A 3P-E 100-130V IP6 | [8 empty] | 09.07 | 1 | [8 empty] | 1 | 3303430812760 | 0 |  | 558 | 13 | 10 | 11 | 1.43 | [7 empty] | 43303430812768 | 15 | 8811 | 30 | 40 | 30 | [10 empty] | 13 | N | [12 empty] | MB6 | IT | 8536699099 | [5 empty] | 210040 | [27 empty] | https://eref.se.com/be/nl/sis-tarif/product/81276 | https://eref.se.com/be/fr/sis-tarif/product/81276
Schneider Electric | Schneider Electric | 01022021 |  | Schneider Electric |  | SED | 81277 |  |  | 66.4 |  | 1 |  | 1 | CEE INBOUWCONT.DOOS 63A 5P 110V 4H IP67 | CEE 63A 5P 110V 4U SCHUIN IP67 |  | SOCKET PANEL MOUNT 63A 3P-N-E 100-130V I | [8 empty] | 09.07 | 1 | [8 empty] | 1 | 3303430812777 | 0 |  | 712 | 13 | 11 | 12 | 1.716 | [7 empty] | 43303430812775 | 15 | 11121 | 30 | 40 | 30 | [10 empty] | 13 | N | [12 empty] | MB6 | IT | 8536699099 | [5 empty] | 210040 | [27 empty] | https://eref.se.com/be/nl/sis-tarif/product/81277 | https://eref.se.com/be/fr/sis-tarif/product/81277
Schneider Electric | Schneider Electric | 01022021 |  | Schneider Electric |  | SED | 81278 |  |  | 69.87 |  | 1 |  | 1 | CEE INBOUWCONT.DOOS 63A 3P 220V 6H IP67 | CEE 63A 3P 230V 6U SCHUIN IP67 |  | SOCLE PRISE ENC. INC. 63A 2PT 200-250V I | [8 empty] | 09.07 | 1 | [8 empty] | 1 | 3303430812784 | 0 |  | 426 | 13 | 11 | 10 | 1.43 | [7 empty] | 43303430812782 | 15 | 6877 | 40 | 30 | 30 | [10 empty] | 7 | N | [12 empty] | MB6 | IT | 8536699099 | [5 empty] | 210040 | [27 empty] | https://eref.se.com/be/nl/sis-tarif/product/81278 | https://eref.se.com/be/fr/sis-tarif/product/81278
Schneider Electric | Schneider Electric | 01022021 |  | Schneider Electric |  | SED | 81279 |  |  | 40.82 |  | 1 |  | 1 | CEE INBOUWCONT.DOOS 63A 4P 220V 9H IP67 | CEE 63A 4P 230V 9U SCHUIN IP67 |  | SOCLE PRISE ENC. INC. 63A 3PT 200-250V I | [8 empty] | 09.07 | 1 | [8 empty] | 1 | 3303430812791 | 0 |  | 489 | 13 | 11 | 10 | 1.43 | [7 empty] | 43303430812799 | 15 | 7822 | 40 | 30 | 30 | [10 empty] | 7 | N | [12 empty] | MB6 | IT | 8536699099 | [5 empty] | 210040 | [27 empty] | https://eref.se.com/be/nl/sis-tarif/product/81279 | https://eref.se.com/be/fr/sis-tarif/product/81279
Schneider Electric | Schneider Electric | 01022021 |  | Schneider Electric |  | SED | 81280 |  |  | 42.82 |  | 1 |  | 1 | CEE INBOUWCONT.DOOS 63A 5P 220V 9H IP67 | CEE 63A 5P 230V 9U SCHUIN IP67 |  | SOCLE PRISE ENC. INC. 63A 3PNT 200-250V | [8 empty] | 09.07 | 1 | [8 empty] | 1 | 3303430812807 | 0 |  | 520 | 13 | 11 | 10 | 1.43 | [7 empty] | 43303430812805 | 15 | 8287 | 40 | 30 | 30 | [10 empty] | 7 | N | [12 empty] | MB6 | IT | 8536699099 | [5 empty] | 210040 | [27 empty] | https://eref.se.com/be/nl/sis-tarif/product/81280 | https://eref.se.com/be/fr/sis-tarif/product/81280
Schneider Electric | Schneider Electric | 01022021 |  | Schneider Electric |  | SED | 81282 |  |  | 32.59 |  | 1 |  | 1 | CEE INBOUWCONT.DOOS 63A 4P 400V 6H IP67 | CEE 63A 4P 380V 6U SCHUIN IP67 |  | SOCLE PRISE ENC. INC. 63A 3PT 380-415V I | [8 empty] | 09.07 | 1 | [8 empty] | 1 | 3303430812821 | 0 |  | 486 | 12 | 11 | 11 | 1.452 | [7 empty] | 43303430812829 | 15 | 7777 | 40 | 30 | 30 | [10 empty] | 7 | N | [12 empty] | MB6 | IT | 8536699099 | [5 empty] | 210040 | [27 empty] | https://eref.se.com/be/nl/sis-tarif/product/81282 | https://eref.se.com/be/fr/sis-tarif/product/81282
Schneider Electric | Schneider Electric | 01022021 |  | Schneider Electric |  | SED | 81283 |  |  | 27.94 |  | 1 |  | 1 | CEE INBOUWCONT.DOOS 63A 5P 400V 6H IP67 | CEE 63A 5P 380V 6U SCHUIN IP67 |  | SOCLE PRISE ENC. INC. 63A 3PNT 380-415V | [8 empty] | 09.07 | 1 | [8 empty] | 1 | 3303430812838 | 0 |  | 530 | 13 | 12 | 12 | 1.872 | [7 empty] | 43303430812836 | 15 | 8437 | 40 | 30 | 30 | [10 empty] | 2 | Y | [12 empty] | MB6 | IT | 8536699099 | [5 empty] | 210040 | [27 empty] | https://eref.se.com/be/nl/sis-tarif/product/81283 | https://eref.se.com/be/fr/sis-tarif/product/81283
Schneider Electric | Schneider Electric | 01022021 |  | Schneider Electric |  | SED | 81285 |  |  | 72.18 |  | 1 |  | 1 | CEE INBOUWCONT.DOOS 63A 4P 500V 7H IP67 | CEE 63A 4P 500V 7U SCHUIN IP67 |  | SOCKET PANEL MOUNT 63A 3P-E 480-500V IP6 | [8 empty] | 09.07 | 1 | [8 empty] | 1 | 3303430812852 | 0 |  | 478 | 13 | 11 | 10 | 1.43 | [7 empty] | 43303430812850 | 15 | 7657 | 40 | 30 | 30 | [10 empty] | 7 | N | [12 empty] | MB6 | IT | 8536699099 | [5 empty] | 210040 | [27 empty] | https://eref.se.com/be/nl/sis-tarif/product/81285 | https://eref.se.com/be/fr/sis-tarif/product/81285
Schneider Electric | Schneider Electric | 01022021 |  | Schneider Electric |  | SED | 81286 |  |  | 79.36 |  | 1 |  | 1 | CEE INBOUWCONT.DOOS 63A 5P 500V 7H IP67 | CEE 63A 5P 500V 7U SCHUIN IP67 |  | SOCKET PANEL MOUNT 63A 3P-N-E 480-500V I | [8 empty] | 09.07 | 1 | [8 empty] | 1 | 3303430812869 | 0 |  | 575 | 13 | 10 | 11 | 1.43 | [7 empty] | 43303430812867 | 15 | 9066 | 30 | 40 | 30 | [10 empty] | 13 | N | [12 empty] | MB6 | IT | 8536699099 | [5 empty] | 210040 | [27 empty] | https://eref.se.com/be/nl/sis-tarif/product/81286 | https://eref.se.com/be/fr/sis-tarif/product/81286
Schneider Electric | Schneider Electric | 01022021 |  | Schneider Electric |  | SED | 81288 |  |  | 258.72 |  | 1 |  | 1 | CEE INBOUWCONT.DOOS 125A 4P 110V 4H IP67 | CEE 125A 4P 110V 4U SCHUIN IP67 |  | SOCKET PANEL MOUNT 125A 3P-E 100-130V IP | [8 empty] | 09.07 | 1 | [8 empty] | 1 | 3303430812883 | 0 |  | 1180 | 17 | 11 | 11 | 2.057 | [7 empty] | 43303430812881 | 10 | 12287 | 40 | 30 | 30 | [10 empty] | 13 | N | [12 empty] | MB6 | IT | 8536699099 | [5 empty] | 210040 | [27 empty] | https://eref.se.com/be/nl/sis-tarif/product/81288 | https://eref.se.com/be/fr/sis-tarif/product/81288
Schneider Electric | Schneider Electric | 01022021 |  | Schneider Electric |  | SED | 81289 |  |  | 266.73 |  | 1 |  | 1 | CEE INBOUWCONT.DOOS 125A 5P 110V 4H IP67 | CEE 125A 5P 110V 4U SCHUIN IP67 |  | SOCKET PANEL MOUNT 125A 3P-N-E 100-130V | [8 empty] | 09.07 | 1 | [8 empty] | 1 | 3303430812890 | 0 |  | 1320 | 17 | 13 | 14 | 3.094 | [7 empty] | 43303430812898 | 10 | 13687 | 40 | 30 | 30 | [10 empty] | 13 | N | [12 empty] | MB6 | IT | 8536699099 | [5 empty] | 210040 | [27 empty] | https://eref.se.com/be/nl/sis-tarif/product/81289 | https://eref.se.com/be/fr/sis-tarif/product/81289
Schneider Electric | Schneider Electric | 01022021 |  | Schneider Electric |  | SED | 81290 |  |  | 280.72 |  | 1 |  | 1 | CEE INBOUWCONT.DOOS 125A 3P 220V 6H IP67 | CEE 125A 3P 230V 6U SCHUIN IP67 |  | SOCLE PRISE ENC. INC. 125A 2PT 200-250V | [8 empty] | 09.07 | 1 | [8 empty] | 1 | 3303430812906 | 0 |  | 1169 | 17 | 11 | 11 | 2.057 | [7 empty] | 43303430812904 | 10 | 12131 | 30 | 40 | 30 | [10 empty] | 13 | N | [12 empty] | MB6 | IT | 8536699099 | [5 empty] | 210040 | [27 empty] | https://eref.se.com/be/nl/sis-tarif/product/81290 | https://eref.se.com/be/fr/sis-tarif/product/81290
Schneider Electric | Schneider Electric | 01022021 |  | Schneider Electric |  | SED | 81291 |  |  | 271.19 |  | 1 |  | 1 | CEE INBOUWCONT.DOOS 125A 4P 220V 9H IP67 | CEE 125A 4P 230V 9U SCHUIN IP67 |  | SOCLE PRISE ENC. INC. 125A 3PT 200-250V | [8 empty] | 09.07 | 1 | [8 empty] | 1 | 3303430812913 | 0 |  | 1375 | 17 | 11 | 11 | 2.057 | [7 empty] | 43303430812911 | 10 | 14191 | 30 | 40 | 30 | [10 empty] | 13 | N | [12 empty] | MB6 | IT | 8536699099 | [5 empty] | 210040 | [27 empty] | https://eref.se.com/be/nl/sis-tarif/product/81291 | https://eref.se.com/be/fr/sis-tarif/product/81291
Schneider Electric | Schneider Electric | 01022021 |  | Schneider Electric |  | SED | 81292 |  |  | 318.5 |  | 1 |  | 1 | CEE INBOUWCONT.DOOS 125A 5P 220V 9H IP67 | CEE 125A 5P 230V 9U SCHUIN IP67 |  | SOCLE PRISE ENC. INC. 125A 3PNT 200-250V | [8 empty] | 09.07 | 1 | [8 empty] | 1 | 3303430812920 | 0 |  | 1320 | 17 | 11 | 11 | 2.057 | [7 empty] | 43303430812928 | 10 | 13687 | 40 | 30 | 30 | [10 empty] | 13 | N | [12 empty] | MB6 | IT | 8536699099 | [5 empty] | 210040 | [27 empty] | https://eref.se.com/be/nl/sis-tarif/product/81292 | https://eref.se.com/be/fr/sis-tarif/product/81292
Schneider Electric | Schneider Electric | 01022021 |  | Schneider Electric |  | SED | 81294 |  |  | 187.9 |  | 1 |  | 1 | CEE INBOUWCONT.DOOS 125A 4P 400V 6H IP67 | CEE 125A 4P 380V 6U SCHUIN IP67 |  | SOCLE PRISE ENC. INC. 125A 3PT 380-415V | [8 empty] | 09.07 | 1 | [8 empty] | 1 | 3303430812944 | 0 |  | 1198 | 17 | 14 | 13 | 3.094 | [7 empty] | 43303430812942 | 8 | 10071 | 40 | 30 | 30 | [10 empty] | 7 | N | [12 empty] | MB6 | IT | 8536699099 | [5 empty] | 210040 | [27 empty] | https://eref.se.com/be/nl/sis-tarif/product/81294 | https://eref.se.com/be/fr/sis-tarif/product/81294
Schneider Electric | Schneider Electric | 01022021 |  | Schneider Electric |  | SED | 81295 |  |  | 77.85 |  | 1 |  | 1 | CEE INBOUWCONT.DOOS 125A 5P 400V 6H IP67 | CEE 125A 5P 380V 6U SCHUIN IP67 |  | SOCLE PRISE ENC. INC. 125A 3PNT 380-415V | [8 empty] | 09.07 | 1 | [8 empty] | 1 | 3303430812951 | 0 |  | 1340 | 17 | 13 | 13 | 2.873 | [7 empty] | 43303430812959 | 8 | 13690 | 40 | 30 | 30 | [10 empty] | 7 | N | [12 empty] | MB6 | IT | 8536699099 | [5 empty] | 210040 | [27 empty] | https://eref.se.com/be/nl/sis-tarif/product/81295 | https://eref.se.com/be/fr/sis-tarif/product/81295
Schneider Electric | Schneider Electric | 01022021 |  | Schneider Electric |  | SED | 81297 |  |  | 294.11 |  | 1 |  | 1 | CEE INBOUWCONT.DOOS 125A 4P 500V 7H IP67 | CEE 125A 4P 500V 7U SCHUIN IP67 |  | SOCKET PANEL MOUNT 125A 3P-E 480-500V IP | [8 empty] | 09.07 | 1 | [8 empty] | 1 | 3303430812975 | 0 |  | 1499 | 17 | 11 | 11 | 2.057 | [7 empty] | 43303430812973 | 10 | 15431 | 30 | 40 | 30 | [10 empty] | 13 | N | [12 empty] | MB6 | IT | 8536699099 | [5 empty] | 210040 | [27 empty] | https://eref.se.com/be/nl/sis-tarif/product/81297 | https://eref.se.com/be/fr/sis-tarif/product/81297
Schneider Electric | Schneider Electric | 01022021 |  | Schneider Electric |  | SED | 81298 |  |  | 323.52 |  | 1 |  | 1 | CEE INBOUWCONT.DOOS 125A 5P 500V 7H IP67 | CEE 125A 5P 500V 7U SCHUIN IP67 |  | SOCKET PANEL MOUNT 125A 3P-N-E 480-500V | [8 empty] | 09.07 | 1 | [8 empty] | 1 | 3303430812982 | 0 |  | 1320 | 14 | 14 | 17 | 3.332 | [7 empty] | 43303430812980 | 8 | 12257 | 30 | 40 | 30 | [10 empty] | 13 | N | [12 empty] | MB6 | IT | 8536699099 | [5 empty] | 210040 | [27 empty] | https://eref.se.com/be/nl/sis-tarif/product/81298 | https://eref.se.com/be/fr/sis-tarif/product/81298
Schneider Electric | Schneider Electric | 01022021 |  | Schneider Electric |  | SED | 81379 |  |  | 57.68 |  | 1 |  | 1 | CEE CONTACTSTOP 63A 4P 220V 9H IP67 SCHR | CEE fiche 63A 3P+T 9h IP67 200-250V |  | FICHE MOBILE DROITE 63A 3PT 200-250V IP6 | [8 empty] | 09.07 | 1 | [8 empty] | 1 | 3303430813798 | 0 |  | 734 | 26 | 11 | 11 | 3.146 | [7 empty] | 43303430813796 | 10 | 7827 | 40 | 30 | 30 | [10 empty] | 7 | N | [12 empty] | MB6 | IT | 8536699099 | [15 empty] | fiche mobile industrielle - droite - 63 A - 3P+T - 200..250 V CA - IP 67 | [17 empty] | https://eref.se.com/be/nl/sis-tarif/product/81379 | https://eref.se.com/be/fr/sis-tarif/product/81379
Schneider Electric | Schneider Electric | 01022021 |  | Schneider Electric |  | SED | 81382 |  |  | 44.92 |  | 1 |  | 1 | CEE CONTACTSTOP 63A 4P 400V 6H IP67 SCHR | FICHE MOBILE DROITE 63A 3PT 380-415V IP6 |  | FICHE MOBILE DROITE 63A 3PT 380-415V IP6 | [8 empty] | 09.07 | 1 | [8 empty] | 1 | 3303430813828 | 0 |  | 744 | 25 | 11 | 11 | 3.025 | [7 empty] | 43303430813826 | 10 | 7925 | 40 | 30 | 30 |  | 73303430813827 | 80 | 75384 | 120 | 80 | 45 |  |  |  | 7 | N | [12 empty] | MB6 | IT | 8536699099 | [14 empty] | PratiKa verloopstekker - recht - 63 A - 3P + E - 380...415 V AC - IP67 | fiche mobile industrielle - droite - 63 A - 3P+T - 380..415 V CA - IP 67 | [17 empty] | https://eref.se.com/be/nl/sis-tarif/product/81382 | https://eref.se.com/be/fr/sis-tarif/product/81382
Schneider Electric | Schneider Electric | 01022021 |  | Schneider Electric |  | SED | 81383 |  |  | 31.06 |  | 1 |  | 1 | CEE CONTACTSTOP 63A 5P 400V 6H IP67 SCHR | FICHE MOBILE DROITE 63A 3PNT 380-415V IP |  | FICHE MOBILE DROITE 63A 3PNT 380-415V IP | [8 empty] | 09.07 | 1 | [8 empty] | 1 | 3303430813835 | 0 |  | 802 | 26 | 11 | 11 | 3.146 | [7 empty] | 43303430813833 | 10 | 8507 | 40 | 30 | 30 |  | 73303430813834 | 80 | 80056 | 120 | 80 | 50 |  |  |  | 7 | N | [12 empty] | MB6 | IT | 8536699099 | [14 empty] | PratiKa verloopplug - recht - 63 A - 3P + N + E - 380...415 V AC - IP67 | fiche mobile industrielle - droite - 63 A - 3P+N+T - 380..415 V CA - IP 67 | [17 empty] | https://eref.se.com/be/nl/sis-tarif/product/81383 | https://eref.se.com/be/fr/sis-tarif/product/81383
Schneider Electric | Schneider Electric | 01022021 |  | Schneider Electric |  | SED | 81395 |  |  | 74.45 |  | 1 |  | 1 | CEE CONTACTSTOP 125A 5P 400V 6H IP67 | FICHE MOBILE DROITE 125A 3PNT 380-415V I |  | FICHE MOBILE DROITE 125A 3PNT 380-415V I | [8 empty] | 09.07 | 1 | [8 empty] | 1 | 3303430813958 | 0 |  | 1466 | 31 | 14 | 13 | 5.642 | [7 empty] | 43303430813956 | 5 | 7817 | 40 | 30 | 30 | [10 empty] | 7 | N | [12 empty] | MB6 | IT | 8536699099 | [14 empty] | PratiKa verloopplug - recht - 125 A - 3P + N + E - 380...415 V AC - IP67 | fiche mobile industrielle - droite - 125 A - 3P+N+T - 380..415 V CA - IP 67 | [17 empty] | https://eref.se.com/be/nl/sis-tarif/product/81395 | https://eref.se.com/be/fr/sis-tarif/product/81395
Schneider Electric | Schneider Electric | 01022021 |  | Schneider Electric |  | SED | 81482 |  |  | 38.45 |  | 1 |  | 1 | CEE STC RECHT 63A 3PT 380V IP67 | CEE STC Droite 63A 3PT 380V IP67 |  | PRISE MOBILE DROITE 63A 3PT 380-415V IP6 | [8 empty] | 09.07 | 1 | [8 empty] | 1 | 3303430814825 | 0 |  | 752 | 27 | 11 | 11 | 3.267 | [7 empty] | 43303430814823 | 10 | 8007 | 40 | 30 | 30 | [10 empty] | 7 | N | [12 empty] | MB6 | IT | 8536699099 | [14 empty] | PratiKa verloopstopcontact - recht - 63 A - 3P + E - 380...415 V AC - IP67 | prise mobile industrielle - 63 A - 3P+T - 380..415 V CA- IP 67 | [17 empty] | https://eref.se.com/be/nl/sis-tarif/product/81482 | https://eref.se.com/be/fr/sis-tarif/product/81482
Schneider Electric | Schneider Electric | 01022021 |  | Schneider Electric |  | SED | 81483 |  |  | 35.49 |  | 1 |  | 1 | CEE KOPPELCONT.STOP 63A 5P 400V 6H IP67 | ISE MOBILE DROITE 63A 3PNT 380-415V IP |  | ISE MOBILE DROITE 63A 3PNT 380-415V IP | [8 empty] | 09.07 | 1 | [8 empty] | 1 | 3303430814832 | 0 |  | 794 | 28 | 11 | 11 | 3.388 | [7 empty] | 43303430814830 | 10 | 8427 | 40 | 30 | 30 | [10 empty] | 7 | N | [12 empty] | MB6 | IT | 8536699099 | [14 empty] | PratiKa verloopstopcontact - recht - 63 A - 3P + N + E - 380...415 V AC - IP67 | prise mobile industrielle - 63 A - 3P+N+T - 380..415 V CA - IP 67 | [17 empty] | https://eref.se.com/be/nl/sis-tarif/product/81483 | https://eref.se.com/be/fr/sis-tarif/product/81483
Schneider Electric | Schneider Electric | 01022021 |  | Schneider Electric |  | SED | 81583 |  |  | 44.67 |  | 1 |  | 1 | CEE WANDCONT.STOP 63A 5P 400V 6H IP67 | SOCLE CONNECT. SAIL. 63A 3PNT 380-415V I |  | SOCLE CONNECT. SAIL. 63A 3PNT 380-415V I | [8 empty] | 09.07 | 1 | [8 empty] | 1 | 3303430815839 | 0 |  | 1116 | 28 | 18 | 11 | 5.544 | [7 empty] | 43303430815837 | 4 | 4951 | 40 | 30 | 30 | [10 empty] | 7 | N | [12 empty] | MB6 | IT | 8536699099 | [14 empty] | PratiKa industriële stekker - 63 A - 3P + N + E - 380...415 V AC - IP67 | socle de connecteur industriel - 63 A - 3P+N+T - 380..415 V CA - IP 67 | [17 empty] | https://eref.se.com/be/nl/sis-tarif/product/81583 | https://eref.se.com/be/fr/sis-tarif/product/81583
Schneider Electric | Schneider Electric | 01022021 |  | Schneider Electric |  | SED | 81676 |  |  | 76.44 |  | 1 |  | 1 | CEE INBOUWCONT.DOOS 63A 4P 110V 4H IP67 | CEE 63A 4P 110V 4U RECHT IP67 |  | SOCLE PRISE ENC. DROIT 63A 3PT 100-130V | [8 empty] | 09.07 | 1 | [8 empty] | 1 | 3303430816768 | 0 |  | 470 | 11 | 10 | 10 | 1.1 | [7 empty] | 43303430816766 | 18 | 8947 | 40 | 30 | 30 | [10 empty] | 13 | N | [12 empty] | MB6 | IT | 8536699099 | [5 empty] | 210040 | [27 empty] | https://eref.se.com/be/nl/sis-tarif/product/81676 | https://eref.se.com/be/fr/sis-tarif/product/81676
Schneider Electric | Schneider Electric | 01022021 |  | Schneider Electric |  | SED | 81677 |  |  | 79.92 |  | 1 |  | 1 | CEE INBOUWCONT.DOOS 63A 5P 110V 4H IP67 | CEE 63A 5P 110V 4U RECHT IP67 |  | 81679 PRISE ENC. DROIT 63A 3PNT 100-130V | [8 empty] | 09.07 | 1 | [8 empty] | 1 | 3303430816775 | 0 |  | 568 | 11 | 11 | 11 | 1.331 | [7 empty] | 43303430816773 | 18 | 10665 | 30 | 40 | 30 | [10 empty] | 13 | N | [12 empty] | MB6 | IT | 8536699099 | [5 empty] | 210040 | [27 empty] | https://eref.se.com/be/nl/sis-tarif/product/81677 | https://eref.se.com/be/fr/sis-tarif/product/81677
Schneider Electric | Schneider Electric | 01022021 |  | Schneider Electric |  | SED | 81678 |  |  | 76.81 |  | 1 |  | 1 | CEE INBOUWCONT.DOOS 63A 3P 220V 6H IP67 | CEE 63A 3P 230V 6U RECHT IP67 |  | SOCLE PRISE ENC. DROIT 63A 2PT 200-250V | [8 empty] | 09.07 | 1 | [8 empty] | 1 | 3303430816782 | 0 |  | 430 | 11 | 10 | 10 | 1.1 | [7 empty] | 43303430816780 | 18 | 8227 | 40 | 30 | 30 | [10 empty] | 7 | N | [12 empty] | MB6 | IT | 8536699099 | [5 empty] | 210040 | [27 empty] | https://eref.se.com/be/nl/sis-tarif/product/81678 | https://eref.se.com/be/fr/sis-tarif/product/81678
Schneider Electric | Schneider Electric | 01022021 |  | Schneider Electric |  | SED | 81679 |  |  | 44.35 |  | 1 |  | 1 | CEE INBOUWCONT.DOOS 63A 4P 220V 9H IP67 | CEE 63A 4P 230V 9U RECHT IP67 |  | SOCLE PRISE ENC. DROIT 63A 3PT 200-250V | [8 empty] | 09.07 | 1 | [8 empty] | 1 | 3303430816799 | 0 |  | 607 | 11 | 10 | 10 | 1.1 | [7 empty] | 43303430816797 | 18 | 11367 | 30 | 40 | 30 | [10 empty] | 13 | N | [12 empty] | MB6 | IT | 8536699099 | [5 empty] | 210040 | [27 empty] | https://eref.se.com/be/nl/sis-tarif/product/81679 | https://eref.se.com/be/fr/sis-tarif/product/81679
Schneider Electric | Schneider Electric | 01022021 |  | Schneider Electric |  | SED | 81680 |  |  | 96.15 |  | 1 |  | 1 | CEE INBOUWCONT.DOOS 63A 5P 220V 9H IP67 | CEE 63A 5P 230V 9U RECHT IP67 |  | SOCLE PRISE ENC. DROIT 63A 3PNT 200-250V | [8 empty] | 09.07 | 1 | [8 empty] | 1 | 3303430816805 | 0 |  | 520 | 11 | 10 | 10 | 1.1 | [7 empty] | 43303430816803 | 18 | 9847 | 40 | 30 | 30 | [10 empty] | 13 | N | [12 empty] | MB6 | IT | 8536699099 | [5 empty] | 210040 | [27 empty] | https://eref.se.com/be/nl/sis-tarif/product/81680 | https://eref.se.com/be/fr/sis-tarif/product/81680
Schneider Electric | Schneider Electric | 01022021 |  | Schneider Electric |  | SED | 81682 |  |  | 41.28 |  | 1 |  | 1 | CEE INBOUWCONT.DOOS 63A 4P 400V 6H IP67 | CEE 63A 4P 380V 6U RECHT IP67 |  | SOCLE PRISE ENC. DROIT 63A 3PT 380-415V | [8 empty] | 09.07 | 1 | [8 empty] | 1 | 3303430816829 | 0 |  | 485 | 11 | 10 | 10 | 1.1 | [7 empty] | 43303430816827 | 18 | 9217 | 40 | 30 | 30 | [10 empty] | 7 | N | [12 empty] | MB6 | IT | 8536699099 | [5 empty] | 210040 | [27 empty] | https://eref.se.com/be/nl/sis-tarif/product/81682 | https://eref.se.com/be/fr/sis-tarif/product/81682
Schneider Electric | Schneider Electric | 01022021 |  | Schneider Electric |  | SED | 81683 |  |  | 39.59 |  | 1 |  | 1 | CEE INBOUWCONT.DOOS 63A 5P 400V 6H IP67 | CEE 63A 5P 380V 6U RECHT IP67 |  | SOCLE PRISE ENC. DROIT 63A 3PNT 380-415V | [8 empty] | 09.07 | 1 | [8 empty] | 1 | 3303430816836 | 0 |  | 532 | 13 | 12 | 11 | 1.716 | [7 empty] | 43303430816834 | 18 | 10063 | 40 | 30 | 30 | [10 empty] | 7 | N | [12 empty] | MB6 | IT | 8536699099 | [5 empty] | 210040 | [27 empty] | https://eref.se.com/be/nl/sis-tarif/product/81683 | https://eref.se.com/be/fr/sis-tarif/product/81683
Schneider Electric | Schneider Electric | 01022021 |  | Schneider Electric |  | SED | 81685 |  |  | 79.55 |  | 1 |  | 1 | CEE INBOUWCONT.DOOS 63A 4P 500V 7H IP67 | CEE 63A 4P 500V 7U RECHT IP67 |  | SOCLE PRISE ENC. DROIT 63A 3PT 480-500V | [8 empty] | 09.07 | 1 | [8 empty] | 1 | 3303430816850 | 0 |  | 624 | 11 | 10 | 10 | 1.1 | [7 empty] | 43303430816858 | 18 | 11673 | 30 | 40 | 30 | [10 empty] | 13 | N | [12 empty] | MB6 | IT | 8536699099 | [5 empty] | 210040 | [27 empty] | https://eref.se.com/be/nl/sis-tarif/product/81685 | https://eref.se.com/be/fr/sis-tarif/product/81685
Schneider Electric | Schneider Electric | 01022021 |  | Schneider Electric |  | SED | 81686 |  |  | 95.44 |  | 1 |  | 1 | CEE INBOUWCONT.DOOS 63A 5P 500V 7H IP67 | CEE 63A 5P 500V 7U RECHT IP67 |  | SOCLE PRISE ENC. DROIT 63A 3PNT 480-500V | [8 empty] | 09.07 | 1 | [8 empty] | 1 | 3303430816867 | 0 |  | 700 | 11 | 10 | 10 | 1.1 | [7 empty] | 43303430816865 | 18 | 13041 | 30 | 40 | 30 | [10 empty] | 13 | N | [12 empty] | MB6 | IT | 8536699099 | [5 empty] | 210040 | [27 empty] | https://eref.se.com/be/nl/sis-tarif/product/81686 | https://eref.se.com/be/fr/sis-tarif/product/81686
Schneider Electric | Schneider Electric | 01022021 |  | Schneider Electric |  | SED | 81688 |  |  | 351.5 |  | 1 |  | 1 | CEE INBOUWCONT.DOOS 125A 4P 110V 4H IP67 | CEE 125A 4P 110V 4U RECHT IP67 |  | SOCLE PRISE ENC. DROIT 125A 3PT 100-130V | [8 empty] | 09.07 | 1 | [8 empty] | 1 | 3303430816881 | 0 |  | 1190 | 16 | 11 | 11 | 1.936 | [7 empty] | 43303430816889 | 10 | 12387 | 40 | 30 | 30 | [10 empty] | 13 | N | [12 empty] | MB6 | IT | 8536699099 | [5 empty] | 210040 | [27 empty] | https://eref.se.com/be/nl/sis-tarif/product/81688 | https://eref.se.com/be/fr/sis-tarif/product/81688
Schneider Electric | Schneider Electric | 01022021 |  | Schneider Electric |  | SED | 81689 |  |  | 386.59 |  | 1 |  | 1 | CEE INBOUWCONT.DOOS 125A 5P 110V 4H IP67 | CEE 125A 5P 110V 4U RECHT IP67 |  | SOCLE PRISE ENC. DROIT 125A 3PNT 100-130 | [8 empty] | 09.07 | 1 | [8 empty] | 1 | 3303430816898 | 0 |  | 1662 | 16 | 11 | 11 | 1.936 | [7 empty] | 43303430816896 | 10 | 17061 | 30 | 40 | 30 | [10 empty] | 13 | N | [12 empty] | MB6 | IT | 8536699099 | [5 empty] | 210040 | [27 empty] | https://eref.se.com/be/nl/sis-tarif/product/81689 | https://eref.se.com/be/fr/sis-tarif/product/81689
Schneider Electric | Schneider Electric | 01022021 |  | Schneider Electric |  | SED | 81690 |  |  | 315.83 |  | 1 |  | 1 | CEE INBOUWCONT.DOOS 125A 3P 220V 6H IP67 | CEE 125A 3P 230V 6U RECHT IP67 |  | SOCLE PRISE ENC. DROIT 125A 2PT 200-250V | [8 empty] | 09.07 | 1 | [8 empty] | 1 | 3303430816904 | 0 |  | 990 | 16 | 11 | 11 | 1.936 | [7 empty] | 43303430816902 | 10 | 10387 | 40 | 30 | 30 | [10 empty] | 13 | N | [12 empty] | MB6 | IT | 8536699099 | [5 empty] | 210040 | [27 empty] | https://eref.se.com/be/nl/sis-tarif/product/81690 | https://eref.se.com/be/fr/sis-tarif/product/81690
Schneider Electric | Schneider Electric | 01022021 |  | Schneider Electric |  | SED | 81691 |  |  | 157.16 |  | 1 |  | 1 | CEE INBOUWCONT.DOOS 125A 4P 220V 9H IP67 | CEE 125A 4P 230V 9U RECHT IP67 |  | SOCLE PRISE ENC. DROIT 125A 3PT 200-250V | [8 empty] | 09.07 | 1 | [8 empty] | 1 | 3303430816911 | 0 |  | 1190 | 16 | 11 | 11 | 1.936 | [7 empty] | 43303430816919 | 10 | 12387 | 40 | 30 | 30 | [10 empty] | 13 | N | [12 empty] | MB6 | IT | 8536699099 | [5 empty] | 210040 | [27 empty] | https://eref.se.com/be/nl/sis-tarif/product/81691 | https://eref.se.com/be/fr/sis-tarif/product/81691
Schneider Electric | Schneider Electric | 01022021 |  | Schneider Electric |  | SED | 81692 |  |  | 172.87 |  | 1 |  | 1 | CEE INBOUWCONT.DOOS 125A 5P 220V 9H IP67 | CEE 125A 5P 230V 9U RECHT IP67 |  | SOCLE PRISE ENC. DROIT 125A 3PNT 200-250 | [8 empty] | 09.07 | 1 | [8 empty] | 1 | 3303430816928 | 0 |  | 1493 | 16 | 11 | 11 | 1.936 | [7 empty] | 43303430816926 | 10 | 15371 | 30 | 40 | 30 | [10 empty] | 13 | N | [12 empty] | MB6 | IT | 8536699099 | [5 empty] | 210040 | [27 empty] | https://eref.se.com/be/nl/sis-tarif/product/81692 | https://eref.se.com/be/fr/sis-tarif/product/81692
Schneider Electric | Schneider Electric | 01022021 |  | Schneider Electric |  | SED | 81694 |  |  | 194.07 |  | 1 |  | 1 | CEE INBOUWCONT.DOOS 125A 4P 400V 6H IP67 | CEE 125A 4P 380V 6U RECHT IP67 |  | SOCLE PRISE ENC. DROIT 125A 3PT 380-415V | [8 empty] | 09.07 | 1 | [8 empty] | 1 | 3303430816942 | 0 |  | 1426 | 16 | 11 | 11 | 1.936 | [7 empty] | 43303430816940 | 10 | 14701 | 30 | 40 | 30 | [10 empty] | 13 | N | [12 empty] | MB6 | IT | 8536699099 | [5 empty] | 210040 | [27 empty] | https://eref.se.com/be/nl/sis-tarif/product/81694 | https://eref.se.com/be/fr/sis-tarif/product/81694
Schneider Electric | Schneider Electric | 01022021 |  | Schneider Electric |  | SED | 81695 |  |  | 174.6 |  | 1 |  | 1 | CEE INBOUWCONT.DOOS 125A 5P 400V 6H IP67 | CEE 125A 5P 380V 6U RECHT IP67 |  | SOCLE PRISE ENC. DROIT 125A 3PNT 380-415 | [8 empty] | 09.07 | 1 | [8 empty] | 1 | 3303430816959 | 0 |  | 1510 | 17 | 14 | 14 | 3.332 | [7 empty] | 43303430816957 | 8 | 13787 | 40 | 30 | 30 | [10 empty] | 7 | N | [12 empty] | MB6 | IT | 8536699099 | [5 empty] | 210040 | [27 empty] | https://eref.se.com/be/nl/sis-tarif/product/81695 | https://eref.se.com/be/fr/sis-tarif/product/81695
Schneider Electric | Schneider Electric | 01022021 |  | Schneider Electric |  | SED | 81697 |  |  | 372.86 |  | 1 |  | 1 | CEE INBOUWCONT.DOOS 125A 4P 500V 7H IP67 | CEE 125A 4P 500V 7U RECHT IP67 |  | SOCLE PRISE ENC. DROIT 125A 3PT 480-500V | [8 empty] | 09.07 | 1 | [8 empty] | 1 | 3303430816973 | 0 |  | 1190 | 16 | 11 | 11 | 1.936 | [7 empty] | 43303430816971 | 10 | 12387 | 40 | 30 | 30 | [10 empty] | 13 | N | [12 empty] | MB6 | IT | 8536699099 | [5 empty] | 210040 | [27 empty] | https://eref.se.com/be/nl/sis-tarif/product/81697 | https://eref.se.com/be/fr/sis-tarif/product/81697
Schneider Electric | Schneider Electric | 01022021 |  | Schneider Electric |  | SED | 81698 |  |  | 410.15 |  | 1 |  | 1 | CEE INBOUWCONT.DOOS 125A 5P 500V 7H IP67 | CEE 125A 5P 500V 7U RECHT IP67 |  | SOCLE PRISE ENC. DROIT 125A 3PNT 480-500 | [8 empty] | 09.07 | 1 | [8 empty] | 1 | 3303430816980 | 0 |  | 1330 | 16 | 11 | 11 | 1.936 | [7 empty] | 43303430816988 | 10 | 13787 | 40 | 30 | 30 | [10 empty] | 13 | N | [12 empty] | MB6 | IT | 8536699099 | [5 empty] | 210040 | [27 empty] | https://eref.se.com/be/nl/sis-tarif/product/81698 | https://eref.se.com/be/fr/sis-tarif/product/81698
Schneider Electric | Schneider Electric | 01022021 |  | Schneider Electric |  | SED | 81759 |  |  | 15.78 |  | 1 |  | 10 | CEE CONTACTSTOP 90GR 16A 5P 400V 6H IP67 | FICHE MOBILE COUDEE 16A 3PNT 380-415V IP |  | WANDER PLUG 90?16A 3P-N-E 380-415V IP67 | [8 empty] | 09.07 | 1 | [8 empty] | 1 | 3303430817598 | 0 |  | 196 | 13 | 10 | 9 | 1.17 | 23303430817592 | 10 | 2109 | 27 | 16 | 21 |  | 43303430817596 | 20 | 4705 | 40 | 30 | 30 | [10 empty] | 7 | N | [12 empty] | MB6 | IT | 8536699099 | [14 empty] | PratiKa verloopstekker - hoek - 16 A - 3P + N + E - 380...415 V AC - IP67 | fiche mobile industrielle - coudée 90° - 16 A - 3P+N+T - 380..415 V CA - IP 67 | [17 empty] | https://eref.se.com/be/nl/sis-tarif/product/81759 | https://eref.se.com/be/fr/sis-tarif/product/81759
Schneider Electric | Schneider Electric | 01022021 |  | Schneider Electric |  | SED | 81878 |  |  | 40.17 |  | 1 |  | 1 | CEE 63A 2P+T 250V IP67 | CEE 63A 2P+T 250V IP67 |  | PK PANEL STRAIGHT PLUG 63A 2PT 200-250V | [8 empty] | 09.07 | 1 | [8 empty] | 1 | 3303430818786 | 0 |  | 654 | 10 | 3 | 11 | 0.33 | [23 empty] | 13 | N | [12 empty] | MB6 | IT | 8536699099 | [14 empty] | PratiKa plug - recht - 63A - 2P + E - 200...250 V AC - IP67 - paneel | SOCLE CONNECT.ENC.63A 2PT 200-250V IP67 50-60HZ | [17 empty] | https://eref.se.com/be/nl/sis-tarif/product/81878 | https://eref.se.com/be/fr/sis-tarif/product/81878
Schneider Electric | Schneider Electric | 01022021 |  | Schneider Electric |  | SED | 81947 |  |  | 2.25 |  | 1 |  | 10 | VERBINDINGSSET | ENSEMBLE DE JONCTION |  | VERBINDINGSSET | [18 empty] | 1 | 3303430819479 | 0 |  | 13 | 1.5 | 7.7 | 11.7 | 135.135 |  | 10 | 188 | 7.7 | 11.7 | 14.3 | [17 empty] | 20 | N | [12 empty] | MH4 | NI | 8536699099
Schneider Electric | Schneider Electric | 01022021 |  | Schneider Electric |  | SED | 82031 |  |  | 54.11 |  | 1 |  | 1 | CEE INBOUWCONT.DOOS VERGRENDELBAAR 16A | STC CEE vergrendelbaar 16A 2PT IP44 250V |  | SOCKET UNIKA W/INTERLOCK 16A 2P-E 200-25 | [8 empty] | 09.07 | 1 | [8 empty] | 1 | 3303430820314 | 0 |  | 635 | 24 | 11 | 12 | 3.168 | [7 empty] | 43303430820312 | 5 | 3660 | 40 | 30 | 30 | [10 empty] | 7 | N | [12 empty] | MB6 | IT | 8536699099 | [33 empty] | https://eref.se.com/be/nl/sis-tarif/product/82031 | https://eref.se.com/be/fr/sis-tarif/product/82031
Schneider Electric | Schneider Electric | 01022021 |  | Schneider Electric |  | SED | 82040 |  |  | 142.67 |  | 1 |  | 1 | KLEMMENSTROOK | BORNIER |  | SOCKET UNIKA W/INTERLOCK 32A 3P-E 100-13 | [8 empty] | 09.07 | 1 | [8 empty] | 1 | 3303430820406 | 0 |  | 1000 | 0.2 | 0.1 | 0.1 | 0.002 | [23 empty] | 13 | N | [12 empty] | MH4 | NI | 85366990 | [14 empty] | Unika vergrendeld stopcontact - 32 A - 3P + E - 100...130 V AC - IP44 - paneel | prise verrouillable - 32 A - 3P+T - 100..130 V CA - IP 44 - sur panneau | [17 empty] | https://eref.se.com/be/nl/sis-tarif/product/82040 | https://eref.se.com/be/fr/sis-tarif/product/82040
Schneider Electric | Schneider Electric | 01022021 |  | Schneider Electric |  | SED | 82042 |  |  | 62.79 |  | 1 |  | 1 | SET VAN 6 VERZEGELDOPJES | SET DE 6 OBTURATEURS PLOMBABLE |  | SOCKET UNIKA W/INTERLOCK 32A 2P-E 200-25 | [18 empty] | 1 | 3303430820420 | 0 |  | 688 | 26 | 17 | 11 | 4.862 | [7 empty] | 43303430820428 | 5 | 3927 | 40 | 30 | 30 | [10 empty] | 35 | N | [12 empty] | MH4 | NI | 3925908000 | [5 empty] | 210040 | [8 empty] | stekkerdoos met onderlinge vergr. - 32 A - 2P+E - 200..250 V AC - IP 44 - paneel | prise interverrouillée - 32 A - 2P+T - 200 à 250 V CA - IP 44 - panneau | [17 empty] | https://eref.se.com/be/nl/sis-tarif/product/82042 | https://eref.se.com/be/fr/sis-tarif/product/82042
Schneider Electric | Schneider Electric | 01022021 |  | Schneider Electric |  | SED | 82076 |  |  | 314.89 |  | 1 |  | 1 | CEE 2P 400V 16A IP67 | CEE 2P 400V 16A IP67 |  | SOCKET UNIKA W/INTERLOCK 16A 2P 400-240V | [8 empty] | 09.07 | 1 | [8 empty] | 1 | 3303430820765 | 0 |  | 2320 | 26 | 17 | 11 | 4.862 | [7 empty] | 43303430820763 | 5 | 12087 | 40 | 30 | 30 | [10 empty] | 7 | N | [12 empty] | MB6 | IT | 8536699099 | [5 empty] | 210040 | [8 empty] | vergrendelde contactdoos - 16 A - 2P - 230 V AC - IP65 - paneel | prise interverrouillée - 16 A - 2P - 230 V CA - IP 65 - panneau | [17 empty] | https://eref.se.com/be/nl/sis-tarif/product/82076 | https://eref.se.com/be/fr/sis-tarif/product/82076
Schneider Electric | Schneider Electric | 01022021 |  | Schneider Electric |  | SED | 82081 |  |  | 70.34 |  | 1 |  | 1 | CEE INBOUWCONT.DOOS VERGRENDELBAAR 16A | STC CEE vergrendelbaar 16A 2PT IP65 250V |  | SOCKET UNIKA W/INTERLOCK 16A 2P-E 200-25 | [8 empty] | 09.07 | 1 | [8 empty] | 1 | 3303430820819 | 0 |  | 647 | 24 | 11 | 12 | 3.168 | [7 empty] | 43303430820817 | 5 | 3720 | 40 | 30 | 30 |  | 73303430820818 | 40 | 42140 | 120 | 80 | 45 |  |  |  | 7 | N | [12 empty] | MB6 | IT | 8536699099 | [33 empty] | https://eref.se.com/be/nl/sis-tarif/product/82081 | https://eref.se.com/be/fr/sis-tarif/product/82081
Schneider Electric | Schneider Electric | 01022021 |  | Schneider Electric |  | SED | 82085 |  |  | 69.77 |  | 1 |  | 1 | CEE INBOUWCONT.DOOS VERGRENDELBAAR 16A | CEE 16A 3P+T 415V IP65 |  | SOCKET UNIKA W/INTERLOCK 16A 3P-E 380-41 | [8 empty] | 09.07 | 1 | [8 empty] | 1 | 3303430820857 | 0 |  | 678 | 24 | 11 | 12 | 3.168 | [7 empty] | 43303430820855 | 5 | 3880 | 40 | 30 | 30 | [10 empty] | 7 | N | [12 empty] | MB6 | IT | 8536699099 | [14 empty] | Unika vergrendeld stopcontact - 16A - 3P + E - 380...415 V AC - IP65 - paneel | prise verrouillable - 16 A - 3P+T - 380..415 V CA - IP 65 - sur panneau | [17 empty] | https://eref.se.com/be/nl/sis-tarif/product/82085 | https://eref.se.com/be/fr/sis-tarif/product/82085
Schneider Electric | Schneider Electric | 01022021 |  | Schneider Electric |  | SED | 82086 |  |  | 76.17 |  | 1 |  | 1 | CEE INBOUWCONT.DOOS VERGRENDELBAAR 16A | CEE 16A 3P+N+T 415V IP65 |  | SOCKET UNIKA W/INTERLOCK 16A 3P-N-E 380- | [8 empty] | 09.07 | 1 | [8 empty] | 1 | 3303430820864 | 0 |  | 716 | 24 | 11 | 12 | 3.168 | [7 empty] | 43303430820862 | 5 | 4070 | 40 | 30 | 30 | [10 empty] | 7 | N | [12 empty] | MB6 | IT | 8536699099 | [14 empty] | Unika vergrendeld stopcontact-16A-3P + N + E-380...415 V AC-IP65-paneel | prise verrouillable - 16 A - 3P+N+T - 380..415 V CA - IP 65 - sur panneau | [17 empty] | https://eref.se.com/be/nl/sis-tarif/product/82086 | https://eref.se.com/be/fr/sis-tarif/product/82086
Schneider Electric | Schneider Electric | 01022021 |  | Schneider Electric |  | SED | 82092 |  |  | 81.16 |  | 1 |  | 1 | CEE INBOUWCONT.DOOS VERGRENDELBAAR 32A | STC CEE vergrendelbaar 32A 2PT IP65 250V |  | SOCKET UNIKA W/INTERLOCK 32A 2P-E 200-25 | [8 empty] | 09.07 | 1 | [8 empty] | 1 | 3303430820925 | 0 |  | 716 | 26 | 17 | 11 | 4.862 | [7 empty] | 43303430820923 | 5 | 4067 | 40 | 30 | 30 | [10 empty] | 7 | N | [12 empty] | MB6 | IT | 8536699099 | [33 empty] | https://eref.se.com/be/nl/sis-tarif/product/82092 | https://eref.se.com/be/fr/sis-tarif/product/82092
Schneider Electric | Schneider Electric | 01022021 |  | Schneider Electric |  | SED | 82097 |  |  | 119.57 |  | 1 |  | 1 | CEE INBOUWCONT.DOOS VERGRENDELBAAR 32A | SOCLE PRISE UNIKA VER.32A 3PNT 380-415V |  | SOCKET UNIKA W/INTERLOCK 32A 3P-N-E 380- | [8 empty] | 09.07 | 1 | [8 empty] | 1 | 3303430820970 | 0 |  | 794 | 24 | 11 | 12 | 3.168 | [7 empty] | 43303430820978 | 5 | 4460 | 40 | 30 | 30 | [10 empty] | 7 | N | [12 empty] | MB6 | IT | 8536699099 | [14 empty] | Unika vergrendeld stopcontact-32A-3P + N + E-380...415 V AC-IP65-paneel | prise verrouillable - 32 A - 3P+N+T - 380..415 V CA - IP 65 - sur panneau | [17 empty] | https://eref.se.com/be/nl/sis-tarif/product/82097 | https://eref.se.com/be/fr/sis-tarif/product/82097
Schneider Electric | Schneider Electric | 01022021 |  | Schneider Electric |  | SED | 82186 |  |  | 154.35 |  | 1 |  | 1 | STC 16A 3PNT 380-415V | Prise 16A 3PNT 380-415V |  | SOCKET UNIKA W/INTERLOCK 16A 3P-N-E 380- | [8 empty] | 09.07 | 1 | [8 empty] | 1 | 3303430821861 | 0 |  | 836 | 11 | 24 | 12 | 3.168 | [23 empty] | 13 | N | [12 empty] | MB6 | IT | 8536699099 | [14 empty] | Unika vergrendeld stopcontact-16A-3P + N + E-380...415 V AC-IP65-paneel | prise verrouillable - 16 A - 3P+N+T - 380..415 V CA - IP 65 - sur panneau | [17 empty] | https://eref.se.com/be/nl/sis-tarif/product/82186 | https://eref.se.com/be/fr/sis-tarif/product/82186
Schneider Electric | Schneider Electric | 01022021 |  | Schneider Electric |  | SED | 82197 |  |  | 85.63 |  | 1 |  | 1 | CEE INBOUWCONT.DOOS VERGRENDELBAAR 32A | SOCLE PRISE UNIKA VER.32A 3PNT 380-415V |  | SOCKET UNIKA W/INTERLOCK 32A 3P-N-E 380- | [8 empty] | 09.07 | 1 | [8 empty] | 1 | 3303430821977 | 0 |  | 933 | 2 | 1 | 1 | 0.002 | [7 empty] | 43303430821975 | 5 | 5152 | 40 | 30 | 30 | [10 empty] | 13 | N | [12 empty] | MB6 | IT | 8536699099 | [33 empty] | https://eref.se.com/be/nl/sis-tarif/product/82197 | https://eref.se.com/be/fr/sis-tarif/product/82197
Schneider Electric | Schneider Electric | 01022021 |  | Schneider Electric |  | SED | 82301 |  |  | 11.25 |  | 1 |  | 10 | CEE CONTACTSTOP 16A 2P 25V IP44 | Fiche mobile Droite 16A 2P 20-25V IP44 |  | FICHE MOBILE DROITE 16A 2P 20-25V IP44 5 | [18 empty] | 1 | 3303430823018 | 0 |  | 131 | 16 | 6 | 6 | 0.576 | 23303430823012 | 10 | 1434 | 27 | 26.8 | 9 |  | 43303430823016 | 40 | 6224 | 40 | 30 | 30 | [10 empty] | 7 | N | [12 empty] | MB6 | IT | 85366990 | [33 empty] | https://eref.se.com/be/nl/sis-tarif/product/82301 | https://eref.se.com/be/fr/sis-tarif/product/82301
Schneider Electric | Schneider Electric | 01022021 |  | Schneider Electric |  | SED | 82313 |  |  | 10.54 |  | 1 |  | 10 | CEE CONTACTSTOP 16A 2P 25/50V 10H IP44 | CEE 16A 2P 24V-48V IP44 |  | FICHE MOBILE DROITE 16A 2P 24/48V IP44 C | [8 empty] | 09.07 | 1 | [8 empty] | 1 | 3303430823131 | 0 |  | 130 | 12 | 6 | 6 | 0.432 | 23303430823135 | 10 | 1441 | 28 | 10 | 21 |  | 43303430823139 | 40 | 6251 | 40 | 30 | 30 | [10 empty] | 7 | N | [12 empty] | MB6 | IT | 8536699099 | [15 empty] | fiche mobile industrielle - droite - 16 A - 2P - 20..25V CC - IP 44 | [17 empty] | https://eref.se.com/be/nl/sis-tarif/product/82313 | https://eref.se.com/be/fr/sis-tarif/product/82313
Schneider Electric | Schneider Electric | 01022021 |  | Schneider Electric |  | SED | 82363 |  |  | 20 |  | 1 |  | 10 | CEE CONTACTSTOP 16A 2P 25/50V 10H IP67 | CEE fiche mobile droite 2P 20-25Vcc IP67 |  | FICHE MOBILE DROITE 16A 2P 24/48V IP67 C | [18 empty] | 1 | 3303430823636 | 0 |  | 150 | 13 | 7 | 7 | 0.637 | 23303430823630 | 10 | 1620 | 28 | 12 | 21 |  | 43303430823634 | 30 | 5347 | 40 | 30 | 30 | [10 empty] | 7 | N | [12 empty] | MB6 | IT | 8536699099 | [33 empty] | https://eref.se.com/be/nl/sis-tarif/product/82363 | https://eref.se.com/be/fr/sis-tarif/product/82363
Schneider Electric | Schneider Electric | 01022021 |  | Schneider Electric |  | SED | 82463 |  |  | 20 |  | 1 |  | 10 | CEE KOPPELCONT.STOP 16A 2P 25/50V 10H | CEE fiche mobile droite 2P 24-48Vcc IP67 |  | PRISE MOBILE DROITE 16A 2P 24/48V IP67 C | [18 empty] | 1 | 3303430824633 | 0 |  | 422 | 15 | 7 | 7 | 0.735 | 23303430824637 | 10 | 4220 | 11.8 | 27.5 | 21 |  | 43303430824631 | 30 | 13101 | 30 | 40 | 30 | [10 empty] | 13 | N | [12 empty] | MB6 | IT | 8536699099 | [33 empty] | https://eref.se.com/be/nl/sis-tarif/product/82463 | https://eref.se.com/be/fr/sis-tarif/product/82463
Schneider Electric | Schneider Electric | 01022021 |  | Schneider Electric |  | SED | 82513 |  |  | 11.64 |  | 1 |  | 10 | CEE WANDCONT.STOP 16A 2P 25/50V 10H IP | CEE 16A 2P 24V-48V IP44 |  | SOCLE CONNECT. SAIL.16A 2P 24/48V IP44 C | [8 empty] | 09.07 | 1 | [8 empty] | 1 | 3303430825135 | 0 |  | 420 | 14 | 8 | 11 | 1.232 | 23303430825139 | 10 | 4200 | 15.5 | 27.5 | 21 |  | 43303430825133 | 20 | 8841 | 30 | 40 | 30 | [10 empty] | 13 | N | [12 empty] | MB6 | IT | 8536699099 | [15 empty] | socle de connecteur industriel - 16 A - 2P - 20..25 V CC - IP 44 | [17 empty] | https://eref.se.com/be/nl/sis-tarif/product/82513 | https://eref.se.com/be/fr/sis-tarif/product/82513
Schneider Electric | Schneider Electric | 01022021 |  | Schneider Electric |  | SED | 82754 |  |  | 51.96 |  | 1 |  | 1 | CEE WANDCONT.DOOS VERGRENDELBAAR 16A3P | TV-FM-SAT |  | SOCKET W/INTERLOCK RAIL DIN 16A 2P-E 20 | [8 empty] | 09.07 | 1 | [8 empty] | 1 | 3303430827542 | 0 |  | 942 | 31 | 12 | 11 | 4.092 | [7 empty] | 43303430827540 | 4 | 4255 | 40 | 30 | 30 |  | 73303430827541 | 36 | 50295 | 120 | 80 | 150 |  |  |  | 7 | N | [12 empty] | MB6 | IT | 8536699099 | [33 empty] | https://eref.se.com/be/nl/sis-tarif/product/82754 | https://eref.se.com/be/fr/sis-tarif/product/82754
Schneider Electric | Schneider Electric | 01022021 |  | Schneider Electric |  | SED | 82771 |  |  | 111.47 |  | 1 |  | 1 | CEE WANDCONT.DOOS VERGRENDELBAAR 32A5P | SOCLE PRISE VER.RAIL DIN 32A 3PNT 380-41 |  | SOCKET W/INTERLOCK RAIL DIN 32A 3P-N-E | [8 empty] | 09.07 | 1 | [8 empty] | 1 | 3303430827719 | 0 |  | 1880 | 15 | 41 | 15 | 9.225 | [14 empty] | 73303430827718 | 72 | 135840 | 120 | 80 | 150 |  |  |  | 15 | N | [12 empty] | MB6 | IT | 8536699099 | [33 empty] | https://eref.se.com/be/nl/sis-tarif/product/82771 | https://eref.se.com/be/fr/sis-tarif/product/82771
Schneider Electric | Schneider Electric | 01022021 |  | Schneider Electric |  | SED | 82782 |  |  | 152.52 |  | 1 |  | 1 | CEE WANDCONT.DOOS VERGRENDELBAAR 63A4P | SOCLE PRISE VER.RAIL DIN 63A 3PT 380-41 |  | SOCKET W/INTERLOCK RAIL DIN 63A 3P-E 38 | [8 empty] | 09.07 | 1 | [8 empty] | 1 | 3303430827825 | 0 |  | 2288 | 41 | 16 | 15 | 9.84 | [14 empty] | 73303430827824 | 12 | 27456 | 120 | 80 | 45 |  |  |  | 7 | N | [12 empty] | MB6 | IT | 8536699099 | [33 empty] | https://eref.se.com/be/nl/sis-tarif/product/82782 | https://eref.se.com/be/fr/sis-tarif/product/82782
Schneider Electric | Schneider Electric | 01022021 |  | Schneider Electric |  | SED | 82783 |  |  | 160.83 |  | 1 |  | 1 | CEE WANDCONT.DOOS VERGRENDELBAAR 63A5P | CEE STC 63A 3PNT 415V |  | SOCKET W/INTERLOCK RAIL DIN 63A 3P-N-E | [8 empty] | 09.07 | 1 | [8 empty] | 1 | 3303430827832 | 0 |  | 2422 | 42 | 15 | 15 | 9.45 | [15 empty] | 12 | 41064 | 120 | 80 | 27.5 |  |  |  | 7 | N | [12 empty] | MB6 | IT | 8536699099 | [14 empty] | Isoblock vergrendeld stopcontact-63 A-3P + N + E-380...415 V AC-IP65-wand | prise verrouillable - 63 A - 3P+N+T - 380..415 V CA - IP 65 - mural | [17 empty] | https://eref.se.com/be/nl/sis-tarif/product/82783 | https://eref.se.com/be/fr/sis-tarif/product/82783
Schneider Electric | Schneider Electric | 01022021 |  | Schneider Electric |  | SED | 82902 |  |  | 8.44 |  | 1 |  | 10 | CEE INBOUWCONT.DOOS RECHT 16A 3P 25V I | CEE 16A 3P 20-25V IP44 |  | SOCKET PANEL MOUNT STRAIGHT 16A 3P 20/25 | [8 empty] | 09.07 | 1 | [8 empty] | 1 | 3303430829027 | 0 |  | 348 | 0 | 6 | 6 | 0 | 23303430829021 | 10 | 3480 | 9 | 27 | 21 |  | 43303430829025 | 40 | 14361 | 30 | 40 | 30 | [10 empty] | 13 | N | [12 empty] | MB6 | IT | 8536699099 | [14 empty] | industriële contactdoos - recht - 16 A - 3P - 20..25 V AC - IP44 | socle de prise industrielle - droite - 16 A - 3P - 20..25 V CA - IP 44 | [17 empty] | https://eref.se.com/be/nl/sis-tarif/product/82902 | https://eref.se.com/be/fr/sis-tarif/product/82902
Schneider Electric | Schneider Electric | 01022021 |  | Schneider Electric |  | SED | 82951 |  |  | 21.54 |  | 1 |  | 10 | CEE INBOUWCONT.DOOS RECHT 16A 2P 25V I | Prise CEE 16A 2P 25Vca IP67 |  | SOCKET PANEL MOUNT STRAIGHT 16A 2P 20/25 | [18 empty] | 1 | 3303430829515 | 0 |  | 131 | 7 | 7 | 6 | 0.294 | 23303430829519 | 10 | 1446 | 27 | 26 | 9 |  | 43303430829513 | 40 | 6297 | 40 | 30 | 30 | [10 empty] | 7 | N | [12 empty] | MB6 | IT | 8536699099 | [33 empty] | https://eref.se.com/be/nl/sis-tarif/product/82951 | https://eref.se.com/be/fr/sis-tarif/product/82951
Schneider Electric | Schneider Electric | 01022021 |  | Schneider Electric |  | SED | 83086 |  |  | 83.42 |  | 1 |  | 1 | CEE WANDCNTDS VERGR 16A 5P 400V 6h IP65 | SOCLE PRISE UNIKA VER,16A 3PNT 380-415V |  | SOCKET UNIKA W/INTERLOCK 16A 3P-N-E 380- | [8 empty] | 09.07 | 1 | [8 empty] | 1 | 3303430830863 | 0 |  | 1134 | 26 | 17 | 11 | 4.862 | [7 empty] | 43303430830861 | 5 | 6157 | 40 | 30 | 30 | [10 empty] | 7 | N | [12 empty] | MB6 | IT | 8536699099 | [33 empty] | https://eref.se.com/be/nl/sis-tarif/product/83086 | https://eref.se.com/be/fr/sis-tarif/product/83086
Schneider Electric | Schneider Electric | 01022021 |  | Schneider Electric |  | SED | 83097 |  |  | 112.01 |  | 1 |  | 1 | CEE WANDCNTDS VERGR 32A 5P 400V 6h IP65 | SOCLE PRISE UNIKA VER,32A 3PNT 380-415V |  | SOCKET UNIKA W/INTERLOCK 32A 3P-N-E 380- | [8 empty] | 09.07 | 1 | [8 empty] | 1 | 3303430830979 | 0 |  | 1214 | 26 | 17 | 11 | 4.862 | [7 empty] | 43303430830977 | 5 | 6557 | 40 | 30 | 30 | [10 empty] | 7 | N | [12 empty] | MB6 | IT | 8536699099 | [33 empty] | https://eref.se.com/be/nl/sis-tarif/product/83097 | https://eref.se.com/be/fr/sis-tarif/product/83097
Schneider Electric | Schneider Electric | 01022021 |  | Schneider Electric |  | SED | 83109 |  |  | 21.35 |  | 1 |  | 2 | CEE WANDCONT.DOOS 16A 5P 400V 6H IP44 | SOCLE PRISE SAIL.16A 3PNT 380-415V IP44 |  | SOCKET WALL MOUNT 16A 3P-N-E 380-415V IP | [8 empty] | 09.07 | 1 | [8 empty] | 1 | 3303430831099 | 0 |  | 392 | 18 | 14 | 11 | 2.772 | 23303430831093 | 2 | 885 | 27 | 12 | 21 |  | 43303430831097 | 6 | 3142 | 40 | 30 | 30 | [10 empty] | 7 | N | [12 empty] | MB6 | IT | 8536699099 | [14 empty] | PratiKa industrieel stopcontact - 16 A - 3P + N + E - 380...415 V AC - IP44 | socle de prise industrielle - 16 A - 3P+N+T - 380..415 V CA - IP 44 | [17 empty] | https://eref.se.com/be/nl/sis-tarif/product/83109 | https://eref.se.com/be/fr/sis-tarif/product/83109
Schneider Electric | Schneider Electric | 01022021 |  | Schneider Electric |  | SED | 83116 |  |  | 18.3 |  | 1 |  | 2 | CEE WANDCONT.DOOS 32A 3P 220V 6H IP44 | SOCLE PRISE SAIL.32A 2PT 200-250V IP44 5 |  | SOCKET WALL MOUNT 32A 2P-E 200-250V IP44 | [8 empty] | 09.07 | 1 | [8 empty] | 1 | 3303430831167 | 0 |  | 404 | 18 | 15 | 11 | 2.97 | 23303430831161 | 2 | 945 | 27 | 27 | 12 |  | 43303430831165 | 6 | 3360 | 40 | 30 | 30 | [10 empty] | 7 | N | [12 empty] | MB6 | IT | 8536699099 | [15 empty] | socle de prise industrielle - 32 A - 2P+T - 200..250 V CA - IP 44 | [17 empty] | https://eref.se.com/be/nl/sis-tarif/product/83116 | https://eref.se.com/be/fr/sis-tarif/product/83116
Schneider Electric | Schneider Electric | 01022021 |  | Schneider Electric |  | SED | 83154 |  |  | 21.63 |  | 1 |  | 4 | CEE WANDCONT.DOOS 16A 3P 220V 6H IP67 | CEE prise 16A 2PT 250V IP67 |  | SOCKET WALL MOUNT 16A 2P-E 200-250V IP67 | [8 empty] | 09.07 | 1 | [8 empty] | 1 | 3303430831549 | 0 |  | 278 | 15 | 13 | 8 | 1.56 | 23303430831543 | 4 | 1294 | 27 | 17 | 26 |  | 43303430831547 | 8 | 3075 | 40 | 30 | 30 | [10 empty] | 7 | N | [12 empty] | MB6 | IT | 8536699099 | [14 empty] | PratiKa industrieel stopcontact - 16 A - 2P + E - 200...250 V AC - IP67 | socle de prise industrielle - 16 A - 2P+T - 200..250 V CA - IP 67 | [17 empty] | https://eref.se.com/be/nl/sis-tarif/product/83154 | https://eref.se.com/be/fr/sis-tarif/product/83154
Schneider Electric | Schneider Electric | 01022021 |  | Schneider Electric |  | SED | 83170 |  |  | 29.39 |  | 1 |  | 2 | CEE WANDCONT.DOOS 32A 4P 400V 6H IP67 | CEE prise 32A 3PT 415V IP67 |  | SOCKET WALL MOUNT 32A 3P-E 380-415V IP67 | [8 empty] | 09.07 | 1 | [8 empty] | 1 | 3303430831709 | 0 |  | 457 | 19 | 16 | 11 | 3.344 | 23303430831703 | 2 | 1035 | 27 | 12 | 22 |  | 43303430831707 | 6 | 3592 | 40 | 30 | 30 | [10 empty] | 7 | N | [12 empty] | MB6 | IT | 8536699099 | [14 empty] | PratiKa industrieel stopcontact - 32 A - 3P + E - 380...415 V AC - IP67 | socle de prise industrielle - 32 A - 3P+T - 380..415 V CA - IP 67 | [17 empty] | https://eref.se.com/be/nl/sis-tarif/product/83170 | https://eref.se.com/be/fr/sis-tarif/product/83170
Schneider Electric | Schneider Electric | 01022021 |  | Schneider Electric |  | SED | 83171 |  |  | 30.51 |  | 1 |  | 2 | CEE WANDCONT.DOOS 32A 5P 400V 6H IP67 | SOCLE PRISE SAIL.32A 3PNT 380-415V IP67 |  | SOCKET WALL MOUNT 32A 3P-N-E 380-415V IP | [8 empty] | 09.07 | 1 | [8 empty] | 1 | 3303430831716 | 0 |  | 498 | 19 | 15 | 11 | 3.135 | 23303430831710 | 2 | 1156 | 26.8 | 26.2 | 12.6 |  | 43303430831714 | 6 | 3955 | 40 | 30 | 30 | [10 empty] | 7 | N | [12 empty] | MB6 | IT | 8536699099 | [15 empty] | socle de priseindustrielle - 32 A - 3P+N+T - 380..415 V CA - IP 67 | [17 empty] | https://eref.se.com/be/nl/sis-tarif/product/83171 | https://eref.se.com/be/fr/sis-tarif/product/83171
Schneider Electric | Schneider Electric | 01022021 |  | Schneider Electric |  | SED | 83559 |  |  | 23.31 |  | 1 |  | 2 | CEE WANDCONTSTP 16A 5P 400V 6H IP67 | CEE STC 16A 5P 400V IP67 |  | PLUG WALL MOUNT 16A 3P-N-E 380-415V IP67 | [8 empty] | 09.07 | 1 | [8 empty] | 1 | 3303430835592 | 0 |  | 396 | 18 | 15 | 11 | 2.97 | 23303430835596 | 2 | 926 | 21 | 12 | 27 |  | 43303430835590 | 6 | 3265 | 40 | 30 | 30 | [10 empty] | 7 | N | [12 empty] | MB6 | IT | 8536699099 | [14 empty] | PratiKa industriële stekker - 16 A - 3P + N + E - 380...415 V AC - IP67 | socle de connecteur industriel - 16 A - 3P+N+T - 380..415 V CA - IP 67 | [17 empty] | https://eref.se.com/be/nl/sis-tarif/product/83559 | https://eref.se.com/be/fr/sis-tarif/product/83559
Schneider Electric | Schneider Electric | 01022021 |  | Schneider Electric |  | SED | 83571 |  |  | 18.3 |  | 1 |  | 2 | CEE WANDCONTSTP 32A 5P 400V 6H IP67 | CEE STC 32A 3P+N+T 415V IP67 |  | PLUG WALL MOUNT 32A 3P-N-E 380-415V IP67 | [8 empty] | 09.07 | 1 | [8 empty] | 1 | 3303430835714 | 0 |  | 455 | 20 | 17 | 11 | 3.74 | 23303430835718 | 2 | 1019 | 22 | 12 | 27 |  | 43303430835712 | 6 | 3544 | 40 | 30 | 30 | [10 empty] | 7 | N | [12 empty] | MB6 | IT | 8536699099 | [14 empty] | PratiKa industriële stekker - 32 A - 3P + N + E - 380...415 V AC - IP67 | socle de connecteur industriel - 32 A - 3P+N+T - 380..415 V CA - IP 67 | [17 empty] | https://eref.se.com/be/nl/sis-tarif/product/83571 | https://eref.se.com/be/fr/sis-tarif/product/83571
Schneider Electric | Schneider Electric | 01022021 |  | Schneider Electric |  | SED | 83854 |  |  | 30.4 |  | 1 |  | 10 | CEE INBOUWCONT.STOP 16A 3P 220V 6h IP6 | CEE 16A 2PT 200-250V IP67 |  | PLUG PANEL MOUNT 16A 2P-E 200-250V IP67 | [8 empty] | 09.07 | 1 | [8 empty] | 1 | 3303430838548 | 0 |  | 144 | 12 | 9 | 7 | 0.756 | 23303430838542 | 10 | 1616 | 26.8 | 26.6 | 17.8 |  | 43303430838546 | 20 | 3719 | 40 | 30 | 30 | [10 empty] | 7 | N | [12 empty] | MB6 | IT | 8536699099 | [14 empty] | PratiKa industriële plug - 16 A - 2P + E - 200...250 V AC - IP67 | socle de connecteur industriel - 16 A - 2P+T - 200..250V CA - IP 67 | [17 empty] | https://eref.se.com/be/nl/sis-tarif/product/83854 | https://eref.se.com/be/fr/sis-tarif/product/83854
Schneider Electric | Schneider Electric | 01022021 |  | Schneider Electric |  | SED | 83899 |  |  | 17.4 |  | 1 |  | 1 | CEE INBOUWCONT.STOP 32A 4P 420V 3h IP6 | STC CEE 32A 3P+T IP67 400V |  | CEE PANELPLUG 32A 4P 420V 3h IP67 | [8 empty] | 09.07 | 1 | [8 empty] | 1 | 3303430838999 | 0 |  | 1000 | 0.2 | 0.1 | 0.1 | 0.002 | [23 empty] | 13 | N | [12 empty] | MB6 | IT | 8536699099 | [14 empty] | PratiKa plug - voor container - 32 A - 3P+E - 400..440 V AC - IP 67 | socle de connecteur pour container - 32 A - 3P+T - 400..440 V CA - IP 67 | [17 empty] | https://eref.se.com/be/nl/sis-tarif/product/83899 | https://eref.se.com/be/fr/sis-tarif/product/83899
Schneider Electric | Schneider Electric | 01022021 |  | Schneider Electric |  | SED | 83902 |  |  | 10.9 |  | 1 |  | 10 | CEE CONTACTSTOP 16A 4P 400V 6H IP44 | Fiche 16A 3P+T 415V |  | FICHE MOBILE INVERS.PHASE 16A3PT 380@415 | [8 empty] | 09.07 | 1 | [8 empty] | 1 | 3303430839026 | 0 |  | 130 | 15 | 7 | 7 | 0.735 | 23303430839020 | 10 | 1410 | 28 | 10 | 21 |  | 43303430839024 | 40 | 6127 | 40 | 30 | 30 | [10 empty] | 7 | N | [12 empty] | MB6 | IT | 8536699099 | [14 empty] | PratiKa verloopplug - recht - 16 A - 3P + E - 380...415 V AC - IP44 | fiche mobile inverseur de phase - droite - 3P+T - 380..415 V CA - IP 44 | [17 empty] | https://eref.se.com/be/nl/sis-tarif/product/83902 | https://eref.se.com/be/fr/sis-tarif/product/83902
Schneider Electric | Schneider Electric | 01022021 |  | Schneider Electric |  | SED | 83903 |  |  | 13.72 |  | 1 |  | 10 | CEE CONTACTSTOP 16A 5P 400V 6H IP44 | Fiche 16A 3P+N+T 415V |  | FICHE MOBILE INVERS.PHASES 16A 3PNT 380@ | [8 empty] | 09.07 | 1 | [8 empty] | 1 | 3303430839033 | 0 |  | 160 | 16 | 6 | 6 | 0.576 | 23303430839037 | 10 | 1700 | 26.5 | 26.5 | 12 |  | 43303430839031 | 30 | 5900 | 40 | 30 | 30 | [10 empty] | 7 | N | [12 empty] | MB6 | IT | 8536699099 | [14 empty] | PratiKa verloopplug - recht - 16 A - 3P + N + E - 380...415 V AC - IP44 | fiche mobile inverseur de phase - droite - 3P+N+T - 380..415 V CA - IP 44 | [17 empty] | https://eref.se.com/be/nl/sis-tarif/product/83903 | https://eref.se.com/be/fr/sis-tarif/product/83903
Schneider Electric | Schneider Electric | 01022021 |  | Schneider Electric |  | SED | 83919 |  |  | 22.16 |  | 1 |  | 1 | BTE Soccle UNIKA Face 103 x 255 | BTE Soccle UNIKA Face 103 x 255 |  | FOND FOR UNIKA SOCKET FACE LISSE 103X255 | [8 empty] | 09.07 | 1 | [8 empty] | 1 | 3303430839194 | 0 |  | 356 | 25 | 10 | 11 | 2.75 | [7 empty] | 43303430839192 | 8 | 3350 | 40 | 30 | 30 | [10 empty] | 7 | N | [12 empty] | MB6 | IT | 8536699099 | [14 empty] | PratiKa Unika - montagebox - 16-32 A - met inspringende wanden | boîtier mural - pour 1 prise verrouillable sans prédéfonçage - 103x250 mm | [17 empty] | https://eref.se.com/be/nl/sis-tarif/product/83919 | https://eref.se.com/be/fr/sis-tarif/product/83919
Schneider Electric | Schneider Electric | 01022021 |  | Schneider Electric |  | SED | 83920 |  |  | 22.16 |  | 1 |  | 1 | BTE Soccle UNIKA Avant 103 x 255 | BTE Soccle UNIKA Avant 103 x 255 |  | FOND FOR UNIKA SOCKET AV PREDEF 103X255 | [8 empty] | 09.07 | 1 | [8 empty] | 1 | 3303430839200 | 0 |  | 400 | 25 | 10 | 11 | 2.75 | [7 empty] | 43303430839208 | 8 | 3300 | 40 | 30 | 30 | [10 empty] | 7 | N | [12 empty] | MB6 | IT | 8536699099 | [14 empty] | PratiKa Unika - montagebox - 16-32 A - met uitduwopeningen | boîtier mural - pour 1 prise verrouillable avec prédéfonçage - 103x250 mm | [17 empty] | https://eref.se.com/be/nl/sis-tarif/product/83920 | https://eref.se.com/be/fr/sis-tarif/product/83920
Schneider Electric | Schneider Electric | 01022021 |  | Schneider Electric |  | SED | 83933 |  |  | 1.88 |  | 1 |  | 12 | PRATIKA AFSCHERMKAP IP44 STOP 3P 16A | Bouchon étanche pour Prise CEE |  | BOUCHON ETANCHE SOCLE CONNECT. 16A 2PT I | [8 empty] | 09.07 | 1 | [8 empty] | 1 | 3303430839330 | 0 |  | 30 | 6 | 6 | 4 | 0.144 | 23303430839334 | 12 | 500 | 27 | 9 | 21 |  | 43303430839338 | 48 | 2487 | 40 | 30 | 30 | [10 empty] | 7 | N | [12 empty] | MB6 | IT | 3926909790 | [14 empty] | Pratika - kap voor industriële plug - 16 A - 2P+E - IP 67 | capuchon pour fiche industrielle - 16 A - 2P+T - IP 67 | [17 empty] | https://eref.se.com/be/nl/sis-tarif/product/83933 | https://eref.se.com/be/fr/sis-tarif/product/83933
Schneider Electric | Schneider Electric | 01022021 |  | Schneider Electric |  | SED | 83936 |  |  | 2.14 |  | 1 |  | 6 | PRATIKA AFSCHERMKAP IP44 STOP 3P 32A | Bouchon étanche pour CEE 32A 2P+T |  | BOUCHON ETANCHE SOCLE CONNECT. 32A 2PT/3 | [8 empty] | 09.07 | 1 | [8 empty] | 1 | 3303430839361 | 0 |  | 54 | 8 | 8 | 5 | 0.32 | 23303430839365 | 6 | 460 | 27 | 21 | 9 |  |  | 36 | 3247 | 40 | 30 | 30 | [10 empty] | 7 | N | [12 empty] | MH3 | OZ | 3926909790 | [33 empty] | https://eref.se.com/be/nl/sis-tarif/product/83936 | https://eref.se.com/be/fr/sis-tarif/product/83936
Schneider Electric | Schneider Electric | 01022021 |  | Schneider Electric |  | SED | 83992 |  |  | 1.42 |  | 1 |  | 1 | WARTEL PG11 | PRESSE ETOUPE PG11 |  | CABLE GLANDS PG11 | [18 empty] | 1 | 3303430839927 | 0 |  | 14 | 3 | 2 | 2 | 0.012 | [7 empty] | 43303430839925 | 300 | 4687 | 40 | 30 | 30 | [10 empty] | 7 | N | [12 empty] | MB6 | IT | 8536699099 | [5 empty] | 220060 | [8 empty] | Wartel PG11 | Presse étoupe PG11 | [17 empty] | https://eref.se.com/be/nl/sis-tarif/product/83992 | https://eref.se.com/be/fr/sis-tarif/product/83992
Schneider Electric | Schneider Electric | 01022021 |  | Schneider Electric |  | SED | 83993 |  |  | 1.55 |  | 1 |  | 1 | WARTEL PG13,5 | PRESSE ETOUPE PG13,5 |  | enclosure accessory cable gland PG13,5 | [18 empty] | 1 | 3303430839934 | 0 |  | 15 | 4 | 3 | 2 | 0.024 | [7 empty] | 43303430839932 | 300 | 4760 | 40 | 30 | 30 | [10 empty] | 7 | N | [12 empty] | MB6 | IT | 3926909790 | [5 empty] | 220060 | [8 empty] | Wartel PG13,5 | Presse étoupe PG13,5 | [17 empty] | https://eref.se.com/be/nl/sis-tarif/product/83993 | https://eref.se.com/be/fr/sis-tarif/product/83993
Schneider Electric | Schneider Electric | 01022021 |  | Schneider Electric |  | SED | 83994 |  |  | 1.84 |  | 1 |  | 1 | WARTEL PG16 | PRESSE ETOUPE PG16 |  | enclosure accessory cable gland PG16 | [18 empty] | 1 | 3303430839941 | 0 |  | 18 | 4 | 3 | 3 | 0.036 | [7 empty] | 73303430839940 | 200 | 4062 | 40 | 30 | 30 | [10 empty] | 7 | N | [12 empty] | MB6 | IT | 3926909790 | [5 empty] | 220060 | [8 empty] | Wartel PG16 | Presse étoupe PG16 | [17 empty] | https://eref.se.com/be/nl/sis-tarif/product/83994 | https://eref.se.com/be/fr/sis-tarif/product/83994
Schneider Electric | Schneider Electric | 01022021 |  | Schneider Electric |  | SED | 83995 |  |  | 2.08 |  | 1 |  | 1 | WARTEL PG21 | PRESSE ETOUPE PG21 |  | enclosure accessory cable gland PG21 | [18 empty] | 1 | 3303430839958 | 0 |  | 28 | 10 | 5 | 4 | 0.2 | [7 empty] | 43303430839956 | 175 | 5387 | 40 | 30 | 30 | [10 empty] | 7 | N | [12 empty] | MB6 | IT | 3926909790 | [5 empty] | 220060 | [8 empty] | Wartel PG21 | Presse étoupe PG21 | [17 empty] | https://eref.se.com/be/nl/sis-tarif/product/83995 | https://eref.se.com/be/fr/sis-tarif/product/83995
Schneider Electric | Schneider Electric | 01022021 |  | Schneider Electric |  | SED | 83996 |  |  | 2.35 |  | 1 |  | 1 | WARTEL PG29 | PRESSE ETOUPE PG29 |  | enclosure accessory cable gland PG29 | [18 empty] | 1 | 3303430839965 | 0 |  | 51 | 6 | 4 | 4 | 0.096 | [7 empty] | 43303430839963 | 100 | 5587 | 40 | 30 | 30 | [10 empty] | 7 | N | [12 empty] | MB6 | IT | 3926909790 | [5 empty] | 220060 | [8 empty] | Wartel PG29 | Presse étoupe PG29 | [17 empty] | https://eref.se.com/be/nl/sis-tarif/product/83996 | https://eref.se.com/be/fr/sis-tarif/product/83996
Schneider Electric | Schneider Electric | 01022021 |  | Schneider Electric |  | SED | 83997 |  |  | 4.52 |  | 1 |  | 1 | WARTEL PG36 | PRESSE ETOUPE PG36 |  | enclosure accessory cable gland PG36 | [18 empty] | 1 | 3303430839972 | 0 |  | 69 | 12 | 10 | 6 | 0.72 | [7 empty] | 43303430839970 | 100 | 7390 | 40 | 30 | 30 | [10 empty] | 7 | N | [12 empty] | MB6 | IT | 3926909790 | [5 empty] | 220060 | [8 empty] | Wartel PG36 | Presse étoupe PG36 | [17 empty] | https://eref.se.com/be/nl/sis-tarif/product/83997 | https://eref.se.com/be/fr/sis-tarif/product/83997
Schneider Electric | Schneider Electric | 01022021 |  | Schneider Electric |  | SED | A9A15151 |  |  | 4.48 |  | 1 |  | 4 | iDIN-RAIL DRUKKNOPHOUDER (22MM) | SUPPORT BOUTONS/VOYANTS DIAM.22 |  | BASE FOR DIAM.22 CONTROL/SIGNALL | [8 empty] | 09.07 | 1 | [8 empty] | 1 | 3606480377020 | 0 |  | 28 | 7 | 6 | 5 | 0.21 | 13606480377027 | 4 | 162 | 1.83 | 0.95 | 0.89 |  | 43606480377028 | 96 | 4812 | 60 | 40 | 30 |  | 73606480377029 | 384 | 28868 | 80 | 60 | 77 |  |  |  | 2 | Y | [12 empty] | CUC | ZC | 3926909790 | [14 empty] | DIN rail montagebasis - Ø 22 mm units - voor regelings- en signaleringsunit | Base de mont. sur rail DIN - unités Ø 22 mm - pour unité de cont. et de signal. | [17 empty] | https://eref.se.com/be/nl/sis-tarif/product/A9A15151 | https://eref.se.com/be/fr/sis-tarif/product/A9A15151
Schneider Electric | Schneider Electric | 01022021 |  | Schneider Electric |  | SED | A9A15152 |  |  | 4.13 |  | 1 |  | 4 | iDIN-RAIL DRUKKNOPHOUDER (UNIV) | SUPPORT UNIVERSEL SIGNALIS/CDE |  | UNIVERSAL BASE FOR CONTROL AND | [18 empty] | 4 | 3606480377037 | 0 |  | 41 | 7 | 6 | 5 | 0.21 | 13606480377034 | 4 | 167 | 1.82 | 0.96 | 0.9 |  | 43606480377035 | 96 | 4843 | 60 | 40 | 30 | [10 empty] | 2 | Y | [12 empty] | CUC | ZC | 3926909790 | [14 empty] | DIN rail montagebasis - universeel - for voor regelings- en signaleringsunit | Base de mont. sur rail DIN - universelle - pour unité de cont. et de signal. | [17 empty] | https://eref.se.com/be/nl/sis-tarif/product/A9A15152 | https://eref.se.com/be/fr/sis-tarif/product/A9A15152
Schneider Electric | Schneider Electric | 01022021 |  | Schneider Electric |  | SED | A9A15212 |  |  | 41.29 |  | 1 |  | 1 | ITR BELTRANSFORMATOR 8-12V 16VA | TRANSFORMATEUR DE SONNERIE 16VA 230VCA 8 |  | BELL TRANSFORMER 16VA 230VCA 8..12VCA | [8 empty] | 09.07 | 1 | [8 empty] | 1 | 3606480097843 | 0 |  | 374 | 10 | 8 | 4 | 0.32 | [7 empty] | 13606480097840 | 28 | 10838 | 40 | 30 | 15 | [10 empty] | 2 | Y | [12 empty] | G11 | OH | 8504312190 | [14 empty] | modulaire beltransfomator iTR - 230 V 50..60 Hz - output 8..12 V - 16 VA | transformateur de sonnerie modulaire iTR - 230 V 50-60 Hz - sortie 8-12 V -16 VA | [17 empty] | https://eref.se.com/be/nl/sis-tarif/product/A9A15212 | https://eref.se.com/be/fr/sis-tarif/product/A9A15212
Schneider Electric | Schneider Electric | 01022021 |  | Schneider Electric |  | SED | A9A15213 |  |  | 23.92 |  | 1 |  | 1 | ITR BELTRANSFORMATOR 8-12V 4VA | TRANSFORMATEUR DE SONNERIE 4VA 230VCA 8V |  | BELL TRANSFORMER 4VA 230VCA 8VCA | [8 empty] | 09.07 | 1 | [8 empty] | 1 | 3606480097850 | 0 |  | 237 | 10 | 7 | 4 | 0.28 | [7 empty] | 13606480097857 | 28 | 6932 | 40 | 30 | 15 | [10 empty] | 2 | Y | [12 empty] | G11 | OH | 8504312190 | [14 empty] | modulaire beltransfomator iTR - 230 V 50..60 Hz - output 8..12 V - 4 VA | transformateur de sonnerie modulaire iTR - 230 V 50-60 Hz - sortie 8-12 V - 4 VA | [17 empty] | https://eref.se.com/be/nl/sis-tarif/product/A9A15213 | https://eref.se.com/be/fr/sis-tarif/product/A9A15213
Schneider Electric | Schneider Electric | 01022021 |  | Schneider Electric |  | SED | A9A15214 |  |  | 27.5 |  | 1 |  | 1 | ITR BELTRANSFORMATOR 8V 4VA | TRANSFORMATEUR DE SONNERIE 4VA 230VCA 8V |  | BELL TRANSFORMER 4VA 230VCA 8VCA | [8 empty] | 09.07 | 1 | [8 empty] | 1 | 3606480097867 | 0 |  | 232 | 10 | 7 | 4 | 0.28 | [7 empty] | 13606480097864 | 28 | 6900 | 40 | 30 | 15 | [10 empty] | 2 | Y | [12 empty] | G11 | OH | 8504312190 | [14 empty] | modulaire beltransfomator iTR - 230 V 50..60 Hz - output 8 V - 4 VA | transformateur de sonnerie modulaire iTR - 230 V 50-60 Hz - sortie 8 V - 4 VA | [17 empty] | https://eref.se.com/be/nl/sis-tarif/product/A9A15214 | https://eref.se.com/be/fr/sis-tarif/product/A9A15214
Schneider Electric | Schneider Electric | 01022021 |  | Schneider Electric |  | SED | A9A15215 |  |  | 45.87 |  | 1 |  | 1 | iTR BELTRANSFORMATOR 12-24V 25VA | TRANSFORMATEUR DE SONNERIE 25VA 230VCA 1 |  | BELL TRANSFORMER 25VA 230VCA 12..24VCA | [8 empty] | 09.07 | 1 | [8 empty] | 1 | 3606480097874 | 0 |  | 630 | 10 | 7 | 6 | 0.42 | [7 empty] | 13606480097871 | 14 | 9056 | 40 | 30 | 15 | [10 empty] | 2 | Y | [12 empty] | G11 | OH | 8504312190 | [14 empty] | modulaire beltransfomator iTR - 230 V 50..60 Hz - output 12..24 V - 25 VA | transformateur de sonnerie modu. iTR - 230 V 50-60 Hz - sortie 12-24 V - 25 VA | [17 empty] | https://eref.se.com/be/nl/sis-tarif/product/A9A15215 | https://eref.se.com/be/fr/sis-tarif/product/A9A15215
Schneider Electric | Schneider Electric | 01022021 |  | Schneider Electric |  | SED | A9A15216 |  |  | 33.37 |  | 1 |  | 1 | iTR BELTRANSFORMATOR 8-12V 8VA | TRANSFORMATEUR DE SONNERIE 8VA 230VCA 8. |  | BELL TRANSFORMER 8VA 230VCA 8..12VCA | [8 empty] | 09.07 | 1 | [8 empty] | 1 | 3606480097881 | 0 |  | 270 | 10 | 7 | 4 | 0.28 | [7 empty] | 13606480097888 | 28 | 7786 | 40 | 30 | 15 | [10 empty] | 2 | Y | [12 empty] | G11 | OH | 8504312190 | [14 empty] | modulaire beltransfomator iTR - 230 V 50..60 Hz - output 8..12 V - 8 VA | transformateur de sonnerie modulaire iTR - 230 V 50-60 Hz - sortie 8-12 V - 8 VA | [17 empty] | https://eref.se.com/be/nl/sis-tarif/product/A9A15216 | https://eref.se.com/be/fr/sis-tarif/product/A9A15216
Schneider Electric | Schneider Electric | 01022021 |  | Schneider Electric |  | SED | A9A15218 |  |  | 45.25 |  | 1 |  | 1 | iTR VEILIGHEIDSTRANSFORMATOR 12-24V 16VA | TRANSFORMATEUR DE SECURITE 16VA 230VCA 1 |  | SAFETY TRANSFORMER 16VA 230VCA 12..24VCA | [8 empty] | 09.07 | 1 | [8 empty] | 1 | 3606480097805 | 0 |  | 1095 | 10 | 10 | 7 | 0.7 | [7 empty] | 13606480097802 | 8 | 9055 | 40 | 30 | 15 | [10 empty] | 2 | Y | [12 empty] | G11 | OH | 8504312990 | [14 empty] | modulaire veiligheidstransfomator iTR-230 V 50..60 Hz-output 12..24 V-16 VA | transformateur de sécurité modu. iTR - 230 V 50-60 Hz - sortie 12-24 V - 16 VA | [17 empty] | https://eref.se.com/be/nl/sis-tarif/product/A9A15218 | https://eref.se.com/be/fr/sis-tarif/product/A9A15218
Schneider Electric | Schneider Electric | 01022021 |  | Schneider Electric |  | SED | A9A15219 |  |  | 44.44 |  | 1 |  | 1 | iTR VEILIGHEIDSTRANSFORMATOR 12-24V 25VA | TRANSFORMATEUR DE SECURITE 25VA 230VCA 1 |  | SAFETY TRANSFORMER 25VA 230VCA 12..24VCA | [8 empty] | 09.07 | 1 | [8 empty] | 1 | 3606480097812 | 0 |  | 1144 | 10 | 10 | 8 | 0.8 | [7 empty] | 13606480097819 | 8 | 9419 | 40 | 30 | 15 |  | 73606480097811 | 112 | 142248 | 120 | 80 | 50 |  |  |  | 2 | Y | [12 empty] | G11 | OH | 8504312990 | [14 empty] | modulaire veiligheidstransfomator iTR-230 V 50..60 Hz-output 12..24 V-25 VA | transformateur de sécurité modu. iTR - 230 V 50-60 Hz - sortie 12-24 V - 25 VA | [17 empty] | https://eref.se.com/be/nl/sis-tarif/product/A9A15219 | https://eref.se.com/be/fr/sis-tarif/product/A9A15219
Schneider Electric | Schneider Electric | 01022021 |  | Schneider Electric |  | SED | A9A15220 |  |  | 71.78 |  | 1 |  | 1 | iTR VEILIGHEIDSTRANSFORMATOR 12-24V 40VA | TRANSFORMATEUR DE SECURITE 40VA 230VCA 1 |  | SAFETY TRANSFORMER 40VA 230VCA 12..24VCA | [8 empty] | 09.07 | 1 | [8 empty] | 1 | 3606480097829 | 0 |  | 1197 | 10 | 10 | 7 | 0.7 | [8 empty] | 8 | 0 | 0 | 0 | 0 |  | 73606480097828 | 112 | 148056 | 120 | 80 | 50 |  |  |  | 2 | Y | [12 empty] | G11 | OH | 8504312990 | [14 empty] | modulaire veiligheidstransfomator iTR-230 V 50..60 Hz-output 12..24 V-40 VA | transformateur de sécurité modu. iTR - 230 V 50-60 Hz - sortie 12-24 V - 40 VA | [17 empty] | https://eref.se.com/be/nl/sis-tarif/product/A9A15220 | https://eref.se.com/be/fr/sis-tarif/product/A9A15220
Schneider Electric | Schneider Electric | 01022021 |  | Schneider Electric |  | SED | A9A15222 |  |  | 88.87 |  | 1 |  | 1 | iTR VEILIGHEIDSTRANSFORMATOR 12-24V 63VA | TRANSFORMATEUR DE SECURITE 63VA 230VCA 1 |  | SAFETY TRANSFORMER 63VA 230VCA 12..24VCA | [8 empty] | 09.07 | 1 | [8 empty] | 1 | 3606480097836 | 0 |  | 1332 | 10 | 10 | 7 | 0.7 | [7 empty] | 13606480097833 | 8 | 11111 | 40 | 30 | 15 |  | 73606480097835 | 112 | 164312 | 120 | 80 | 50 |  |  |  | 2 | Y | [12 empty] | G11 | OH | 8504312990 | [14 empty] | modulaire veiligheidstransfomator iTR-230 V 50..60 Hz-output 12..24 V-63 VA | transformateur de sécurité modu. iTR - 230 V 50-60 Hz - sortie 12-24 V - 63 VA | [17 empty] | https://eref.se.com/be/nl/sis-tarif/product/A9A15222 | https://eref.se.com/be/fr/sis-tarif/product/A9A15222
Schneider Electric | Schneider Electric | 01022021 |  | Schneider Electric |  | SED | A9A15306 |  |  | 14.32 |  | 1 |  | 5 | MODULAIRE STOPCONTACT 16A 2P+N | PRISE DE COURANT MODULAIRE 16A UE 250V 2 |  | MODULAR SOCKET 16A UE 250V 2P T | [8 empty] | 09.07 | 1 | [8 empty] | 1 | 3606480097768 | 0 |  | 113 | 9 | 7 | 5 | 0.315 | 13606480097765 | 5 | 568 | 23.8 | 9 | 7.2 |  | 43606480097766 | 75 | 9007 | 40 | 30 | 30 |  | 73606480097767 | 600 | 84056 | 120 | 80 | 50 |  |  |  | 2 | Y | [12 empty] | G11 | OH | 8536699099 | [14 empty] | DIN stopcontact iPC - 2P+E - 16A - 250VAC - NFC 15100 - Franse norm | Prise DIN iPC - 2P+E - 16 A - 250 V CA - NFC 15100 - norme française | [17 empty] | https://eref.se.com/be/nl/sis-tarif/product/A9A15306 | https://eref.se.com/be/fr/sis-tarif/product/A9A15306
Schneider Electric | Schneider Electric | 01022021 |  | Schneider Electric |  | SED | A9A15307 |  |  | 19.06 |  | 1 |  | 5 | PC CONTACTDOOS 2P+SIGN. LAMP | PRISE DE COURANT MODULAIRE AVEC VOYANT |  | MODULAR SOCKET WITH LIGHT INDICATOR 16A | [8 empty] | 09.07 | 1 | [8 empty] | 1 | 3606480097775 | 0 |  | 104 | 9 | 7 | 5 | 0.315 | 13606480097772 | 5 | 570 | 24 | 9 | 7 |  | 43606480097773 | 75 | 9037 | 40 | 30 | 30 | [10 empty] | 2 | Y | [12 empty] | G11 | OH | 8536699099 | [14 empty] | DIN stopcontact iPC - 2P+E -16A-250VAC-NFC15100-Franse nrm-span.aanw.verkl.lmp | Prise DIN iPC-2P+E-16 A-250 V CA-NFC15100-norme franç. avec voyant lum. de tens. | [17 empty] | https://eref.se.com/be/nl/sis-tarif/product/A9A15307 | https://eref.se.com/be/fr/sis-tarif/product/A9A15307
Schneider Electric | Schneider Electric | 01022021 |  | Schneider Electric |  | SED | A9A15310 |  |  | 17.37 |  | 1 |  | 5 | iPC CONTACTDOOS 2P+RA/16A | PRISE DE COURANT MODULAIRE 16A UE 250V 2 |  | MODULAR SOCKET 16A UE 250V 2P T | [8 empty] | 09.07 | 1 | [8 empty] | 1 | 3606480097782 | 0 |  | 98.6 | 9 | 5 | 7 | 0.315 | 13606480097789 | 5 | 540.75 | 24 | 9 | 7.5 |  | 43606480097780 | 75 | 8545 | 40 | 30 | 30 |  | 73606480097781 | 600 | 80907 | 120 | 80 | 45 |  |  |  | 2 | Y | [12 empty] | G11 | OH | 8536699099 | [14 empty] | DIN stopcontact iPC - 2P+E - 16A - 250VAC - KEMA VDE 0620 - Duitse norm | Prise DIN iPC - 2P+E - 16 A - 250 V CA - KEMA VDE 0620 - norme allemande | [17 empty] | https://eref.se.com/be/nl/sis-tarif/product/A9A15310 | https://eref.se.com/be/fr/sis-tarif/product/A9A15310
Schneider Electric | Schneider Electric | 01022021 |  | Schneider Electric |  | SED | A9A15320 |  |  | 18.47 |  | 1 |  | 12 | SO BEL 220V | ISO SONNERIE 230V |  | ISO BELL 230V | [8 empty] | 09.07 | 1 | [8 empty] | 1 | 3606480542619 | 0 |  | 60 | 9 | 2 | 7 | 0.126 | 13606480542616 | 12 | 768 | 22.7 | 10 | 8 |  | 43606480542617 | 144 | 9746 | 40 | 30 | 30 | [10 empty] | 6 | N | [12 empty] | G11 | OH | 8531804090 | [14 empty] | Acti 9 - iSO modulare bel 230 V AC - 80 dB - 5 VA | Acti 9 - Sonnerie modulaire iSO 230 V CA - 80 dB - 5 VA | [17 empty] | https://eref.se.com/be/nl/sis-tarif/product/A9A15320 | https://eref.se.com/be/fr/sis-tarif/product/A9A15320
Schneider Electric | Schneider Electric | 01022021 |  | Schneider Electric |  | SED | A9A15321 |  |  | 18.47 |  | 1 |  | 12 | SO BEL 12V | ISO SONNERIE 8 12V |  | ISO BELL 8 12V | [8 empty] | 09.07 | 1 | [8 empty] | 1 | 3606480542626 | 0 |  | 60 | 9 | 2 | 7 | 0.126 | 13606480542623 | 12 | 773 | 23 | 9.5 | 8 |  | 43606480542624 | 144 | 9808 | 40 | 30 | 30 | [10 empty] | 6 | N | [12 empty] | G11 | OH | 8531804090 | [14 empty] | Acti 9 - iSO modulare bel 8...12 V AC - 80 dB - 3,6 VA | Acti 9 - Sonnerie modulaire iSO 8-12 V CA - 80 dB - 3,6 VA | [17 empty] | https://eref.se.com/be/nl/sis-tarif/product/A9A15321 | https://eref.se.com/be/fr/sis-tarif/product/A9A15321
Schneider Electric | Schneider Electric | 01022021 |  | Schneider Electric |  | SED | A9A15322 |  |  | 17.51 |  | 1 |  | 12 | IRO ZOEMER 220V | RONFLEUR 230VCA 70DBA 50..60HZ |  | BUZZER 230VCA 70DBA 50..60HZ | [8 empty] | 09.07 | 1 | [8 empty] | 1 | 3606480327308 | 0 |  | 55 | 9 | 2 | 7 | 0.126 | 13606480327305 | 12 | 705 | 8 | 23 | 9.3 |  | 43606480327306 | 144 | 8947 | 30 | 40 | 30 | [10 empty] | 2 | Y | [12 empty] | G11 | OH | 8531804090 | [14 empty] | modulaire zoemer iRO - 230 V 50/60Hz - 70 dB | buzzer modulaire iRO - 230 V 50/60 Hz - 70 dB | [17 empty] | https://eref.se.com/be/nl/sis-tarif/product/A9A15322 | https://eref.se.com/be/fr/sis-tarif/product/A9A15322
Schneider Electric | Schneider Electric | 01022021 |  | Schneider Electric |  | SED | A9A15323 |  |  | 17.51 |  | 1 |  | 12 | iRO ZOEMER 12V | RONFLEUR 8..12 VCA 70DBA 50..60HZ |  | BUZZER 8..12 VCA 70DBA 50..60HZ | [8 empty] | 09.07 | 1 | [8 empty] | 1 | 3606480327315 | 0 |  | 54 | 9 | 2 | 7 | 0.126 | 13606480327312 | 12 | 712 | 23 | 9.3 | 8 |  | 43606480327313 | 144 | 9031 | 40 | 30 | 30 | [10 empty] | 6 | N | [12 empty] | G11 | OH | 8531804090 | [14 empty] | modulaire zoemer iRO - 8..12 V 50/60Hz - 70 dB | buzzer modulaire iRO - 8-12 V 50/60 Hz - 70 dB | [17 empty] | https://eref.se.com/be/nl/sis-tarif/product/A9A15323 | https://eref.se.com/be/fr/sis-tarif/product/A9A15323
Schneider Electric | Schneider Electric | 01022021 |  | Schneider Electric |  | SED | A9A15393 |  |  | 44.38 |  | 1 |  | 12 | iRBN LAAGVERMOGENSRELAIS 1W 2A 230V | RELAIS BAS NIVEAU RBN 10 MA - 10 VCC5 A |  | LOW VOLTAGE RELAY 10 MA - 10 VCC5 A - 25 | [8 empty] | 09.07 | 1 | [8 empty] | 1 | 3606480097737 | 0 |  | 65 | 9 | 7 | 2 | 0.126 | 13606480097734 | 12 | 820 | 23 | 8 | 10 |  | 43606480097735 | 108 | 7998 | 40 | 30 | 30 | [10 empty] | 6 | N | [12 empty] | G11 | OH | 8536490099 | [14 empty] | laag niveau interface relais iRBN - 5mA/5VAC-DC - 2A/250VCA - 230VAC | relais d'interface niveau bas iRBN - 5 mA/5 V CA-CC - 2 A/250 VCA - 230 V CA | [17 empty] | https://eref.se.com/be/nl/sis-tarif/product/A9A15393 | https://eref.se.com/be/fr/sis-tarif/product/A9A15393
Schneider Electric | Schneider Electric | 01022021 |  | Schneider Electric |  | SED | A9A15416 |  |  | 44.38 |  | 1 |  | 12 | IRTBT INTERFACERELAIS | RELAIS TRES BASSE TENSION RTBT 5 MA - 5 |  | EXTRA LOW VOLTAGE RELAY 5 MA - 5 VCA/CC2 | [8 empty] | 09.07 | 1 | [8 empty] | 1 | 3606480097720 | 0 |  | 64 | 9 | 7 | 2 | 0.126 | 13606480097727 | 12 | 818 | 20 | 30 | 2.72 |  | 43606480097728 | 108 | 7831 | 40 | 30 | 30 | [10 empty] | 6 | N | [12 empty] | G11 | OH | 8536490099 | [14 empty] | Extra laagspanningsrelais iRTBT - 10mA/10VDC - 5A/250VAC - 12...24VAC/DC | relais tension extra basse iRTBT - 10 mA/10 V CC - 5 A/250 V CA - 12-24 V CA/CC | [17 empty] | https://eref.se.com/be/nl/sis-tarif/product/A9A15416 | https://eref.se.com/be/fr/sis-tarif/product/A9A15416
Schneider Electric | Schneider Electric | 01022021 |  | Schneider Electric |  | SED | A9A15921 |  |  | 11.57 |  | 1 |  | 1 | SCREW SHIELD ICT 2P (SET 10UP+10DOWN) | CACHE VIS 3P-4P 25A POUR ICT |  | ACTI9 20X SCREW SHIELD ICT 3-4P 25A | [18 empty] | 1 | 3606480088056 | 0 |  | 60 | 20 | 12 | 1 | 0.24 | [7 empty] | 43606480088054 | 30 | 2132 | 40 | 30 | 15 | [10 empty] | 2 | Y | [12 empty] | CUX | ZX | 3926909790 | [14 empty] | Acti9 20x schroefafdekkap iCT 3-4P 16-25A | [18 empty] | https://eref.se.com/be/nl/sis-tarif/product/A9A15921 | https://eref.se.com/be/fr/sis-tarif/product/A9A15921
Schneider Electric | Schneider Electric | 01022021 |  | Schneider Electric |  | SED | A9A15922 |  |  | 13.96 |  | 1 |  | 1 | SCREW SHIELD ICT 3-4P 25A(SET10UP+10DOWN | CACHE VIS 2P 63A POUR ICT |  | ACTI9 20X SCREW SHIELD ICT 2P | [18 empty] | 1 | 3606480088063 | 0 |  | 56 | 20 | 12 | 1 | 0.24 | [7 empty] | 43606480088061 | 30 | 2135 | 40 | 30 | 15 | [10 empty] | 6 | N | [12 empty] | CUX | ZX | 3926909790 | [33 empty] | https://eref.se.com/be/nl/sis-tarif/product/A9A15922 | https://eref.se.com/be/fr/sis-tarif/product/A9A15922
Schneider Electric | Schneider Electric | 01022021 |  | Schneider Electric |  | SED | A9A15923 |  |  | 16.26 |  | 1 |  | 1 | SCREW SHIELD ICT3-4P 40-63A(SET10UP+10DO | CACHE VIS 3P-4P 63A POUR ICT |  | ACTI9 20X SCREW SHIELD ICT 3-4P 40-63A | [18 empty] | 1 | 3606480088070 | 0 |  | 77 | 18 | 12 | 3 | 0.648 | [7 empty] | 43606480088078 | 30 | 2715 | 40 | 30 | 15 | [10 empty] | 6 | N | [12 empty] | CUX | ZX | 3926909790 | [14 empty] | Acti9 20x schroefafdekkap iCT 3-4P 40-63A | [18 empty] | https://eref.se.com/be/nl/sis-tarif/product/A9A15923 | https://eref.se.com/be/fr/sis-tarif/product/A9A15923
Schneider Electric | Schneider Electric | 01022021 |  | Schneider Electric |  | SED | A9A19801 |  |  | 20.6 |  | 1 |  | 12 | A9 IC60 VIGI OF | A9 IC60 RCBO OF Contact auxiliaire |  | A9 IC60 RCBO OF Open/Close Contact | [8 empty] | 09.07 | 1 | [8 empty] | 1 | 3606481158048 | 0 |  | 53 | 10 | 8 | 2 | 0.16 | 13606481158045 | 12 | 714 | 25 | 10 | 11 |  | 43606481158046 | 72 | 4580 | 40 | 30 | 30 | [10 empty] | 2 | Y | [12 empty] | CUX | ZX | 8536909500 | [33 empty] | https://eref.se.com/be/nl/sis-tarif/product/A9A19801 | https://eref.se.com/be/fr/sis-tarif/product/A9A19801
Schneider Electric | Schneider Electric | 01022021 |  | Schneider Electric |  | SED | A9A19802 |  |  | 20.6 |  | 1 |  | 12 | A9 IC60 VIGI SD | A9 IC60 RCBO SD Contact signal defaut |  | A9 IC60 RCBO SD Fault indicating contact | [8 empty] | 09.07 | 1 | [8 empty] | 1 | 3606481158055 | 0 |  | 50 | 8 | 10 | 2 | 0.16 | 13606481158052 | 12 | 727 | 11.3 | 24.8 | 9.8 |  | 43606481158053 | 72 | 4033 | 40 | 30 | 30 | [10 empty] | 2 | Y | [12 empty] | CUX | ZX | 8536909500 | [33 empty] | https://eref.se.com/be/nl/sis-tarif/product/A9A19802 | https://eref.se.com/be/fr/sis-tarif/product/A9A19802
Schneider Electric | Schneider Electric | 01022021 |  | Schneider Electric |  | SED | A9A19803 |  |  | 31.14 |  | 1 |  | 12 | A9 IC60 VIGI OF/SD | A9 IC60 RCBO OF/SD contact OF ou |  | A9 IC60 RCBO OF/SD open/close or fault | [8 empty] | 09.07 | 1 | [8 empty] | 1 | 3606481158062 | 0 |  | 54 | 10 | 8 | 2 | 0.16 | 13606481158069 | 12 | 730 | 25 | 10 | 11 |  | 43606481158060 | 72 | 4680 | 40 | 30 | 30 | [10 empty] | 6 | N | [12 empty] | CUX | ZX | 8536909500 | [33 empty] | https://eref.se.com/be/nl/sis-tarif/product/A9A19803 | https://eref.se.com/be/fr/sis-tarif/product/A9A19803
Schneider Electric | Schneider Electric | 01022021 |  | Schneider Electric |  | SED | A9A19804 |  |  | 31.14 |  | 1 |  | 12 | A9 IC60 VIGI OF/SD SMARTLINK | A9 IC60 RCBO OF/SD Smartlink Contact |  | A9 IC60 RCBO OF/SD Smartlink 24V DC | [8 empty] | 09.07 | 1 | [8 empty] | 1 | 3606481158079 | 0 |  | 47 | 10 | 8 | 2 | 0.16 | 13606481158076 | 12 | 636 | 25 | 10 | 11 |  | 43606481158077 | 72 | 4389 | 40 | 30 | 30 | [10 empty] | 6 | N | [12 empty] | CUX | ZX | 8536909500 | [33 empty] | https://eref.se.com/be/nl/sis-tarif/product/A9A19804 | https://eref.se.com/be/fr/sis-tarif/product/A9A19804
Schneider Electric | Schneider Electric | 01022021 |  | Schneider Electric |  | SED | A9A19805 |  |  | 40.45 |  | 1 |  | 6 | MX voor DCP iC60 | MX pour DCP iC60 |  | Acti9 MX-iC60 RCBO 110-415VAC110-125VDC | [18 empty] | 1 | 3606489596040 | 0 |  | 90 | 10 | 9 | 4 | 0.36 | 13606489596047 | 6 | 617 | 27 | 10 | 12 |  | 23606489596044 | 36 | 4224 | 40 | 30 | 30 | [10 empty] | 6 | N | [12 empty] | CUX | ZX | 8536201090 | [33 empty] | https://eref.se.com/be/nl/sis-tarif/product/A9A19805 | https://eref.se.com/be/fr/sis-tarif/product/A9A19805
Schneider Electric | Schneider Electric | 01022021 |  | Schneider Electric |  | SED | A9A19806 |  |  | 78.8 |  | 1 |  | 6 | MN voor DCP iC60 | MN pour DCP iC60 |  | Acti9 MN-iC60 RCBO 230V | [18 empty] | 1 | 3606489596057 | 0 |  | 90 | 10 | 9 | 4 | 0.36 | 13606489596054 | 6 | 776 | 9.05 | 24.7 | 11 |  | 23606489596051 | 36 | 5160 | 30 | 40 | 30 | [10 empty] | 26 | N | [12 empty] | CUX | ZX | 8536201090 | [33 empty] | https://eref.se.com/be/nl/sis-tarif/product/A9A19806 | https://eref.se.com/be/fr/sis-tarif/product/A9A19806
Schneider Electric | Schneider Electric | 01022021 |  | Schneider Electric |  | SED | A9A19810 |  |  | 42.02 |  | 1 |  | 15 | Hangslot voor DCP iC60 (10 stuks) | Cadenas pour DCP iC60 (10 pièces) |  | Acti9 iC60 RCBO padlock (set of 10) | [18 empty] | 1 | 3606489710187 | 0 |  | 30 | 10 | 8 | 1 | 0.08 | 13606489710184 | 15 | 527 | 26.5 | 11.5 | 10 |  | 23606489710181 | 90 | 3845 | 40 | 30 | 30 | [10 empty] | 6 | N | [12 empty] | CUX | ZX | 8301100000 | [33 empty] | https://eref.se.com/be/nl/sis-tarif/product/A9A19810 | https://eref.se.com/be/fr/sis-tarif/product/A9A19810
Schneider Electric | Schneider Electric | 01022021 |  | Schneider Electric |  | SED | A9A26476 |  |  | 33.55 |  | 1 |  | 8 | IMX TRIPPING UNIT 100-415VAC | iMX auxiliaire déclenchement 415VAC |  | ACTI9 IMX 100-415VAC 110-130VDC SHUNT RE | [8 empty] | 09.07 | 1 | [8 empty] | 1 | 3606480087950 | 0 |  | 72 | 9 | 8 | 3 | 0.216 | 13606480087957 | 8 | 635 | 26.7 | 10 | 8.7 |  | 43606480087958 | 72 | 6240 | 40 | 30 | 30 | [10 empty] | 2 | Y | [12 empty] | CUX | ZX | 8536301090 | [14 empty] | iMX uitschakel-hulpelement 100-415VAC | iMX auxiliaire déclenchement 415VAC | [17 empty] | https://eref.se.com/be/nl/sis-tarif/product/A9A26476 | https://eref.se.com/be/fr/sis-tarif/product/A9A26476
Schneider Electric | Schneider Electric | 01022021 |  | Schneider Electric |  | SED | A9A26477 |  |  | 33.21 |  | 1 |  | 8 | IMX TRIPPING UNIT 48VAC | MX SHUNT TRIP 48V AC/DC |  | ACTI9 IMX 48VAC 48VDC SHUNT RELEASE FOR | [8 empty] | 09.07 | 1 | [8 empty] | 1 | 3606480087929 | 0 |  | 76 | 9 | 3 | 8 | 0.216 | 13606480087926 | 8 | 661 | 26.5 | 10 | 8.7 |  | 43606480087927 | 72 | 6458 | 40 | 30 | 30 | [10 empty] | 6 | N | [12 empty] | CUX | ZX | 8536309090 | [14 empty] | spanningslosser - iMX - uitschakelspoel - 48 VAC | déclenchement de tension - iMX - unité de déclenchement - 48 VCA | [17 empty] | https://eref.se.com/be/nl/sis-tarif/product/A9A26477 | https://eref.se.com/be/fr/sis-tarif/product/A9A26477
Schneider Electric | Schneider Electric | 01022021 |  | Schneider Electric |  | SED | A9A26478 |  |  | 33.55 |  | 1 |  | 8 | IMX TRIPPING UNIT 12-24VAC | iMX auxiliaire déclenchement 24VAC |  | ACTI9 IMX 12-24VAC 12-24VDC SHUNT RELEAS | [8 empty] | 09.07 | 1 | [8 empty] | 1 | 3606480087936 | 0 |  | 80 | 9 | 3 | 8 | 0.216 | 13606480087933 | 8 | 699 | 8.5 | 26.5 | 10 |  | 43606480087934 | 72 | 6778 | 30 | 40 | 30 | [10 empty] | 6 | N | [12 empty] | CUX | ZX | 8536309090 | [14 empty] | iMX uitschakel-hulpelement 12-24VAC | iMX auxiliaire déclenchement 24VAC | [17 empty] | https://eref.se.com/be/nl/sis-tarif/product/A9A26478 | https://eref.se.com/be/fr/sis-tarif/product/A9A26478
Schneider Electric | Schneider Electric | 01022021 |  | Schneider Electric |  | SED | A9A26500 |  |  | 68.58 |  | 1 |  | 8 | IMSU TRIPPING UNIT 230VAC > 275V | Voltage release Acti 9 iMSU 270 VAC |  | VOLTAGE RELEASE ACTI9 IMSU 270VAC | [8 empty] | 09.07 | 1 | [8 empty] | 1 | 3606480512490 | 0 |  | 80 | 10 | 8 | 3 | 0.24 | 13606480512497 | 8 | 747 | 26.5 | 10 | 8.7 |  | 43606480512498 | 72 | 6694 | 40 | 30 | 30 | [10 empty] | 6 | N | [12 empty] | CUX | ZX | 8536309090 | [14 empty] | Spanningslosser iMSU - aanpasbare drempel | Déclenchement de tension iMSU - seuil ajustable | [17 empty] | https://eref.se.com/be/nl/sis-tarif/product/A9A26500 | https://eref.se.com/be/fr/sis-tarif/product/A9A26500
Schneider Electric | Schneider Electric | 01022021 |  | Schneider Electric |  | SED | A9A26897 |  |  | 30.83 |  | 1 |  | 120 | Hulpelement iOF+SD24 met Ti24 boven | Auxiliaire iOF+SD24 avec Ti24 en haut |  | ACTI9 IOF SD 24V DC WITH TI24 PLC INTERF | [8 empty] | 09.07 | 1 | [8 empty] | 1 | 3606480461613 | 0 |  | 39 | 9 | 8 | 2 | 0.144 | 43606480461611 | 120 | 5987 | 40 | 30 | 30 | [17 empty] | 2 | Y | [12 empty] | CUF | ZF | 8538909999 | [14 empty] | Hulpcontact iOF+SD - 24V DC met Ti24 interface | Contact auxiliaire iOF+SD - 24 V CC avec interface Ti24 | [17 empty] | https://eref.se.com/be/nl/sis-tarif/product/A9A26897 | https://eref.se.com/be/fr/sis-tarif/product/A9A26897
Schneider Electric | Schneider Electric | 01022021 |  | Schneider Electric |  | SED | A9A26898 |  |  | 30.83 |  | 1 |  | 12 | Hulpelement iOF+SD24 met Ti24 onder | iOF+SD24 avec Ti24 en bas |  | ACTI9 IOF SD24 | [18 empty] | 1 | 3606481285836 | 0 |  | 39 | 10 | 2 | 8 | 0.16 | 13606481285833 | 12 | 550 | 22.8 | 8.8 | 8 |  | 43606481285834 | 132 | 5616 | 40 | 30 | 30 |  |  | 1056 | 49690 | 80 | 60 | 20 |  |  |  | 6 | N | [12 empty] | CUF | ZF | 8538909999 | [33 empty] | https://eref.se.com/be/nl/sis-tarif/product/A9A26898 | https://eref.se.com/be/fr/sis-tarif/product/A9A26898
Schneider Electric | Schneider Electric | 01022021 |  | Schneider Electric |  | SED | A9A26924 |  |  | 20.6 |  | 1 |  | 120 | IOF HULPCONTACT IC60/IID | iOF contact auxiliaire |  | ACTI9 IOF 240-415VAC 24-130VDC OC CONTAC | [8 empty] | 09.07 | 1 | [8 empty] | 1 | 3606480087905 | 0 |  | 41.2 | 2 | 9 | 8 | 0.144 | 23606480087909 | 120 | 6500 | 38 | 28.8 | 26.5 | [9 empty] | 1440 | 74880 | 80 | 60 | 90 |  |  |  | 2 | Y | [12 empty] | CUX | ZX | 8536909500 | [14 empty] | iNO/NC hulpcontact | iOF contact auxiliaire | [17 empty] | https://eref.se.com/be/nl/sis-tarif/product/A9A26924 | https://eref.se.com/be/fr/sis-tarif/product/A9A26924
Schneider Electric | Schneider Electric | 01022021 |  | Schneider Electric |  | SED | A9A26927 |  |  | 20.6 |  | 1 |  | 120 | ISD FOUTSINGNALERINGSCONTACT | iSD contact auxiliaire |  | Acti9 ISD 240-415VAC 24-130VDC FAULT CON | [8 empty] | 09.07 | 1 | [8 empty] | 1 | 3606480087899 | 0 |  | 32 | 9 | 7 | 2 | 0.126 | 23606480087893 | 12 | 554100 | 8.4 | 23.4 | 9.8 | [9 empty] | 1440 | 74868 | 80 | 60 | 90 |  |  |  | 2 | Y | [12 empty] | CUX | ZX | 8536508090 | [14 empty] | iSD hulpcontact | iSD contact auxiliaire | [17 empty] | https://eref.se.com/be/nl/sis-tarif/product/A9A26927 | https://eref.se.com/be/fr/sis-tarif/product/A9A26927
Schneider Electric | Schneider Electric | 01022021 |  | Schneider Electric |  | SED | A9A26929 |  |  | 31.14 |  | 1 |  | 120 | IOF/SD+OF HULP/ SIGNAALCONTACT | iOF/SD+OF contact auxiliaire |  | ACTI9 IOF SD-OF 240-415VAC 24-130VDC DOU | [8 empty] | 09.07 | 1 | [8 empty] | 1 | 3606480087882 | 0 |  | 51 | 9 | 8 | 2 | 0.144 | 23606480087886 | 120 | 7430 | 38.6 | 28.8 | 27.3 | [9 empty] | 1440 | 89268 | 80 | 60 | 90 |  |  |  | 2 | Y | [12 empty] | CUX | ZX | 8536508090 | [14 empty] | iNO/NC/SD+NO/NC hulpcontact | iOF/SD+OF contact auxiliaire | [17 empty] | https://eref.se.com/be/nl/sis-tarif/product/A9A26929 | https://eref.se.com/be/fr/sis-tarif/product/A9A26929
Schneider Electric | Schneider Electric | 01022021 |  | Schneider Electric |  | SED | A9A26946 |  |  | 37.28 |  | 1 |  | 8 | IMX+OF TRIPPING UNIT 100-415VAC | ACTI9 IMX-OF 400VAC 48VDC DECLENCHEUR MX |  | ACTI9 IMX-OF 100-415VAC 110-130VDC SHUNT | [8 empty] | 09.07 | 1 | [8 empty] | 1 | 3606480088049 | 0 |  | 78 | 10 | 8 | 3 | 0.24 | 13606480088046 | 8 | 683 | 27 | 10 | 9 |  | 43606480088047 | 72 | 6637 | 40 | 30 | 30 | [10 empty] | 2 | Y | [12 empty] | CUX | ZX | 8536301090 | [14 empty] | hulpelement - iMX spanningsuitschakelspoel - 220..415 VAC | déclencheur de tension - iMX+OF - unité de déclenchement - 220 à 415 VCA | [17 empty] | https://eref.se.com/be/nl/sis-tarif/product/A9A26946 | https://eref.se.com/be/fr/sis-tarif/product/A9A26946
Schneider Electric | Schneider Electric | 01022021 |  | Schneider Electric |  | SED | A9A26947 |  |  | 37.28 |  | 1 |  | 8 | IMX+OF TRIPPING UNIT 48VAC | iMX+OF auxiliaire déclenchement 48VAC |  | ACTI9 IMX-OF 48VAC 48VDC SHUNT RELEASE W | [8 empty] | 09.07 | 1 | [8 empty] | 1 | 3606480087967 | 0 |  | 84 | 9 | 8 | 3 | 0.216 | 13606480087964 | 8 | 733 | 27 | 9 | 10 |  | 43606480087965 | 72 | 6838 | 40 | 30 | 30 | [10 empty] | 6 | N | [12 empty] | CUX | ZX | 8536301090 | [14 empty] | iMX+NO/NC uitschakel-hulpelement 48VAC | iMX+OF auxiliaire déclenchement 48VAC | [17 empty] | https://eref.se.com/be/nl/sis-tarif/product/A9A26947 | https://eref.se.com/be/fr/sis-tarif/product/A9A26947
Schneider Electric | Schneider Electric | 01022021 |  | Schneider Electric |  | SED | A9A26948 |  |  | 37.28 |  | 1 |  | 8 | IMX+OF TRIPPING UNIT 12-24VAC | iMX+OF auxiliaire déclenchement 24VAC |  | ACTI9 IMX-OF 12-24VAC 12-24VDC SHUNT REL | [8 empty] | 09.07 | 1 | [8 empty] | 1 | 3606480087912 | 0 |  | 82 | 10 | 8 | 8 | 0.64 | 13606480087919 | 8 | 722 | 27 | 9 | 10 |  | 43606480087910 | 72 | 6928 | 40 | 30 | 30 | [10 empty] | 2 | Y | [12 empty] | CUX | ZX | 8536301090 | [14 empty] | iMX+NO/NC uitschakel-hulpelement 24VAC | iMX+OF auxiliaire déclenchement 24VAC | [17 empty] | https://eref.se.com/be/nl/sis-tarif/product/A9A26948 | https://eref.se.com/be/fr/sis-tarif/product/A9A26948
Schneider Electric | Schneider Electric | 01022021 |  | Schneider Electric |  | SED | A9A26959 |  |  | 60.27 |  | 1 |  | 8 | IMN TRIPPING UNIT 115VAC | ACTI9 IMN 115VAC DECLENCHEUR MN POUR IC6 |  | ACTI9 IMN 115VAC UNDERVOLTAGE RELEASE FO | [18 empty] | 1 | 3606480087981 | 0 |  | 79 | 9 | 8 | 3 | 0.216 | 13606480087988 | 8 | 692 | 26.6 | 8.8 | 10 |  | 43606480087989 | 72 | 6715 | 40 | 30 | 30 | [10 empty] | 10 | N | [12 empty] | CUX | ZX | 8536301090 | [33 empty] | https://eref.se.com/be/nl/sis-tarif/product/A9A26959 | https://eref.se.com/be/fr/sis-tarif/product/A9A26959
Schneider Electric | Schneider Electric | 01022021 |  | Schneider Electric |  | SED | A9A26960 |  |  | 62.08 |  | 1 |  | 8 | IMN TRIPPING UNIT 220-240VAC | iMN auxiliaire déclenchement 220-240VAC |  | ACTI9 IMN 220-240VAC UNDERVOLTAGE RELEAS | [8 empty] | 09.07 | 1 | [8 empty] | 1 | 3606480087998 | 0 |  | 81 | 10 | 8 | 3 | 0.24 | 13606480087995 | 8 | 707 | 26.7 | 10 | 8.7 |  | 43606480087996 | 72 | 6864 | 40 | 30 | 30 | [10 empty] | 2 | Y | [12 empty] | CUX | ZX | 8536301090 | [14 empty] | iMN uitschakel-hulpelement 220-240VAC | iMN auxiliaire déclenchement 220-240VAC | [17 empty] | https://eref.se.com/be/nl/sis-tarif/product/A9A26960 | https://eref.se.com/be/fr/sis-tarif/product/A9A26960
Schneider Electric | Schneider Electric | 01022021 |  | Schneider Electric |  | SED | A9A26961 |  |  | 62.08 |  | 1 |  | 8 | IMN TRIPPING UNIT 48VAC | iMN auxiliaire déclenchement 48VAC |  | ACTI9 IMN 48VAC UNDERVOLTAGE RELEASE FOR | [8 empty] | 09.07 | 1 | [8 empty] | 1 | 3606480088001 | 0 |  | 79 | 9 | 3 | 8 | 0.216 | 13606480088008 | 8 | 691 | 26.7 | 10 | 8.7 |  | 43606480088009 | 72 | 6725 | 40 | 30 | 30 | [10 empty] | 6 | N | [12 empty] | CUX | ZX | 8536301090 | [14 empty] | iMN uitschakel-hulpelement 48VAC | iMN auxiliaire déclenchement 48VAC | [17 empty] | https://eref.se.com/be/nl/sis-tarif/product/A9A26961 | https://eref.se.com/be/fr/sis-tarif/product/A9A26961
Schneider Electric | Schneider Electric | 01022021 |  | Schneider Electric |  | SED | A9A26963 |  |  | 65.27 |  | 1 |  | 8 | IMNS TRIPPING UNIT 220-240VAC | iMNs auxiliaire déclenchement 240VAC |  | ACTI9 IMNS 220-240VAC UNDERVOLTAGE RELEA | [8 empty] | 09.07 | 1 | [8 empty] | 1 | 3606480088018 | 0 |  | 81 | 9 | 8 | 3 | 0.216 | 13606480088015 | 8 | 710 | 10 | 26.5 | 9 |  | 43606480088016 | 72 | 6882 | 40 | 30 | 30 | [10 empty] | 6 | N | [12 empty] | CUX | ZX | 8536301090 | [14 empty] | iMNs uitschakel-hulpelement 220-240VAC | iMNs auxiliaire déclenchement 240VAC | [17 empty] | https://eref.se.com/be/nl/sis-tarif/product/A9A26963 | https://eref.se.com/be/fr/sis-tarif/product/A9A26963
Schneider Electric | Schneider Electric | 01022021 |  | Schneider Electric |  | SED | A9A26969 |  |  | 72.39 |  | 1 |  | 8 | IMNX TRIPPING UNIT 220-240VAC | iMNx auxiliaire déclenchement 240VAC |  | ACTI9 IMNX 220-240VAC UNDERVOLTAGE RELEA | [8 empty] | 09.07 | 1 | [8 empty] | 1 | 3606480088025 | 0 |  | 88 | 9 | 8 | 3 | 0.216 | 13606480088022 | 8 | 769 | 27 | 9 | 10 |  | 43606480088023 | 72 | 7398 | 40 | 30 | 30 | [10 empty] | 2 | Y | [12 empty] | CUX | ZX | 8536301090 | [14 empty] | iMNx uitschakel-hulpelement 220-240VAC | iMNx auxiliaire déclenchement 240VAC | [17 empty] | https://eref.se.com/be/nl/sis-tarif/product/A9A26969 | https://eref.se.com/be/fr/sis-tarif/product/A9A26969
Schneider Electric | Schneider Electric | 01022021 |  | Schneider Electric |  | SED | A9A26970 |  |  | 12.11 |  | 1 |  | 1 | HANGSLOTVERGRENDELING IC60 IID (1ST=10) | 10X ACCESSOIRE CADENASSAGE IC60 IID |  | ACTI9 10X PADLOCKING DEVICE IC60 IID | [18 empty] | 1 | 3606480088131 | 0 |  | 42.9 | 18 | 12 | 2 | 0.432 | [7 empty] | 43606480088139 | 60 | 2878 | 40 | 30 | 15 | [10 empty] | 2 | Y | [12 empty] | CUX | ZX | 3926909790 | [14 empty] | 10x hulpelement voor hangslot iC60 iID | 10x accessoire cadenassage iC60 iID | [17 empty] | https://eref.se.com/be/nl/sis-tarif/product/A9A26970 | https://eref.se.com/be/fr/sis-tarif/product/A9A26970
Schneider Electric | Schneider Electric | 01022021 |  | Schneider Electric |  | SED | A9A26971 |  |  | 69.92 |  | 1 |  | 8 | IMNX TRIPPING UNIT 380-415VAC | iMNx auxiliaire déclenchement 415VAC |  | ACTI9 IMNX 380-415VAC UNDERVOLTAGE RELEA | [8 empty] | 09.07 | 1 | [8 empty] | 1 | 3606480088032 | 0 |  | 91 | 9 | 8 | 3 | 0.216 | 13606480088039 | 8 | 792 | 27 | 9 | 10 |  | 43606480088030 | 72 | 7841 | 40 | 30 | 30 | [10 empty] | 6 | N | [12 empty] | CUX | ZX | 8536301090 | [14 empty] | iMNx uitschakel-hulpelement 380-415VAC | iMNx auxiliaire déclenchement 415VAC | [17 empty] | https://eref.se.com/be/nl/sis-tarif/product/A9A26971 | https://eref.se.com/be/fr/sis-tarif/product/A9A26971
Schneider Electric | Schneider Electric | 01022021 |  | Schneider Electric |  | SED | A9A26975 |  |  | 9.69 |  | 1 |  | 1 | AANSLUITKLEMKAP 18MM IC60 (1ST=2) | 2x cache bornes 18mm iC60 |  | ACTI9 TERMINAL SHIELD 18MM IC60 IID | [18 empty] | 1 | 3606480088087 | 0 |  | 32 | 8 | 12 | 3 | 0.288 | [7 empty] | 43606480088085 | 50 | 1997 | 40 | 30 | 15 | [10 empty] | 6 | N | [12 empty] | CUX | ZX | 8547200090 | [14 empty] | Acti9 2x klemmenafdekkap 18mm iC60 | 2x cache bornes 18mm iC60 | [17 empty] | https://eref.se.com/be/nl/sis-tarif/product/A9A26975 | https://eref.se.com/be/fr/sis-tarif/product/A9A26975
Schneider Electric | Schneider Electric | 01022021 |  | Schneider Electric |  | SED | A9A26976 |  |  | 11.73 |  | 1 |  | 1 | AANSLUITKLEMKAP 36MM IC60 IID (1ST=2) | 2x cache bornes 36mm iC60 iID |  | Acti9 TERMINAL SHIELD 36MM IC60 IID | [18 empty] | 1 | 3606480088094 | 0 |  | 46 | 11 | 8 | 4 | 0.352 | [7 empty] | 43606480088092 | 25 | 1481 | 40 | 30 | 15 | [10 empty] | 2 | Y | [12 empty] | CUX | ZX | 3926909790 | [14 empty] | Acti9 2x klemmenafdekkap 36mm iC60 iID | 2x cache bornes 36mm iC60 iID | [17 empty] | https://eref.se.com/be/nl/sis-tarif/product/A9A26976 | https://eref.se.com/be/fr/sis-tarif/product/A9A26976
Schneider Electric | Schneider Electric | 01022021 |  | Schneider Electric |  | SED | A9A26981 |  |  | 19.49 |  | 1 |  | 1 | SCHROEVENAFDEKKAP IC60 IID (1ST=20) | ACTI9 20X CACHE BORNES VISSÉ IC60 IID |  | Acti9 SCREW SHIELD IMulti 9 C60 IID | [18 empty] | 1 | 3606480088100 | 0 |  | 99.5 | 10 | 7 | 4 | 0.28 | [7 empty] | 43606480088108 | 30 | 3318 | 40 | 30 | 15 | [10 empty] | 2 | Y | [12 empty] | CUX | ZX | 8547200090 | [14 empty] | 20x klemmenafdekkap iC60 iID | Acti9 20x cache bornes vissé iC60 iID | [17 empty] | https://eref.se.com/be/nl/sis-tarif/product/A9A26981 | https://eref.se.com/be/fr/sis-tarif/product/A9A26981
Schneider Electric | Schneider Electric | 01022021 |  | Schneider Electric |  | SED | A9A26982 |  |  | 10.26 |  | 1 |  | 1 | SCHROEVENAFDEKKAP VIGI IC60 (1ST=12) | Acti9 12x cache bornes vissé Vigi iC60 |  | ACTI9 12X SCREW SHIELD VIGI IC60 | [18 empty] | 1 | 3606480088117 | 0 |  | 23 | 12 | 8 | 2 | 0.192 | [7 empty] | 43606480088115 | 100 | 2516 | 40 | 30 | 15 | [10 empty] | 6 | N | [12 empty] | CUX | ZX | 8547200090 | [14 empty] | 12x klemmenafdekkap Vigi iC60 | Acti9 12x cache bornes vissé Vigi iC60 | [17 empty] | https://eref.se.com/be/nl/sis-tarif/product/A9A26982 | https://eref.se.com/be/fr/sis-tarif/product/A9A26982
Schneider Electric | Schneider Electric | 01022021 |  | Schneider Electric |  | SED | A9A27001 |  |  | 7.47 |  | 1 |  | 1 | TUSSENPOOLSCHOT IC60 IID (1ST=10) | Acti9 10x écrans entre phase iC60 iID |  | ACTI9 10X INTERPOLE BARRIER IC60 IID | [18 empty] | 1 | 3606480088124 | 0 |  | 21 | 11 | 8 | 2 | 0.176 | [7 empty] | 43606480088122 | 100 | 2441 | 40 | 30 | 15 | [10 empty] | 6 | N | [12 empty] | CUX | ZX | 8547200090 | [14 empty] | 10x tussenschotten fasen iC60 iID | Acti9 10x écrans entre phase iC60 iID | [17 empty] | https://eref.se.com/be/nl/sis-tarif/product/A9A27001 | https://eref.se.com/be/fr/sis-tarif/product/A9A27001
Schneider Electric | Schneider Electric | 01022021 |  | Schneider Electric |  | SED | A9A27003 |  |  | 19.79 |  | 1 |  | 3 | SCHEIDER 18MM IC60 IID | Acti9 platine débro 18mm iC60 iID |  | ACTI9 PLATINE DEBROCHABLE 18MM IC60 IID | [8 empty] | 09.07 | 1 | [8 empty] | 1 | 3606480088148 | 0 |  | 129 | 18 | 2 | 7 | 0.252 | 13606480088145 | 3 | 430 | 21.8 | 9.7 | 8.5 |  | 43606480088146 | 33 | 5220 | 40 | 30 | 30 |  | 73606480088147 | 264 | 53940 | 120 | 80 | 45 |  |  |  | 6 | N | [12 empty] | CUX | ZX | 8536909500 | [14 empty] | basisplaat 18mm iC60 iID | Acti9 platine débro 18mm iC60 iID | [17 empty] | https://eref.se.com/be/nl/sis-tarif/product/A9A27003 | https://eref.se.com/be/fr/sis-tarif/product/A9A27003
Schneider Electric | Schneider Electric | 01022021 |  | Schneider Electric |  | SED | A9A27005 |  |  | 61.76 |  | 1 |  | 1 | DRAAIBEDIENING ZWART IC60, IID EN VIGI I | Commande rotative iC60 noire |  | ACTI9 ROTARY HANDLE BLACK IC60 IID | [8 empty] | 09.07 | 1 | [8 empty] | 1 | 3606480324796 | 0 |  | 696.9 | 47 | 12 | 7 | 3.948 | [7 empty] | 43606480324794 | 12 | 9193 | 60 | 40 | 30 | [10 empty] | 2 | Y | [12 empty] | CUX | ZX | 85389099 | [14 empty] | Draaibediening iC60 zwart | commande rotative iC60 noire | [17 empty] | https://eref.se.com/be/nl/sis-tarif/product/A9A27005 | https://eref.se.com/be/fr/sis-tarif/product/A9A27005
Schneider Electric | Schneider Electric | 01022021 |  | Schneider Electric |  | SED | A9A27006 |  |  | 61.76 |  | 1 |  | 1 | DRAAIBEDIENING ROOD IC60, IID EN VIGI IC | COMMANDE ROTATIVE IC60 ROUGE |  | ACTI9 ROTARY HANDLE RED IC60 IID | [8 empty] | 09.07 | 1 | [8 empty] | 1 | 3606480324802 | 0 |  | 695 | 48 | 13 | 7 | 4.368 | [7 empty] | 43606480324800 | 12 | 9094 | 60 | 40 | 30 | [10 empty] | 6 | N | [12 empty] | CUX | ZX | 8538909999 | [14 empty] | zwenkhandgreep - voor iC60 - rode handgreep | poignée rotative - pour iC60 - poignée rouge | [17 empty] | https://eref.se.com/be/nl/sis-tarif/product/A9A27006 | https://eref.se.com/be/fr/sis-tarif/product/A9A27006
Schneider Electric | Schneider Electric | 01022021 |  | Schneider Electric |  | SED | A9A27008 |  |  | 46.9 |  | 1 |  | 1 | MANUELE SUBUNIT | COMMANDE ROTATIVE IC60 |  | ACTI9 MECHANISM FOR ROTARY HANDLE IC60 I | [8 empty] | 09.07 | 1 | [8 empty] | 1 | 3606480324819 | 0 |  | 562.9 | 48 | 13 | 7 | 4.368 | [7 empty] | 43606480324817 | 12 | 7531 | 60 | 40 | 30 |  | 73606480324818 | 48 | 42088 | 120 | 80 | 50 |  |  |  | 7 | N | [12 empty] | CUX | ZX | 8538909999 | [14 empty] | adaptermechanisme voor zwenkhandgreep iC60 | mécanisme adaptateur pour poignée rotative iC60 | [17 empty] | https://eref.se.com/be/nl/sis-tarif/product/A9A27008 | https://eref.se.com/be/fr/sis-tarif/product/A9A27008
Schneider Electric | Schneider Electric | 01022021 |  | Schneider Electric |  | SED | A9A27062 |  |  | 2.29 |  | 1 |  | 1 | TUSSENSTUK 9MM IC60,IID, ICT (1ST=5) | INTERCALAIRE 9MM (5 pièces) |  | ACTI9 5X SPACER 9MM IC60 IID ICT | [18 empty] | 1 | 3606480088155 | 0 |  | 81 | 9 | 7 | 5 | 0.315 | [7 empty] | 43606480088153 | 20 | 2015 | 40 | 30 | 15 |  | 73606480088154 | 160 | 28760 | 120 | 80 | 50 |  |  |  | 2 | Y | [12 empty] | CUX | ZX | 3926909790 | [33 empty] | https://eref.se.com/be/nl/sis-tarif/product/A9A27062 | https://eref.se.com/be/fr/sis-tarif/product/A9A27062
Schneider Electric | Schneider Electric | 01022021 |  | Schneider Electric |  | SED | A9C15404 |  |  | 18.51 |  | 1 |  | 12 | SIGNAAL ELEMENT iATLC | iATLc 24-240 Vac |  | IATLC 24...240VAC CENTRALIZED CONTROL AU | [8 empty] | 09.07 | 1 | [8 empty] | 1 | 3606480374883 | 0 |  | 41 | 9 | 8 | 2 | 0.144 | 13606480374880 | 12 | 551 | 27 | 9 | 10 |  | 43606480374881 | 108 | 5345 | 40 | 30 | 30 | [10 empty] | 2 | Y | [12 empty] | CUX | ZX | 8536490099 | [14 empty] | Hulpelement iATLc 24-240 Vac | Auxilaire iATLc 24-240 Vac | [17 empty] | https://eref.se.com/be/nl/sis-tarif/product/A9C15404 | https://eref.se.com/be/fr/sis-tarif/product/A9C15404
Schneider Electric | Schneider Electric | 01022021 |  | Schneider Electric |  | SED | A9C15405 |  |  | 15.87 |  | 1 |  | 12 | SIGNAAL ELEMENT iATLS | iATLs 24-240 Vac/Vdc |  | IATLS 24...240VAC-VDC INDICATION AUXILIA | [8 empty] | 09.07 | 1 | [8 empty] | 1 | 3606480374845 | 0 |  | 40 | 8 | 9 | 2 | 0.144 | 13606480374842 | 12 | 531 | 26.5 | 9.9 | 8.6 |  | 43606480374843 | 108 | 5270 | 40 | 30 | 30 | [10 empty] | 2 | Y | [12 empty] | CUX | ZX | 8536508090 | [14 empty] | Hulpelement iATLs 24-240 Vac/Vdc | Auxilaire iATLs 24-240 Vac/Vdc | [17 empty] | https://eref.se.com/be/nl/sis-tarif/product/A9C15405 | https://eref.se.com/be/fr/sis-tarif/product/A9C15405
Schneider Electric | Schneider Electric | 01022021 |  | Schneider Electric |  | SED | A9C15409 |  |  | 30.94 |  | 1 |  | 8 | iATLC+S HULPFUNCTIE 24/240V | iATLc+s 24-240 Vac |  | IATLC-S 24...240VAC CENTRALIZED CONTROL | [8 empty] | 09.07 | 1 | [8 empty] | 1 | 3606480374906 | 0 |  | 74 | 9 | 8 | 3 | 0.216 | 13606480374903 | 8 | 658 | 27 | 9 | 9 |  | 43606480374904 | 72 | 6391 | 40 | 30 | 30 | [10 empty] | 2 | Y | [12 empty] | CUX | ZX | 8536490099 | [14 empty] | Hulpelement iATLc+s 24-240 Vac | Auxilaire iATLc+s 24-240 Vac | [17 empty] | https://eref.se.com/be/nl/sis-tarif/product/A9C15409 | https://eref.se.com/be/fr/sis-tarif/product/A9C15409
Schneider Electric | Schneider Electric | 01022021 |  | Schneider Electric |  | SED | A9C15410 |  |  | 31.53 |  | 1 |  | 8 | iATLC+C HULPFUNCTIE 130/240V | iATLc+c 24-240 Vac |  | IATLC-C 24...240VAC MULTI-LEVEL CENTRALI | [8 empty] | 09.07 | 1 | [8 empty] | 1 | 3606480374920 | 0 |  | 75 | 10 | 8 | 3 | 0.24 | 13606480374927 | 8 | 640 | 27 | 9 | 10 |  | 43606480374928 | 72 | 6288 | 40 | 30 | 30 | [10 empty] | 6 | N | [12 empty] | CUX | ZX | 8536490099 | [14 empty] | Hulpelement iATLc+c 24-240 Vac | Auxilaire iATLc+c 24-240 Vac | [17 empty] | https://eref.se.com/be/nl/sis-tarif/product/A9C15410 | https://eref.se.com/be/fr/sis-tarif/product/A9C15410
Schneider Electric | Schneider Electric | 01022021 |  | Schneider Electric |  | SED | A9C15412 |  |  | 70.4 |  | 1 |  | 1 | iATL4 HULPFUNCTIE 230/240V | iATL4 230Vac 50-60Hz |  | IATL4 230VAC 50-60HZ STEP BY STEP CONTRO | [8 empty] | 09.07 | 1 | [8 empty] | 1 | 3606480374944 | 0 |  | 200 | 11 | 9 | 6 | 0.594 | [7 empty] | 43606480374942 | 36 | 7701 | 40 | 30 | 30 | [10 empty] | 12 | N | [12 empty] | CUX | ZX | 8536490099 | [14 empty] | Hulpelement iATL4 230Vac 50-60Hz | Auxilaire iATL4 230Vac 50-60Hz | [17 empty] | https://eref.se.com/be/nl/sis-tarif/product/A9C15412 | https://eref.se.com/be/fr/sis-tarif/product/A9C15412
Schneider Electric | Schneider Electric | 01022021 |  | Schneider Electric |  | SED | A9C15413 |  |  | 28.44 |  | 1 |  | 12 | iATLZ HULPFUNCTIE 130/240V | iATLz 130-240 Vac |  | IATLZ 130...240VAC CONTROL BY ILLUMINATE | [8 empty] | 09.07 | 1 | [8 empty] | 1 | 3606480374869 | 0 |  | 94 | 9 | 8 | 2 | 0.144 | 13606480374866 | 12 | 1170 | 23 | 9 | 9 |  | 43606480374867 | 72 | 7568 | 40 | 30 | 30 | [10 empty] | 2 | Y | [12 empty] | CUX | ZX | 8536490099 | [14 empty] | Hulpelement iATLz 130-240 Vac | Auxilaire iATLz 130-240 Vac | [17 empty] | https://eref.se.com/be/nl/sis-tarif/product/A9C15413 | https://eref.se.com/be/fr/sis-tarif/product/A9C15413
Schneider Electric | Schneider Electric | 01022021 |  | Schneider Electric |  | SED | A9C15414 |  |  | 15.87 |  | 1 |  | 12 | HULPELEMENT iATLM | iATLm 12-240 Vac 6-110 Vdc |  | IATLM 12...240VAC 6...110VDC LATCHED CON | [8 empty] | 09.07 | 1 | [8 empty] | 1 | 3606480374968 | 0 |  | 39 | 9 | 8 | 2 | 0.144 | 13606480374965 | 12 | 524 | 27 | 9 | 10 |  | 43606480374966 | 108 | 5225 | 40 | 30 | 30 | [10 empty] | 6 | N | [12 empty] | CUX | ZX | 8536490099 | [14 empty] | Hulpelement iATLm 12-240 Vac 6-110 Vdc | Auxilaire iATLm 12-240 Vac 6-110 Vdc | [17 empty] | https://eref.se.com/be/nl/sis-tarif/product/A9C15414 | https://eref.se.com/be/fr/sis-tarif/product/A9C15414
Schneider Electric | Schneider Electric | 01022021 |  | Schneider Electric |  | SED | A9C15415 |  |  | 6.4 |  | 1 |  | 12 | GELE CLIPS (1ST=10) | Verrou rail DIN (lot de 10 clips) |  | YELLOW CLIPS ACCESSORIES (SET OF 10 CLIP | [18 empty] | 1 | 3606480374982 | 0 |  | 20 | 9 | 8 | 2 | 0.144 | 13606480374989 | 12 | 297 | 27 | 9 | 9 |  | 43606480374980 | 24 | 1036 | 40 | 30 | 30 | [10 empty] | 6 | N | [12 empty] | CUX | ZX | 3926909790 | [14 empty] | Clips DIN rail (lot van 10 clips) | Verrou rail DIN (lot de 10 clips) | [17 empty] | https://eref.se.com/be/nl/sis-tarif/product/A9C15415 | https://eref.se.com/be/fr/sis-tarif/product/A9C15415
Schneider Electric | Schneider Electric | 01022021 |  | Schneider Electric |  | SED | A9C15419 |  |  | 103.62 |  | 1 |  | 1 | HULPELEMENT iATET | IATET 24-240V |  | IATET 24#240 VAC TIME DELAY AUXILIARY | [8 empty] | 09.07 | 1 | [8 empty] | 1 | 3606480097911 | 0 |  | 85 | 9 | 8 | 2 | 0.144 | [7 empty] | 43606480097919 | 108 | 9897 | 40 | 30 | 30 | [10 empty] | 2 | Y | [12 empty] | CUX | ZX | 8536490099 | [33 empty] | https://eref.se.com/be/nl/sis-tarif/product/A9C15419 | https://eref.se.com/be/fr/sis-tarif/product/A9C15419
Schneider Electric | Schneider Electric | 01022021 |  | Schneider Electric |  | SED | A9C15424 |  |  | 72.47 |  | 1 |  | 1 | IATL24 O+F HULPCONTACT | Auxiliaire iATL24 |  | IMPULSE RELAY AUXILIARY LOW LEVEL 24VDC | [8 empty] | 09.07 | 1 | [8 empty] | 1 | 3606480430626 | 0 |  | 79 | 9 | 8 | 3 | 0.216 | [7 empty] | 43606480430624 | 108 | 9166 | 40 | 30 | 30 | [10 empty] | 6 | N | [12 empty] | CUF | ZF | 8536508090 | [14 empty] | iATL - 24V DC controle- en hulpcontact 1 NO met Ti24 PLC interface | iATL - Contact de contrôle et auxiliaire 24 V CC 1 NO avec interface Ti24 PLC | [17 empty] | https://eref.se.com/be/nl/sis-tarif/product/A9C15424 | https://eref.se.com/be/fr/sis-tarif/product/A9C15424
Schneider Electric | Schneider Electric | 01022021 |  | Schneider Electric |  | SED | A9C15906 |  |  | 381.43 |  | 1 |  | 1 | iCDSC VOORRANGSSCHAKELAAR 1F 250V | Délesteur cyclique CDSc |  | CDSC 4 CHANNELS LOADSHEDDING DEVICE 240V | [8 empty] | 09.07 | 1 | [8 empty] | 1 | 3606480376856 | 0 |  | 574 | 16 | 9 | 8 | 1.152 | [7 empty] | 43606480376854 | 18 | 10999 | 40 | 30 | 30 | [10 empty] | 7 | N | [12 empty] | G11 | OH | 8536490099 | [14 empty] | CDSc - eenfasige ontlastingscontactor - 4 kanalen | CDSc - contacteur de délestage monophasé - 4 canaux | [17 empty] | https://eref.se.com/be/nl/sis-tarif/product/A9C15906 | https://eref.se.com/be/fr/sis-tarif/product/A9C15906
Schneider Electric | Schneider Electric | 01022021 |  | Schneider Electric |  | SED | A9C15907 |  |  | 93.83 |  | 1 |  | 1 | DSE1 VOORRANGSSCHAKELAAR MONOFASIG | DSE1 RELAIS DE DELESTAGE 1 VOIE |  | DSE1 LOAD SHEDDING RELAY | [8 empty] | 09.07 | 1 | [8 empty] | 1 | 3606480495946 | 0 |  | 168 | 9 | 8 | 4 | 0.288 | [7 empty] | 43606480495944 | 36 | 6438 | 40 | 30 | 15 | [10 empty] | 6 | N | [12 empty] | G11 | OH | 8536490099 | [33 empty] | https://eref.se.com/be/nl/sis-tarif/product/A9C15907 | https://eref.se.com/be/fr/sis-tarif/product/A9C15907
Schneider Electric | Schneider Electric | 01022021 |  | Schneider Electric |  | SED | A9C15908 |  |  | 225.2 |  | 1 |  | 1 | iCDS VOORRANGSSCHAKELAAR 1F 250V | Délesteur monophasé CDS |  | WHITE CDS MONO A9C15908 RELAIS | [8 empty] | 09.07 | 1 | [8 empty] | 1 | 3606480376863 | 0 |  | 298 | 10 | 8 | 8 | 0.64 | [7 empty] | 43606480376861 | 27 | 8396 | 40 | 30 | 30 | [10 empty] | 6 | N | [12 empty] | G11 | OH | 8536490099 | [14 empty] | CDSc - eenfasige ontlastingscontactor - 2 kanalen | CDSc - contacteur de délestage monophasé - 2 canaux | [17 empty] | https://eref.se.com/be/nl/sis-tarif/product/A9C15908 | https://eref.se.com/be/fr/sis-tarif/product/A9C15908
Schneider Electric | Schneider Electric | 01022021 |  | Schneider Electric |  | SED | A9C15913 |  |  | 592.44 |  | 1 |  | 1 | iCDS VOORRANGSSCHAKELAAR 3F 440V | WHITE CDS TRI A9C15913 RELAIS |  | WHITE CDS TRI A9C15913 RELAIS | [8 empty] | 09.07 | 1 | [8 empty] | 1 | 3606480376870 | 0 |  | 496 | 16 | 9 | 8 | 1.152 | [7 empty] | 43606480376878 | 18 | 9412 | 40 | 30 | 30 | [10 empty] | 6 | N | [12 empty] | G11 | OH | 8536490099 | [14 empty] | CDS - driefasige ontlastingscontactor - 1 kanaal per fase | CDS - contacteur de délestage triphasé - 1 canal par phase | [17 empty] | https://eref.se.com/be/nl/sis-tarif/product/A9C15913 | https://eref.se.com/be/fr/sis-tarif/product/A9C15913
Schneider Electric | Schneider Electric | 01022021 |  | Schneider Electric |  | SED | A9C15914 |  |  | 28.51 |  | 1 |  | 10 | ACT O+F HULPCONTACT CT | iACTs 1NO+1NF |  | ACTI9 IACTS 1NO-1NC 2A INDICATION AUXILI | [8 empty] | 09.07 | 1 | [8 empty] | 1 | 3606480088667 | 0 |  | 44 | 9 | 8 | 2 | 0.144 | 13606480088664 | 10 | 503 | 23 | 8 | 9 |  | 43606480088665 | 120 | 6273 | 40 | 30 | 30 | [10 empty] | 2 | Y | [12 empty] | CUX | ZX | 8536508090 | [14 empty] | Hulpelement iACTs 1NO+1NC | Auxilaire iACTs 1NO+1NF | [17 empty] | https://eref.se.com/be/nl/sis-tarif/product/A9C15914 | https://eref.se.com/be/fr/sis-tarif/product/A9C15914
Schneider Electric | Schneider Electric | 01022021 |  | Schneider Electric |  | SED | A9C15915 |  |  | 28.51 |  | 1 |  | 10 | IACTS 1O-F pour iCT | IACTS 1O-F pour iCT |  | IACTS 1 O-C INDICATION AUXILIARY | [8 empty] | 09.07 | 1 | [8 empty] | 1 | 3606480096280 | 0 |  | 42.5 | 9 | 8 | 2 | 0.144 | 13606480096287 | 10 | 488.33 | 22 | 9 | 8 |  | 43606480096288 | 120 | 6280 | 40 | 30 | 30 | [10 empty] | 6 | N | [12 empty] | CUX | ZX | 8536508090 | [33 empty] | https://eref.se.com/be/nl/sis-tarif/product/A9C15915 | https://eref.se.com/be/fr/sis-tarif/product/A9C15915
Schneider Electric | Schneider Electric | 01022021 |  | Schneider Electric |  | SED | A9C15916 |  |  | 28.51 |  | 1 |  | 10 | Hulpcontact, Acti9 iACT, 2 NO | IACTS 2NO pour iCT |  | IACTS 2NO INDICATION AUXILIARY | [8 empty] | 09.07 | 1 | [8 empty] | 1 | 3606480096297 | 0 |  | 44 | 9 | 8 | 2 | 0.144 | 13606480096294 | 10 | 502 | 23 | 8 | 10 |  | 43606480096295 | 120 | 6366 | 40 | 30 | 30 | [10 empty] | 6 | N | [12 empty] | CUX | ZX | 8536508090 | [33 empty] | https://eref.se.com/be/nl/sis-tarif/product/A9C15916 | https://eref.se.com/be/fr/sis-tarif/product/A9C15916
Schneider Electric | Schneider Electric | 01022021 |  | Schneider Electric |  | SED | A9C15919 |  |  | 31.74 |  | 1 |  | 12 | ACTI9 OVERSPANINGSBEVEILIGING ICT 12-48V | iACTp 12#48 Vac |  | IACTP 12#48 VAC COIL SUPPRESSION BLOCS | [8 empty] | 09.07 | 1 | [8 empty] | 1 | 3606480097898 | 0 |  | 56 | 9 | 7 | 2 | 0.126 | 13606480097895 | 12 | 727 | 23 | 8 | 10 |  | 43606480097896 | 48 | 3395 | 40 | 30 | 30 | [10 empty] | 6 | N | [12 empty] | CUX | ZX | 8548909099 | [14 empty] | Hulpelement iACTp 12#48 Vac | Auxilaire iACTp 12#48 Vac | [17 empty] | https://eref.se.com/be/nl/sis-tarif/product/A9C15919 | https://eref.se.com/be/fr/sis-tarif/product/A9C15919
Schneider Electric | Schneider Electric | 01022021 |  | Schneider Electric |  | SED | A9C15920 |  |  | 31.74 |  | 1 |  | 12 | ACTI9 OVERSPANINGSBEVEILIGING ICT 240V | iACTp 220#240 Vac |  | IACTP 220#240 VAC COIL SUPPRESSION BLOCS | [8 empty] | 09.07 | 1 | [8 empty] | 1 | 3606480097904 | 0 |  | 64 | 9 | 7 | 2 | 0.126 | 13606480097901 | 12 | 770 | 23 | 8 | 10 |  | 43606480097902 | 108 | 7417 | 40 | 30 | 30 | [10 empty] | 6 | N | [12 empty] | CUX | ZX | 8548909099 | [14 empty] | Hulpelement iACTp 220#240 Vac | Auxilaire iACTp 220#240 Vac | [17 empty] | https://eref.se.com/be/nl/sis-tarif/product/A9C15920 | https://eref.se.com/be/fr/sis-tarif/product/A9C15920
Schneider Electric | Schneider Electric | 01022021 |  | Schneider Electric |  | SED | A9C15924 |  |  | 72.47 |  | 1 |  | 1 | CONTROL- en Hulpelement iACT24 met Ti24 | Auxiliaire iACT24 |  | CONTACTOR AUXILIARY LOW LEVEL 24VDC | [8 empty] | 09.07 | 1 | [8 empty] | 1 | 3606480430619 | 0 |  | 80 | 9 | 8 | 3 | 0.216 | [7 empty] | 43606480430617 | 108 | 9027 | 40 | 30 | 30 | [10 empty] | 6 | N | [12 empty] | CUF | ZF | 8536419089 | [14 empty] | iACT - 24V DC controle- en hulpcontact 1 NO met Ti24 PLC interface | iACT - Contact de contrôle et auxiliaire 24 V CC 1 NO avec interface Ti24 PLC | [17 empty] | https://eref.se.com/be/nl/sis-tarif/product/A9C15924 | https://eref.se.com/be/fr/sis-tarif/product/A9C15924
Schneider Electric | Schneider Electric | 01022021 |  | Schneider Electric |  | SED | A9C18195 |  |  | 82.07 |  | 1 |  | 12 | IMDU 24/48V SPANNINGSADAPTOR | MDU ADAPTATEUR POUR IMDU 24/48 VDC |  | MDU MODULE D ADAPTATION DE TENSION POUR | [8 empty] | 09.07 | 1 | [8 empty] | 1 | 3606480393402 | 0 |  | 47 | 9 | 8 | 2 | 0.144 | 13606480393409 | 12 | 627 | 27 | 9 | 10 |  | 43606480393400 | 48 | 2932 | 40 | 30 | 30 | [10 empty] | 6 | N | [12 empty] | CUX | ZX | 8538909999 | [14 empty] | Hulpelement iMDU 24/48 Vac | Auxilaire iMDU 24/48 Vac | [17 empty] | https://eref.se.com/be/nl/sis-tarif/product/A9C18195 | https://eref.se.com/be/fr/sis-tarif/product/A9C18195
Schneider Electric | Schneider Electric | 01022021 |  | Schneider Electric |  | SED | A9C18308 |  |  | 74.27 |  | 1 |  | 1 | IACTC HULPCONTACT 230 VAC | iACTc 230 Vac |  | IACTC 230 VAC DOUBLE CONTROL INPUTS AUX | [8 empty] | 09.07 | 1 | [8 empty] | 1 | 3606480097928 | 0 |  | 85.9 | 9 | 8 | 3 | 0.216 | [7 empty] | 53606480097923 | 24 | 2273 | 40 | 15 | 15 | [10 empty] | 6 | N | [12 empty] | CUX | ZX | 8536490099 | [14 empty] | Hulpelement iACTc 230 Vac | Auxilaire iACTc 230 Vac | [17 empty] | https://eref.se.com/be/nl/sis-tarif/product/A9C18308 | https://eref.se.com/be/fr/sis-tarif/product/A9C18308
Schneider Electric | Schneider Electric | 01022021 |  | Schneider Electric |  | SED | A9C18309 |  |  | 74.27 |  | 1 |  | 1 | IACTC HULPCONTACT 24 VAC | iACTc 24 Vac |  | IACTC 24#48 VAC DOUBLE CONTROL INPUTS A | [8 empty] | 09.07 | 1 | [8 empty] | 1 | 3606480097935 | 0 |  | 86.9 | 9 | 8 | 3 | 0.216 | [7 empty] | 53606480097930 | 24 | 2292 | 40 | 15 | 15 | [10 empty] | 6 | N | [12 empty] | CUX | ZX | 8536419089 | [14 empty] | Hulpelement iACTc 24 Vac | Auxilaire iACTc 24 Vac | [17 empty] | https://eref.se.com/be/nl/sis-tarif/product/A9C18309 | https://eref.se.com/be/fr/sis-tarif/product/A9C18309
Schneider Electric | Schneider Electric | 01022021 |  | Schneider Electric |  | SED | A9C61210 |  |  | 138.84 |  | 1 |  | 1 | REFLEX iC60N Ti24 10 A 2P B MCB+CONTROL | ACTI 9 REFLEX IC60N TI24 10 A 2P COURBE |  | ACTI 9 REFLEX IC60N TI24 10 A 2P CURVE B | [8 empty] | 09.07 | 1 | [8 empty] | 1 | 3606480455438 | 0 |  | 571 | 17 | 11 | 9 | 1.683 | [7 empty] | 43606480455436 | 14 | 8316 | 40 | 30 | 30 | [10 empty] | 6 | N | [12 empty] | CUC | ZC | 8536201090 | [14 empty] | automaat met geïntegreerde bediening Reflex iC60N 2P 10A curve B Ti24 | disjoncteur à commande intégré Reflex iC60N 2P 10A B Ti24 | [17 empty] | https://eref.se.com/be/nl/sis-tarif/product/A9C61210 | https://eref.se.com/be/fr/sis-tarif/product/A9C61210
Schneider Electric | Schneider Electric | 01022021 |  | Schneider Electric |  | SED | A9C61216 |  |  | 138.84 |  | 1 |  | 1 | REFLEX iC60N Ti24 16 A 2P B MCB+CONTROL | ACTI 9 REFLEX IC60N TI24 16 A 2P COURBE |  | ACTI 9 REFLEX IC60N TI24 16 A 2P CURVE B | [8 empty] | 09.07 | 1 | [8 empty] | 1 | 3606480455445 | 0 |  | 574 | 17 | 11 | 9 | 1.683 | [7 empty] | 43606480455443 | 14 | 8351 | 40 | 30 | 30 | [10 empty] | 16 | N | [12 empty] | CUC | ZC | 8536201090 | [14 empty] | automaat met geïntegreerde bediening Reflex iC60N 2P 16A curve B Ti24 | disjoncteur à commande intégré Reflex iC60N 2P 16A B Ti24 | [17 empty] | https://eref.se.com/be/nl/sis-tarif/product/A9C61216 | https://eref.se.com/be/fr/sis-tarif/product/A9C61216
Schneider Electric | Schneider Electric | 01022021 |  | Schneider Electric |  | SED | A9C61225 |  |  | 143.18 |  | 1 |  | 1 | REFLEX iC60N Ti24 25 A 2P B MCB+CONTROL | ACTI 9 REFLEX IC60N TI24 25 A 2P COURBE |  | ACTI 9 REFLEX IC60N TI24 25 A 2P CURVE B | [8 empty] | 09.07 | 1 | [8 empty] | 1 | 3606480455452 | 0 |  | 577 | 17 | 11 | 9 | 1.683 | [7 empty] | 43606480455450 | 14 | 8565 | 40 | 30 | 30 | [10 empty] | 12 | N | [12 empty] | CUC | ZC | 8536201090 | [14 empty] | automaat met geïntegreerde bediening Reflex iC60N 2P 25A curve B Ti24 | disjoncteur à commande intégré Reflex iC60N 2P 25A B Ti24 | [17 empty] | https://eref.se.com/be/nl/sis-tarif/product/A9C61225 | https://eref.se.com/be/fr/sis-tarif/product/A9C61225
Schneider Electric | Schneider Electric | 01022021 |  | Schneider Electric |  | SED | A9C61240 |  |  | 194.59 |  | 1 |  | 1 | REFLEX iC60N Ti24 40 A 2P B MCB+CONTROL | ACTI 9 REFLEX IC60N TI24 40 A 2P COURBE |  | ACTI 9 REFLEX IC60N TI24 40 A 2P CURVE B | [8 empty] | 09.07 | 1 | [8 empty] | 1 | 3606480455469 | 0 |  | 570 | 17 | 11 | 9 | 1.683 | [7 empty] | 43606480455467 | 14 | 8467 | 40 | 30 | 30 | [10 empty] | 12 | N | [12 empty] | CUC | ZC | 8536201090 | [14 empty] | automaat met geïntegreerde bediening Reflex iC60N 2P 40A curve B Ti24 | disjoncteur à commande intégré Reflex iC60N 2P 40A B Ti24 | [17 empty] | https://eref.se.com/be/nl/sis-tarif/product/A9C61240 | https://eref.se.com/be/fr/sis-tarif/product/A9C61240
Schneider Electric | Schneider Electric | 01022021 |  | Schneider Electric |  | SED | A9C61263 |  |  | 252.94 |  | 1 |  | 1 | REFLEX IC60N 2P 63A B TI24 | ACTI 9 REFLEX IC60N TI24 63 A 2P COURBE |  | ACTI 9 REFLEX IC60N TI24 63 A 2P CURVE B | [8 empty] | 09.07 | 1 | [8 empty] | 1 | 3606480455476 | 0 |  | 620 | 17 | 11 | 9 | 1.683 | [7 empty] | 43606480455474 | 14 | 8467 | 40 | 30 | 30 | [10 empty] | 12 | N | [12 empty] | CUC | ZC | 8536201090 | [14 empty] | automaat met geïntegreerde bediening Reflex iC60N 2P 63A curve B Ti24 | disjoncteur à commande intégré Reflex iC60N 2P 63A B Ti24 | [17 empty] | https://eref.se.com/be/nl/sis-tarif/product/A9C61263 | https://eref.se.com/be/fr/sis-tarif/product/A9C61263
Schneider Electric | Schneider Electric | 01022021 |  | Schneider Electric |  | SED | A9C61310 |  |  | 173.01 |  | 1 |  | 1 | REFLEX iC60N Ti24 10 A 3P B MCB+CONTROL | ACTI 9 REFLEX IC60N TI24 10 A 3P COURBE |  | ACTI 9 REFLEX IC60N TI24 10 A 3P CURVE B | [8 empty] | 09.07 | 1 | [8 empty] | 1 | 3606480455483 | 0 |  | 685 | 17 | 11 | 9 | 1.683 | [7 empty] | 43606480455481 | 14 | 10077 | 40 | 30 | 30 | [10 empty] | 12 | N | [12 empty] | CUC | ZC | 8536201090 | [14 empty] | automaat met geïntegreerde bediening Reflex iC60N 3P 10A curve B Ti24 | disjoncteur à commande intégré Reflex iC60N 3P 10A B Ti24 | [17 empty] | https://eref.se.com/be/nl/sis-tarif/product/A9C61310 | https://eref.se.com/be/fr/sis-tarif/product/A9C61310
Schneider Electric | Schneider Electric | 01022021 |  | Schneider Electric |  | SED | A9C61316 |  |  | 169.58 |  | 1 |  | 1 | REFLEX iC60N Ti24 16 A 3P B MCB+CONTROL | ACTI 9 REFLEX IC60N TI24 16 A 3P COURBE |  | ACTI 9 REFLEX IC60N TI24 16 A 3P CURVE B | [8 empty] | 09.07 | 1 | [8 empty] | 1 | 3606480455490 | 0 |  | 691 | 17 | 11 | 9 | 1.683 | [7 empty] | 43606480455498 | 14 | 10139 | 40 | 30 | 30 | [10 empty] | 16 | N | [12 empty] | CUC | ZC | 8536201090 | [14 empty] | automaat met geïntegreerde bediening Reflex iC60N 3P 16A curve B Ti24 | disjoncteur à commande intégré Reflex iC60N 3P 16A B Ti24 | [17 empty] | https://eref.se.com/be/nl/sis-tarif/product/A9C61316 | https://eref.se.com/be/fr/sis-tarif/product/A9C61316
Schneider Electric | Schneider Electric | 01022021 |  | Schneider Electric |  | SED | A9C61325 |  |  | 175.26 |  | 1 |  | 1 | REFLEX iC60N Ti24 25 A 3P B MCB+CONTROL | ACTI 9 REFLEX IC60N TI24 25 A 3P COURBE |  | ACTI 9 REFLEX IC60N TI24 25 A 3P CURVE B | [8 empty] | 09.07 | 1 | [8 empty] | 1 | 3606480455506 | 0 |  | 742 | 16 | 11 | 9 | 1.584 | [7 empty] | 43606480455504 | 14 | 10273 | 40 | 30 | 30 | [10 empty] | 12 | N | [12 empty] | CUC | ZC | 8536201090 | [14 empty] | automaat met geïntegreerde bediening Reflex iC60N 3P 25A curve B Ti24 | disjoncteur à commande intégré Reflex iC60N 3P 25A B Ti24 | [17 empty] | https://eref.se.com/be/nl/sis-tarif/product/A9C61325 | https://eref.se.com/be/fr/sis-tarif/product/A9C61325
Schneider Electric | Schneider Electric | 01022021 |  | Schneider Electric |  | SED | A9C61340 |  |  | 230.42 |  | 1 |  | 1 | REFLEX iC60N Ti24 40 A 3P B MCB+CONTROL | ACTI 9 REFLEX IC60N TI24 40 A 3P COURBE |  | ACTI 9 REFLEX IC60N TI24 40 A 3P CURVE B | [8 empty] | 09.07 | 1 | [8 empty] | 1 | 3606480455513 | 0 |  | 721 | 17 | 11 | 9 | 1.683 | [7 empty] | 43606480455511 | 14 | 10707 | 40 | 30 | 30 | [10 empty] | 12 | N | [12 empty] | CUC | ZC | 8536201090 | [14 empty] | automaat met geïntegreerde bediening Reflex iC60N 3P 40A curve B Ti24 | disjoncteur à commande intégré Reflex iC60N 3P 40A B Ti24 | [17 empty] | https://eref.se.com/be/nl/sis-tarif/product/A9C61340 | https://eref.se.com/be/fr/sis-tarif/product/A9C61340
Schneider Electric | Schneider Electric | 01022021 |  | Schneider Electric |  | SED | A9C61363 |  |  | 301.67 |  | 1 |  | 1 | REFLEX IC60N 3P 63A B TI24 | ACTI 9 REFLEX IC60N TI24 63 A 3P COURBE |  | ACTI 9 REFLEX IC60N TI24 63 A 3P CURVE B | [8 empty] | 09.07 | 1 | [8 empty] | 1 | 3606480455520 | 0 |  | 741 | 17 | 11 | 9 | 1.683 | [7 empty] | 43606480455528 | 14 | 10945 | 40 | 30 | 30 | [10 empty] | 12 | N | [12 empty] | CUC | ZC | 8536201090 | [14 empty] | automaat met geïntegreerde bediening Reflex iC60N 3P 63A curve B Ti24 | disjoncteur à commande intégré Reflex iC60N 3P 63A B Ti24 | [17 empty] | https://eref.se.com/be/nl/sis-tarif/product/A9C61363 | https://eref.se.com/be/fr/sis-tarif/product/A9C61363
Schneider Electric | Schneider Electric | 01022021 |  | Schneider Electric |  | SED | A9C61410 |  |  | 214.71 |  | 1 |  | 1 | REFLEX iC60N Ti24 10 A 4P B MCB+CONTROL | ACTI 9 REFLEX IC60N TI24 10 A 4P COURBE |  | ACTI 9 REFLEX IC60N TI24 10 A 4P CURVE B | [8 empty] | 09.07 | 1 | [8 empty] | 1 | 3606480455537 | 0 |  | 775 | 16 | 11 | 9 | 1.584 | [7 empty] | 43606480455535 | 14 | 11603 | 40 | 30 | 30 | [10 empty] | 12 | N | [12 empty] | CUC | ZC | 8536201090 | [14 empty] | automaat met geïntegreerde bediening Reflex iC60N 4P 10A curve B Ti24 | disjoncteur à commande intégré Reflex iC60N 4P 10A B Ti24 | [17 empty] | https://eref.se.com/be/nl/sis-tarif/product/A9C61410 | https://eref.se.com/be/fr/sis-tarif/product/A9C61410
Schneider Electric | Schneider Electric | 01022021 |  | Schneider Electric |  | SED | A9C61416 |  |  | 210.11 |  | 1 |  | 1 | REFLEX iC60N Ti24 16 A 4P B MCB+CONTROL | ACTI 9 REFLEX IC60N TI24 16 A 4P COURBE |  | ACTI 9 REFLEX IC60N TI24 16 A 4P CURVE B | [8 empty] | 09.07 | 1 | [8 empty] | 1 | 3606480455544 | 0 |  | 783 | 16 | 11 | 9 | 1.584 | [7 empty] | 43606480455542 | 14 | 11743 | 40 | 30 | 30 | [10 empty] | 16 | N | [12 empty] | CUC | ZC | 8536201090 | [14 empty] | automaat met geïntegreerde bediening Reflex iC60N 4P 16A curve B Ti24 | disjoncteur à commande intégré Reflex iC60N 4P 16A B Ti24 | [17 empty] | https://eref.se.com/be/nl/sis-tarif/product/A9C61416 | https://eref.se.com/be/fr/sis-tarif/product/A9C61416
Schneider Electric | Schneider Electric | 01022021 |  | Schneider Electric |  | SED | A9C61425 |  |  | 214.51 |  | 1 |  | 1 | REFLEX iC60N Ti24 25 A 4P B MCB+CONTROL | ACTI 9 REFLEX IC60N TI24 25 A 4P COURBE |  | ACTI 9 REFLEX IC60N TI24 25 A 4P CURVE B | [8 empty] | 09.07 | 1 | [8 empty] | 1 | 3606480455551 | 0 |  | 816 | 17 | 11 | 9 | 1.683 | [7 empty] | 43606480455559 | 14 | 11911 | 40 | 30 | 30 | [10 empty] | 12 | N | [12 empty] | CUC | ZC | 8536201090 | [14 empty] | automaat met geïntegreerde bediening Reflex iC60N 4P 25A curve B Ti24 | disjoncteur à commande intégré Reflex iC60N 4P 25A B Ti24 | [17 empty] | https://eref.se.com/be/nl/sis-tarif/product/A9C61425 | https://eref.se.com/be/fr/sis-tarif/product/A9C61425
Schneider Electric | Schneider Electric | 01022021 |  | Schneider Electric |  | SED | A9C61440 |  |  | 288.8 |  | 1 |  | 1 | REFLEX iC60N Ti24 40 A 4P B MCB+CONTROL | ACTI 9 REFLEX IC60N TI24 40 A 4P COURBE |  | ACTI 9 REFLEX IC60N TI24 40 A 4P CURVE B | [8 empty] | 09.07 | 1 | [8 empty] | 1 | 3606480455568 | 0 |  | 852 | 16 | 11 | 9 | 1.584 | [7 empty] | 43606480455566 | 14 | 12527 | 40 | 30 | 30 | [10 empty] | 12 | N | [12 empty] | CUC | ZC | 8536201090 | [14 empty] | automaat met geïntegreerde bediening Reflex iC60N 4P 40A curve B Ti24 | disjoncteur à commande intégré Reflex iC60N 4P 40A B Ti24 | [17 empty] | https://eref.se.com/be/nl/sis-tarif/product/A9C61440 | https://eref.se.com/be/fr/sis-tarif/product/A9C61440
Schneider Electric | Schneider Electric | 01022021 |  | Schneider Electric |  | SED | A9C61463 |  |  | 418.43 |  | 1 |  | 1 | REFLEX IC60N 4P 63A B TI24 | ACTI 9 REFLEX IC60N TI24 63 A 4P COURBE |  | ACTI 9 REFLEX IC60N TI24 63 A 4P CURVE B | [8 empty] | 09.07 | 1 | [8 empty] | 1 | 3606480455575 | 0 |  | 893 | 17 | 11 | 9 | 1.683 | [23 empty] | 12 | N | [12 empty] | CUC | ZC | 8536201090 | [14 empty] | automaat met geïntegreerde bediening Reflex iC60N 4P 63A curve B Ti24 | disjoncteur à commande intégré Reflex iC60N 4P 63A B Ti24 | [17 empty] | https://eref.se.com/be/nl/sis-tarif/product/A9C61463 | https://eref.se.com/be/fr/sis-tarif/product/A9C61463
Schneider Electric | Schneider Electric | 01022021 |  | Schneider Electric |  | SED | A9C62210 |  |  | 128.92 |  | 1 |  | 1 | REFLEX iC60N Ti24 10 A 2P C MCB+CONTROL | ACTI 9 REFLEX IC60N TI24 10 A 2P COURBE |  | ACTI 9 REFLEX IC60N TI24 10 A 2P CURVE C | [8 empty] | 09.07 | 1 | [8 empty] | 1 | 3606480455582 | 0 |  | 558 | 17 | 11 | 9 | 1.683 | [7 empty] | 43606480455580 | 14 | 8297 | 40 | 30 | 30 | [10 empty] | 6 | N | [12 empty] | CUC | ZC | 8536201090 | [14 empty] | automaat met geïntegreerde bediening Reflex iC60N 2P 10A curve C Ti24 | disjoncteur à commande intégré Reflex iC60N 2P 10A C Ti24 | [17 empty] | https://eref.se.com/be/nl/sis-tarif/product/A9C62210 | https://eref.se.com/be/fr/sis-tarif/product/A9C62210
Schneider Electric | Schneider Electric | 01022021 |  | Schneider Electric |  | SED | A9C62216 |  |  | 126.33 |  | 1 |  | 1 | REFLEX iC60N Ti24 16 A 2P C MCB+CONTROL | ACTI 9 REFLEX IC60N TI24 16 A 2P COURBE |  | ACTI 9 REFLEX IC60N TI24 16 A 2P CURVE C | [8 empty] | 09.07 | 1 | [8 empty] | 1 | 3606480455599 | 0 |  | 574 | 17 | 11 | 9 | 1.683 | [7 empty] | 43606480455597 | 14 | 8360 | 40 | 30 | 30 | [10 empty] | 6 | N | [12 empty] | CUC | ZC | 8536201090 | [14 empty] | automaat met geïntegreerde bediening Reflex iC60N 2P 16A curve C Ti24 | disjoncteur à commande intégré Reflex iC60N 2P 16A C Ti24 | [17 empty] | https://eref.se.com/be/nl/sis-tarif/product/A9C62216 | https://eref.se.com/be/fr/sis-tarif/product/A9C62216
Schneider Electric | Schneider Electric | 01022021 |  | Schneider Electric |  | SED | A9C62225 |  |  | 134.17 |  | 1 |  | 1 | REFLEX iC60N Ti24 25 A 2P C MCB+CONTROL | ACTI 9 REFLEX IC60N TI24 25 A 2P COURBE |  | ACTI 9 REFLEX IC60N TI24 25 A 2P CURVE C | [8 empty] | 09.07 | 1 | [8 empty] | 1 | 3606480455605 | 0 |  | 562 | 17 | 11 | 9 | 1.683 | [7 empty] | 43606480455603 | 14 | 8635 | 40 | 30 | 30 | [10 empty] | 6 | N | [12 empty] | CUC | ZC | 8536201090 | [14 empty] | automaat met geïntegreerde bediening Reflex iC60N 2P 25A curve C Ti24 | disjoncteur à commande intégré Reflex iC60N 2P 25A C Ti24 | [17 empty] | https://eref.se.com/be/nl/sis-tarif/product/A9C62225 | https://eref.se.com/be/fr/sis-tarif/product/A9C62225
Schneider Electric | Schneider Electric | 01022021 |  | Schneider Electric |  | SED | A9C62240 |  |  | 183.99 |  | 1 |  | 1 | REFLEX iC60N Ti24 40 A 2P C MCB+CONTROL | ACTI 9 REFLEX IC60N TI24 40 A 2P COURBE |  | ACTI 9 REFLEX IC60N TI24 40 A 2P CURVE C | [8 empty] | 09.07 | 1 | [8 empty] | 1 | 3606480455612 | 0 |  | 611 | 17 | 11 | 9 | 1.683 | [7 empty] | 43606480455610 | 14 | 8857 | 40 | 30 | 30 | [10 empty] | 6 | N | [12 empty] | CUC | ZC | 8536201090 | [14 empty] | automaat met geïntegreerde bediening Reflex iC60N 2P 40A curve C Ti24 | disjoncteur à commande intégré Reflex iC60N 2P 40A C Ti24 | [17 empty] | https://eref.se.com/be/nl/sis-tarif/product/A9C62240 | https://eref.se.com/be/fr/sis-tarif/product/A9C62240
Schneider Electric | Schneider Electric | 01022021 |  | Schneider Electric |  | SED | A9C62263 |  |  | 234.32 |  | 1 |  | 1 | REFLEX IC60N 2P 63A C TI24 | ACTI 9 REFLEX IC60N TI24 63 A 2P COURBE |  | ACTI 9 REFLEX IC60N TI24 63 A 2P CURVE C | [8 empty] | 09.07 | 1 | [8 empty] | 1 | 3606480455629 | 0 |  | 570 | 17 | 11 | 9 | 1.683 | [7 empty] | 43606480455627 | 14 | 8467 | 40 | 30 | 30 | [10 empty] | 12 | N | [12 empty] | CUC | ZC | 8536201090 | [14 empty] | automaat met geïntegreerde bediening Reflex iC60N 2P 63A curve C Ti24 | disjoncteur à commande intégré Reflex iC60N 2P 63A C Ti24 | [17 empty] | https://eref.se.com/be/nl/sis-tarif/product/A9C62263 | https://eref.se.com/be/fr/sis-tarif/product/A9C62263
Schneider Electric | Schneider Electric | 01022021 |  | Schneider Electric |  | SED | A9C62310 |  |  | 160.56 |  | 1 |  | 1 | REFLEX iC60N Ti24 10 A 3P C MCB+CONTROL | ACTI 9 REFLEX IC60N TI24 10 A 3P COURBE |  | ACTI 9 REFLEX IC60N TI24 10 A 3P CURVE C | [8 empty] | 09.07 | 1 | [8 empty] | 1 | 3606480455636 | 0 |  | 667 | 16 | 11 | 9 | 1.584 | [7 empty] | 43606480455634 | 14 | 10091 | 40 | 30 | 30 | [10 empty] | 6 | N | [12 empty] | CUC | ZC | 8536201090 | [14 empty] | automaat met geïntegreerde bediening Reflex iC60N 3P 10A curve C Ti24 | disjoncteur à commande intégré Reflex iC60N 3P 10A C Ti24 | [17 empty] | https://eref.se.com/be/nl/sis-tarif/product/A9C62310 | https://eref.se.com/be/fr/sis-tarif/product/A9C62310
Schneider Electric | Schneider Electric | 01022021 |  | Schneider Electric |  | SED | A9C62316 |  |  | 159.13 |  | 1 |  | 1 | REFLEX iC60N Ti24 16 A 3P C MCB+CONTROL | ACTI 9 REFLEX IC60N TI24 16 A 3P COURBE |  | ACTI 9 REFLEX IC60N TI24 16 A 3P CURVE C | [8 empty] | 09.07 | 1 | [8 empty] | 1 | 3606480455643 | 0 |  | 690 | 17 | 11 | 9 | 1.683 | [7 empty] | 43606480455641 | 14 | 10130 | 40 | 30 | 30 | [10 empty] | 6 | N | [12 empty] | CUC | ZC | 8536201090 | [14 empty] | automaat met geïntegreerde bediening Reflex iC60N 3P 16A curve C Ti24 | disjoncteur à commande intégré Reflex iC60N 3P 16A C Ti24 | [17 empty] | https://eref.se.com/be/nl/sis-tarif/product/A9C62316 | https://eref.se.com/be/fr/sis-tarif/product/A9C62316
Schneider Electric | Schneider Electric | 01022021 |  | Schneider Electric |  | SED | A9C62325 |  |  | 163.75 |  | 1 |  | 1 | REFLEX iC60N Ti24 25 A 3P C MCB+CONTROL | ACTI 9 REFLEX IC60N TI24 25 A 3P COURBE |  | ACTI 9 REFLEX IC60N TI24 25 A 3P CURVE C | [8 empty] | 09.07 | 1 | [8 empty] | 1 | 3606480455650 | 0 |  | 698 | 17 | 11 | 9 | 1.683 | [7 empty] | 43606480455658 | 14 | 10249 | 40 | 30 | 30 | [10 empty] | 6 | N | [12 empty] | CUC | ZC | 8536201090 | [14 empty] | automaat met geïntegreerde bediening Reflex iC60N 3P 25A curve C Ti24 | disjoncteur à commande intégré Reflex iC60N 3P 25A C Ti24 | [17 empty] | https://eref.se.com/be/nl/sis-tarif/product/A9C62325 | https://eref.se.com/be/fr/sis-tarif/product/A9C62325
Schneider Electric | Schneider Electric | 01022021 |  | Schneider Electric |  | SED | A9C62340 |  |  | 215.7 |  | 1 |  | 1 | REFLEX iC60N Ti24 40 A 3P C MCB+CONTROL | ACTI 9 REFLEX IC60N TI24 40 A 3P COURBE |  | ACTI 9 REFLEX IC60N TI24 40 A 3P CURVE C | [8 empty] | 09.07 | 1 | [8 empty] | 1 | 3606480455667 | 0 |  | 746 | 17 | 11 | 9 | 1.683 | [7 empty] | 43606480455665 | 14 | 10668 | 40 | 30 | 30 | [10 empty] | 6 | N | [12 empty] | CUC | ZC | 8536201090 | [14 empty] | automaat met geïntegreerde bediening Reflex iC60N 3P 40A curve C Ti24 | disjoncteur à commande intégré Reflex iC60N 3P 40A C Ti24 | [17 empty] | https://eref.se.com/be/nl/sis-tarif/product/A9C62340 | https://eref.se.com/be/fr/sis-tarif/product/A9C62340
Schneider Electric | Schneider Electric | 01022021 |  | Schneider Electric |  | SED | A9C62363 |  |  | 275.35 |  | 1 |  | 1 | REFLEX IC60N 3P 63A C TI24 | ACTI 9 REFLEX IC60N TI24 63 A 3P COURBE |  | ACTI 9 REFLEX IC60N TI24 63 A 3P CURVE C | [8 empty] | 09.07 | 1 | [8 empty] | 1 | 3606480455674 | 0 |  | 757 | 17 | 11 | 9 | 1.683 | [7 empty] | 43606480455672 | 14 | 11085 | 40 | 30 | 30 | [10 empty] | 6 | N | [12 empty] | CUC | ZC | 8536201090 | [14 empty] | automaat met geïntegreerde bediening Reflex iC60N 3P 63A curve C Ti24 | disjoncteur à commande intégré Reflex iC60N 3P 63A C Ti24 | [17 empty] | https://eref.se.com/be/nl/sis-tarif/product/A9C62363 | https://eref.se.com/be/fr/sis-tarif/product/A9C62363
Schneider Electric | Schneider Electric | 01022021 |  | Schneider Electric |  | SED | A9C62410 |  |  | 185.9 |  | 1 |  | 1 | REFLEX iC60N Ti24 10 A 4P C MCB+CONTROL | ACTI 9 REFLEX IC60N TI24 10 A 4P COURBE |  | ACTI 9 REFLEX IC60N TI24 10 A 4P CURVE C | [8 empty] | 09.07 | 1 | [8 empty] | 1 | 3606480455681 | 0 |  | 787 | 17 | 11 | 9 | 1.683 | [7 empty] | 43606480455689 | 14 | 11627 | 40 | 30 | 30 | [10 empty] | 6 | N | [12 empty] | CUC | ZC | 8536201090 | [14 empty] | automaat met geïntegreerde bediening Reflex iC60N 4P 10A curve C Ti24 | disjoncteur à commande intégré Reflex iC60N 4P 10A C Ti24 | [17 empty] | https://eref.se.com/be/nl/sis-tarif/product/A9C62410 | https://eref.se.com/be/fr/sis-tarif/product/A9C62410
Schneider Electric | Schneider Electric | 01022021 |  | Schneider Electric |  | SED | A9C62416 |  |  | 184.05 |  | 1 |  | 1 | REFLEX iC60N Ti24 16 A 4P C MCB+CONTROL | ACTI 9 REFLEX IC60N TI24 16 A 4P COURBE |  | ACTI 9 REFLEX IC60N TI24 16 A 4P CURVE C | [8 empty] | 09.07 | 1 | [8 empty] | 1 | 3606480455698 | 0 |  | 804 | 17 | 11 | 9 | 1.683 | [7 empty] | 43606480455696 | 14 | 11718 | 40 | 30 | 30 | [10 empty] | 6 | N | [12 empty] | CUC | ZC | 8536201090 | [14 empty] | automaat met geïntegreerde bediening Reflex iC60N 4P 16A curve C Ti24 | disjoncteur à commande intégré Reflex iC60N 4P 16A C Ti24 | [17 empty] | https://eref.se.com/be/nl/sis-tarif/product/A9C62416 | https://eref.se.com/be/fr/sis-tarif/product/A9C62416
Schneider Electric | Schneider Electric | 01022021 |  | Schneider Electric |  | SED | A9C62425 |  |  | 185.06 |  | 1 |  | 1 | REFLEX iC60N Ti24 25 A 4P C MCB+CONTROL | ACTI 9 REFLEX IC60N TI24 25 A 4P COURBE |  | ACTI 9 REFLEX IC60N TI24 25 A 4P CURVE C | [8 empty] | 09.07 | 1 | [8 empty] | 1 | 3606480455704 | 0 |  | 820 | 17 | 11 | 9 | 1.683 | [7 empty] | 43606480455702 | 14 | 11700 | 40 | 30 | 30 | [10 empty] | 6 | N | [12 empty] | CUC | ZC | 8536201090 | [14 empty] | automaat met geïntegreerde bediening Reflex iC60N 4P 25A curve C Ti24 | disjoncteur à commande intégré Reflex iC60N 4P 25A C Ti24 | [17 empty] | https://eref.se.com/be/nl/sis-tarif/product/A9C62425 | https://eref.se.com/be/fr/sis-tarif/product/A9C62425
Schneider Electric | Schneider Electric | 01022021 |  | Schneider Electric |  | SED | A9C62440 |  |  | 252.97 |  | 1 |  | 1 | REFLEX iC60N Ti24 40 A 4P C MCB+CONTROL | ACTI 9 REFLEX IC60N TI24 40 A 4P COURBE |  | ACTI 9 REFLEX IC60N TI24 40 A 4P CURVE C | [8 empty] | 09.07 | 1 | [8 empty] | 1 | 3606480455711 | 0 |  | 861 | 17 | 11 | 9 | 1.683 | [7 empty] | 43606480455719 | 14 | 12768 | 40 | 30 | 30 | [10 empty] | 6 | N | [12 empty] | CUC | ZC | 8536201090 | [14 empty] | automaat met geïntegreerde bediening Reflex iC60N 4P 40A curve C Ti24 | disjoncteur à commande intégré Reflex iC60N 4P 40A C Ti24 | [17 empty] | https://eref.se.com/be/nl/sis-tarif/product/A9C62440 | https://eref.se.com/be/fr/sis-tarif/product/A9C62440
Schneider Electric | Schneider Electric | 01022021 |  | Schneider Electric |  | SED | A9C62463 |  |  | 358.77 |  | 1 |  | 1 | REFLEX IC60N 4P 63A C TI24 | ACTI 9 REFLEX IC60N TI24 63 A 4P COURBE |  | ACTI 9 REFLEX IC60N TI24 63 A 4P CURVE C | [8 empty] | 09.07 | 1 | [8 empty] | 1 | 3606480455728 | 0 |  | 898 | 17 | 11 | 9 | 1.683 | [7 empty] | 43606480455726 | 14 | 13098 | 40 | 30 | 30 | [10 empty] | 6 | N | [12 empty] | CUC | ZC | 8536201090 | [14 empty] | automaat met geïntegreerde bediening Reflex iC60N 4P 63A curve C Ti24 | disjoncteur à commande intégré Reflex iC60N 4P 63A C Ti24 | [17 empty] | https://eref.se.com/be/nl/sis-tarif/product/A9C62463 | https://eref.se.com/be/fr/sis-tarif/product/A9C62463
Schneider Electric | Schneider Electric | 01022021 |  | Schneider Electric |  | SED | A9C63210 |  |  | 141.79 |  | 1 |  | 1 | REFLEX iC60N Ti24 10 A 2P D MCB+CONTROL | ACTI 9 REFLEX IC60N TI24 10 A 2P COURBE |  | ACTI 9 REFLEX IC60N TI24 10 A 2P CURVE D | [8 empty] | 09.07 | 1 | [8 empty] | 1 | 3606480455735 | 0 |  | 570 | 17 | 12 | 9 | 1.836 | [7 empty] | 43606480455733 | 14 | 8467 | 40 | 30 | 30 | [10 empty] | 12 | N | [12 empty] | CUC | ZC | 8536201090 | [14 empty] | automaat met geïntegreerde bediening Reflex iC60N 2P 10A curve D Ti24 | disjoncteur à commande intégré Reflex iC60N 2P 10A D Ti24 | [17 empty] | https://eref.se.com/be/nl/sis-tarif/product/A9C63210 | https://eref.se.com/be/fr/sis-tarif/product/A9C63210
Schneider Electric | Schneider Electric | 01022021 |  | Schneider Electric |  | SED | A9C63216 |  |  | 141.79 |  | 1 |  | 1 | REFLEX iC60N Ti24 16 A 2P D MCB+CONTROL | ACTI 9 REFLEX IC60N TI24 16 A 2P COURBE |  | ACTI 9 REFLEX IC60N TI24 16 A 2P CURVE D | [8 empty] | 09.07 | 1 | [8 empty] | 1 | 3606480455742 | 0 |  | 570 | 17 | 11 | 9 | 1.683 | [7 empty] | 43606480455740 | 14 | 8467 | 40 | 30 | 30 | [10 empty] | 12 | N | [12 empty] | CUC | ZC | 8536201090 | [14 empty] | automaat met geïntegreerde bediening Reflex iC60N 2P 16A curve D Ti24 | disjoncteur à commande intégré Reflex iC60N 2P 16A D Ti24 | [17 empty] | https://eref.se.com/be/nl/sis-tarif/product/A9C63216 | https://eref.se.com/be/fr/sis-tarif/product/A9C63216
Schneider Electric | Schneider Electric | 01022021 |  | Schneider Electric |  | SED | A9C63225 |  |  | 144.06 |  | 1 |  | 1 | REFLEX iC60N Ti24 25 A 2P D MCB+CONTROL | ACTI 9 REFLEX IC60N TI24 25 A 2P COURBE |  | ACTI 9 REFLEX IC60N TI24 25 A 2P CURVE D | [8 empty] | 09.07 | 1 | [8 empty] | 1 | 3606480455759 | 0 |  | 582 | 16 | 16 | 16 | 4.096 | [7 empty] | 43606480455757 | 14 | 8467 | 40 | 30 | 30 | [10 empty] | 12 | N | [12 empty] | CUC | ZC | 8536201090 | [14 empty] | automaat met geïntegreerde bediening Reflex iC60N 2P 25A curve D Ti24 | disjoncteur à commande intégré Reflex iC60N 2P 25A D Ti24 | [17 empty] | https://eref.se.com/be/nl/sis-tarif/product/A9C63225 | https://eref.se.com/be/fr/sis-tarif/product/A9C63225
Schneider Electric | Schneider Electric | 01022021 |  | Schneider Electric |  | SED | A9C63310 |  |  | 173.01 |  | 1 |  | 1 | REFLEX iC60N Ti24 10 A 3P D MCB+CONTROL | ACTI 9 REFLEX IC60N TI24 10 A 3P COURBE |  | ACTI 9 REFLEX IC60N TI24 10 A 3P CURVE D | [8 empty] | 09.07 | 1 | [8 empty] | 1 | 3606480455766 | 0 |  | 662 | 16 | 11 | 9 | 1.584 | [7 empty] | 43606480455764 | 14 | 12751 | 40 | 30 | 30 | [10 empty] | 12 | N | [12 empty] | CUC | ZC | 8536201090 | [14 empty] | automaat met geïntegreerde bediening Reflex iC60N 3P 10A curve D Ti24 | disjoncteur à commande intégré Reflex iC60N 3P 10A D Ti24 | [17 empty] | https://eref.se.com/be/nl/sis-tarif/product/A9C63310 | https://eref.se.com/be/fr/sis-tarif/product/A9C63310
Schneider Electric | Schneider Electric | 01022021 |  | Schneider Electric |  | SED | A9C63316 |  |  | 173.01 |  | 1 |  | 1 | REFLEX iC60N Ti24 16 A 3P D MCB+CONTROL | ACTI 9 REFLEX IC60N TI24 16 A 3P COURBE |  | ACTI 9 REFLEX IC60N TI24 16 A 3P CURVE D | [8 empty] | 09.07 | 1 | [8 empty] | 1 | 3606480455773 | 0 |  | 689 | 17 | 11 | 9 | 1.683 | [7 empty] | 43606480455771 | 14 | 10133 | 40 | 30 | 30 | [10 empty] | 12 | N | [12 empty] | CUC | ZC | 8536201090 | [14 empty] | automaat met geïntegreerde bediening Reflex iC60N 3P 16A curve D Ti24 | disjoncteur à commande intégré Reflex iC60N 3P 16A D Ti24 | [17 empty] | https://eref.se.com/be/nl/sis-tarif/product/A9C63316 | https://eref.se.com/be/fr/sis-tarif/product/A9C63316
Schneider Electric | Schneider Electric | 01022021 |  | Schneider Electric |  | SED | A9C63325 |  |  | 176.21 |  | 1 |  | 1 | REFLEX iC60N Ti24 25 A 3P D MCB+CONTROL | ACTI 9 REFLEX IC60N TI24 25 A 3P COURBE |  | ACTI 9 REFLEX IC60N TI24 25 A 3P CURVE D | [8 empty] | 09.07 | 1 | [8 empty] | 1 | 3606480455780 | 0 |  | 678 | 16 | 11 | 9 | 1.584 | [7 empty] | 43606480455788 | 14 | 10343 | 40 | 30 | 30 | [10 empty] | 12 | N | [12 empty] | CUC | ZC | 8536201090 | [14 empty] | automaat met geïntegreerde bediening Reflex iC60N 3P 25A curve D Ti24 | disjoncteur à commande intégré Reflex iC60N 3P 25A D Ti24 | [17 empty] | https://eref.se.com/be/nl/sis-tarif/product/A9C63325 | https://eref.se.com/be/fr/sis-tarif/product/A9C63325
Schneider Electric | Schneider Electric | 01022021 |  | Schneider Electric |  | SED | A9C63410 |  |  | 204.61 |  | 1 |  | 1 | REFLEX iC60N Ti24 10 A 4P D MCB+CONTROL | ACTI 9 REFLEX IC60N TI24 10 A 4P COURBE |  | ACTI 9 REFLEX IC60N TI24 10 A 4P CURVE D | [8 empty] | 09.07 | 1 | [8 empty] | 1 | 3606480455797 | 0 |  | 797 | 17 | 11 | 9 | 1.683 | [7 empty] | 43606480455795 | 14 | 13087 | 40 | 30 | 30 | [10 empty] | 12 | N | [12 empty] | CUC | ZC | 8536201090 | [14 empty] | automaat met geïntegreerde bediening Reflex iC60N 4P 10A curve D Ti24 | disjoncteur à commande intégré Reflex iC60N 4P 10A D Ti24 | [17 empty] | https://eref.se.com/be/nl/sis-tarif/product/A9C63410 | https://eref.se.com/be/fr/sis-tarif/product/A9C63410
Schneider Electric | Schneider Electric | 01022021 |  | Schneider Electric |  | SED | A9C63416 |  |  | 204.61 |  | 1 |  | 1 | REFLEX iC60N Ti24 16 A 4P D MCB+CONTROL | ACTI 9 REFLEX IC60N TI24 16 A 4P COURBE |  | ACTI 9 REFLEX IC60N TI24 16 A 4P CURVE D | [8 empty] | 09.07 | 1 | [8 empty] | 1 | 3606480455803 | 0 |  | 797 | 17 | 11 | 9 | 1.683 | [7 empty] | 43606480455801 | 14 | 11645 | 40 | 30 | 30 | [10 empty] | 12 | N | [12 empty] | CUC | ZC | 8536201090 | [14 empty] | automaat met geïntegreerde bediening Reflex iC60N 4P 16A curve D Ti24 | disjoncteur à commande intégré Reflex iC60N 4P 16A D Ti24 | [17 empty] | https://eref.se.com/be/nl/sis-tarif/product/A9C63416 | https://eref.se.com/be/fr/sis-tarif/product/A9C63416
Schneider Electric | Schneider Electric | 01022021 |  | Schneider Electric |  | SED | A9C63425 |  |  | 205.6 |  | 1 |  | 1 | REFLEX iC60N Ti24 25 A 4P D MCB+CONTROL | ACTI 9 REFLEX IC60N TI24 25 A 4P COURBE |  | ACTI 9 REFLEX IC60N TI24 25 A 4P CURVE D | [8 empty] | 09.07 | 1 | [8 empty] | 1 | 3606480455810 | 0 |  | 821 | 17 | 11 | 9 | 1.683 | [7 empty] | 43606480455818 | 14 | 11981 | 40 | 30 | 30 | [10 empty] | 12 | N | [12 empty] | CUC | ZC | 8536201090 | [14 empty] | automaat met geïntegreerde bediening Reflex iC60N 4P 25A curve D Ti24 | disjoncteur à commande intégré Reflex iC60N 4P 25A D Ti24 | [17 empty] | https://eref.se.com/be/nl/sis-tarif/product/A9C63425 | https://eref.se.com/be/fr/sis-tarif/product/A9C63425
Schneider Electric | Schneider Electric | 01022021 |  | Schneider Electric |  | SED | A9C64210 |  |  | 150.02 |  | 1 |  | 1 | REFLEX iC60H Ti24 10 A 2P B MCB+CONTROL | ACTI 9 REFLEX IC60H TI24 10 A 2P COURBE |  | ACTI 9 REFLEX IC60H TI24 10 A 2P CURVE B | [8 empty] | 09.07 | 1 | [8 empty] | 1 | 3606480454950 | 0 |  | 549 | 16 | 11 | 9 | 1.584 | [7 empty] | 43606480454958 | 14 | 8355 | 40 | 30 | 30 | [10 empty] | 12 | N | [12 empty] | CUC | ZC | 8536201090 | [14 empty] | automaat met geïntegreerde bediening Reflex iC60H 2P 10A curve B Ti24 | disjoncteur à commande intégré Reflex iC60H 2P 10A B Ti24 | [17 empty] | https://eref.se.com/be/nl/sis-tarif/product/A9C64210 | https://eref.se.com/be/fr/sis-tarif/product/A9C64210
Schneider Electric | Schneider Electric | 01022021 |  | Schneider Electric |  | SED | A9C64216 |  |  | 149.11 |  | 1 |  | 1 | REFLEX iC60H Ti24 16 A 2P B MCB+CONTROL | ACTI 9 REFLEX IC60H TI24 16 A 2P COURBE |  | ACTI 9 REFLEX IC60H TI24 16 A 2P CURVE B | [8 empty] | 09.07 | 1 | [8 empty] | 1 | 3606480454967 | 0 |  | 552 | 16 | 11 | 9 | 1.584 | [7 empty] | 43606480454965 | 14 | 8467 | 40 | 30 | 30 | [10 empty] | 12 | N | [12 empty] | CUC | ZC | 8536201090 | [14 empty] | automaat met geïntegreerde bediening Reflex iC60H 2P 16A curve B Ti24 | disjoncteur à commande intégré Reflex iC60H 2P 16A B Ti24 | [17 empty] | https://eref.se.com/be/nl/sis-tarif/product/A9C64216 | https://eref.se.com/be/fr/sis-tarif/product/A9C64216
Schneider Electric | Schneider Electric | 01022021 |  | Schneider Electric |  | SED | A9C64225 |  |  | 153.27 |  | 1 |  | 1 | REFLEX iC60H Ti24 25 A 2P B MCB+CONTROL | ACTI 9 REFLEX IC60H TI24 25 A 2P COURBE |  | ACTI 9 REFLEX IC60H TI24 25 A 2P CURVE B | [8 empty] | 09.07 | 1 | [8 empty] | 1 | 3606480454974 | 0 |  | 581 | 17 | 11 | 9 | 1.683 | [7 empty] | 43606480454972 | 14 | 8467 | 40 | 30 | 30 | [10 empty] | 12 | N | [12 empty] | CUC | ZC | 8536201090 | [14 empty] | automaat met geïntegreerde bediening Reflex iC60H 2P 25A curve B Ti24 | disjoncteur à commande intégré Reflex iC60H 2P 25A B Ti24 | [17 empty] | https://eref.se.com/be/nl/sis-tarif/product/A9C64225 | https://eref.se.com/be/fr/sis-tarif/product/A9C64225
Schneider Electric | Schneider Electric | 01022021 |  | Schneider Electric |  | SED | A9C64240 |  |  | 208.18 |  | 1 |  | 1 | REFLEX iC60H Ti24 40 A 2P B MCB+CONTROL | ACTI 9 REFLEX IC60H TI24 40 A 2P COURBE |  | ACTI 9 REFLEX IC60H TI24 40 A 2P CURVE B | [8 empty] | 09.07 | 1 | [8 empty] | 1 | 3606480454981 | 0 |  | 601 | 17 | 11 | 9 | 1.683 | [7 empty] | 43606480454989 | 14 | 8901 | 40 | 30 | 30 | [10 empty] | 12 | N | [12 empty] | CUC | ZC | 8536201090 | [14 empty] | automaat met geïntegreerde bediening Reflex iC60H 2P 40A curve B Ti24 | disjoncteur à commande intégré Reflex iC60H 2P 40A B Ti24 | [17 empty] | https://eref.se.com/be/nl/sis-tarif/product/A9C64240 | https://eref.se.com/be/fr/sis-tarif/product/A9C64240
Schneider Electric | Schneider Electric | 01022021 |  | Schneider Electric |  | SED | A9C64310 |  |  | 188.18 |  | 1 |  | 1 | REFLEX iC60H Ti24 10 A 3P B MCB+CONTROL | ACTI 9 REFLEX IC60H TI24 10 A 3P COURBE |  | ACTI 9 REFLEX IC60H TI24 10 A 3P CURVE B | [8 empty] | 09.07 | 1 | [8 empty] | 1 | 3606480454998 | 0 |  | 666 | 16 | 11 | 9 | 1.584 | [7 empty] | 43606480454996 | 14 | 9951 | 40 | 30 | 30 | [10 empty] | 12 | N | [12 empty] | CUC | ZC | 8536201090 | [14 empty] | automaat met geïntegreerde bediening Reflex iC60H 3P 10A curve B Ti24 | disjoncteur à commande intégré Reflex iC60H 3P 10A B Ti24 | [17 empty] | https://eref.se.com/be/nl/sis-tarif/product/A9C64310 | https://eref.se.com/be/fr/sis-tarif/product/A9C64310
Schneider Electric | Schneider Electric | 01022021 |  | Schneider Electric |  | SED | A9C64316 |  |  | 187.04 |  | 1 |  | 1 | REFLEX iC60H Ti24 16 A 3P B MCB+CONTROL | ACTI 9 REFLEX IC60H TI24 16 A 3P COURBE |  | ACTI 9 REFLEX IC60H TI24 16 A 3P CURVE B | [8 empty] | 09.07 | 1 | [8 empty] | 1 | 3606480455001 | 0 |  | 684 | 17 | 11 | 9 | 1.683 | [7 empty] | 43606480455009 | 14 | 10063 | 40 | 30 | 30 | [10 empty] | 12 | N | [12 empty] | CUC | ZC | 8536201090 | [14 empty] | automaat met geïntegreerde bediening Reflex iC60H 3P 16A curve B Ti24 | disjoncteur à commande intégré Reflex iC60H 3P 16A B Ti24 | [17 empty] | https://eref.se.com/be/nl/sis-tarif/product/A9C64316 | https://eref.se.com/be/fr/sis-tarif/product/A9C64316
Schneider Electric | Schneider Electric | 01022021 |  | Schneider Electric |  | SED | A9C64325 |  |  | 190.24 |  | 1 |  | 1 | REFLEX iC60H Ti24 25 A 3P B MCB+CONTROL | ACTI 9 REFLEX IC60H TI24 25 A 3P COURBE |  | ACTI 9 REFLEX IC60H TI24 25 A 3P CURVE B | [8 empty] | 09.07 | 1 | [8 empty] | 1 | 3606480455018 | 0 |  | 693 | 17 | 11 | 9 | 1.683 | [7 empty] | 43606480455016 | 14 | 10189 | 40 | 30 | 30 | [10 empty] | 12 | N | [12 empty] | CUC | ZC | 8536201090 | [14 empty] | automaat met geïntegreerde bediening Reflex iC60H 3P 25A curve B Ti24 | disjoncteur à commande intégré Reflex iC60H 3P 25A B Ti24 | [17 empty] | https://eref.se.com/be/nl/sis-tarif/product/A9C64325 | https://eref.se.com/be/fr/sis-tarif/product/A9C64325
Schneider Electric | Schneider Electric | 01022021 |  | Schneider Electric |  | SED | A9C64340 |  |  | 248.54 |  | 1 |  | 1 | REFLEX iC60H Ti24 40 A 3P B MCB+CONTROL | ACTI 9 REFLEX IC60H TI24 40 A 3P COURBE |  | ACTI 9 REFLEX IC60H TI24 40 A 3P CURVE B | [8 empty] | 09.07 | 1 | [8 empty] | 1 | 3606480455025 | 0 |  | 736 | 17 | 11 | 9 | 1.683 | [7 empty] | 43606480455023 | 14 | 10791 | 40 | 30 | 30 | [10 empty] | 12 | N | [12 empty] | CUC | ZC | 8536201090 | [14 empty] | automaat met geïntegreerde bediening Reflex iC60H 3P 40A curve B Ti24 | disjoncteur à commande intégré Reflex iC60H 3P 40A B Ti24 | [17 empty] | https://eref.se.com/be/nl/sis-tarif/product/A9C64340 | https://eref.se.com/be/fr/sis-tarif/product/A9C64340
Schneider Electric | Schneider Electric | 01022021 |  | Schneider Electric |  | SED | A9C64410 |  |  | 220.72 |  | 1 |  | 1 | REFLEX iC60H Ti24 10 A 4P B MCB+CONTROL | ACTI 9 REFLEX IC60H TI24 10 A 4P COURBE |  | ACTI 9 REFLEX IC60H TI24 10 A 4P CURVE B | [8 empty] | 09.07 | 1 | [8 empty] | 1 | 3606480455032 | 0 |  | 776 | 17 | 11 | 9 | 1.683 | [7 empty] | 43606480455030 | 14 | 11575 | 40 | 30 | 30 | [10 empty] | 12 | N | [12 empty] | CUC | ZC | 8536201090 | [14 empty] | automaat met geïntegreerde bediening Reflex iC60H 4P 10A curve B Ti24 | disjoncteur à commande intégré Reflex iC60H 4P 10A B Ti24 | [17 empty] | https://eref.se.com/be/nl/sis-tarif/product/A9C64410 | https://eref.se.com/be/fr/sis-tarif/product/A9C64410
Schneider Electric | Schneider Electric | 01022021 |  | Schneider Electric |  | SED | A9C64416 |  |  | 217.71 |  | 1 |  | 1 | REFLEX iC60H Ti24 16 A 4P B MCB+CONTROL | ACTI 9 REFLEX IC60H TI24 16 A 4P COURBE |  | ACTI 9 REFLEX IC60H TI24 16 A 4P CURVE B | [8 empty] | 09.07 | 1 | [8 empty] | 1 | 3606480455049 | 0 |  | 798 | 17 | 11 | 9 | 1.683 | [7 empty] | 43606480455047 | 14 | 11659 | 40 | 30 | 30 | [10 empty] | 12 | N | [12 empty] | CUC | ZC | 8536201090 | [14 empty] | automaat met geïntegreerde bediening Reflex iC60H 4P 16A curve B Ti24 | disjoncteur à commande intégré Reflex iC60H 4P 16A B Ti24 | [17 empty] | https://eref.se.com/be/nl/sis-tarif/product/A9C64416 | https://eref.se.com/be/fr/sis-tarif/product/A9C64416
Schneider Electric | Schneider Electric | 01022021 |  | Schneider Electric |  | SED | A9C64425 |  |  | 221.71 |  | 1 |  | 1 | REFLEX iC60H Ti24 25 A 4P B MCB+CONTROL | ACTI 9 REFLEX IC60H TI24 25 A 4P COURBE |  | ACTI 9 REFLEX IC60H TI24 25 A 4P CURVE B | [8 empty] | 09.07 | 1 | [8 empty] | 1 | 3606480455056 | 0 |  | 814 | 17 | 11 | 9 | 1.683 | [7 empty] | 43606480455054 | 14 | 11883 | 40 | 30 | 30 | [10 empty] | 12 | N | [12 empty] | CUC | ZC | 8536201090 | [14 empty] | automaat met geïntegreerde bediening Reflex iC60H 4P 25A curve B Ti24 | disjoncteur à commande intégré Reflex iC60H 4P 25A B Ti24 | [17 empty] | https://eref.se.com/be/nl/sis-tarif/product/A9C64425 | https://eref.se.com/be/fr/sis-tarif/product/A9C64425
Schneider Electric | Schneider Electric | 01022021 |  | Schneider Electric |  | SED | A9C64440 |  |  | 301.44 |  | 1 |  | 1 | REFLEX iC60H Ti24 40 A 4P B MCB+CONTROL | ACTI 9 REFLEX IC60H TI24 40 A 4P COURBE |  | ACTI 9 REFLEX IC60H TI24 40 A 4P CURVE B | [8 empty] | 09.07 | 1 | [8 empty] | 1 | 3606480455063 | 0 |  | 852 | 16 | 11 | 9 | 1.584 | [7 empty] | 43606480455061 | 14 | 12737 | 40 | 30 | 30 | [10 empty] | 12 | N | [12 empty] | CUC | ZC | 8536201090 | [14 empty] | automaat met geïntegreerde bediening Reflex iC60H 4P 40A curve B Ti24 | disjoncteur à commande intégré Reflex iC60H 4P 40A B Ti24 | [17 empty] | https://eref.se.com/be/nl/sis-tarif/product/A9C64440 | https://eref.se.com/be/fr/sis-tarif/product/A9C64440
Schneider Electric | Schneider Electric | 01022021 |  | Schneider Electric |  | SED | A9C65210 |  |  | 139.51 |  | 1 |  | 1 | REFLEX iC60H Ti24 10 A 2P C MCB+CONTROL | ACTI 9 REFLEX IC60H TI24 10 A 2P COURBE |  | ACTI 9 REFLEX IC60H TI24 10 A 2P CURVE C | [8 empty] | 09.07 | 1 | [8 empty] | 1 | 3606480455070 | 0 |  | 567 | 17 | 11 | 9 | 1.683 | [7 empty] | 43606480455078 | 14 | 8425 | 40 | 30 | 30 | [10 empty] | 16 | N | [12 empty] | CUC | ZC | 8536201090 | [14 empty] | automaat met geïntegreerde bediening Reflex iC60H 2P 10A curve C Ti24 | disjoncteur à commande intégré Reflex iC60H 2P 10A C Ti24 | [17 empty] | https://eref.se.com/be/nl/sis-tarif/product/A9C65210 | https://eref.se.com/be/fr/sis-tarif/product/A9C65210
Schneider Electric | Schneider Electric | 01022021 |  | Schneider Electric |  | SED | A9C65216 |  |  | 134.35 |  | 1 |  | 1 | REFLEX iC60H Ti24 16 A 2P C MCB+CONTROL | ACTI 9 REFLEX IC60H TI24 16 A 2P COURBE |  | ACTI 9 REFLEX IC60H TI24 16 A 2P CURVE C | [8 empty] | 09.07 | 1 | [8 empty] | 1 | 3606480455087 | 0 |  | 554 | 16 | 11 | 9 | 1.584 | [7 empty] | 43606480455085 | 14 | 8481 | 40 | 30 | 30 | [10 empty] | 6 | N | [12 empty] | CUC | ZC | 8536201090 | [14 empty] | automaat met geïntegreerde bediening Reflex iC60H 2P 16A curve C Ti24 | disjoncteur à commande intégré Reflex iC60H 2P 16A C Ti24 | [17 empty] | https://eref.se.com/be/nl/sis-tarif/product/A9C65216 | https://eref.se.com/be/fr/sis-tarif/product/A9C65216
Schneider Electric | Schneider Electric | 01022021 |  | Schneider Electric |  | SED | A9C65225 |  |  | 146.13 |  | 1 |  | 1 | REFLEX iC60H Ti24 25 A 2P C MCB+CONTROL | ACTI 9 REFLEX IC60H TI24 25 A 2P COURBE |  | ACTI 9 REFLEX IC60H TI24 25 A 2P CURVE C | [8 empty] | 09.07 | 1 | [8 empty] | 1 | 3606480455094 | 0 |  | 560 | 16 | 11 | 9 | 1.584 | [7 empty] | 43606480455092 | 14 | 8621 | 40 | 30 | 30 | [10 empty] | 12 | N | [12 empty] | CUC | ZC | 8536201090 | [14 empty] | automaat met geïntegreerde bediening Reflex iC60H 2P 25A curve C Ti24 | disjoncteur à commande intégré Reflex iC60H 2P 25A C Ti24 | [17 empty] | https://eref.se.com/be/nl/sis-tarif/product/A9C65225 | https://eref.se.com/be/fr/sis-tarif/product/A9C65225
Schneider Electric | Schneider Electric | 01022021 |  | Schneider Electric |  | SED | A9C65240 |  |  | 198.29 |  | 1 |  | 1 | REFLEX iC60H Ti24 40 A 2P C MCB+CONTROL | ACTI 9 REFLEX IC60H TI24 40 A 2P COURBE |  | ACTI 9 REFLEX IC60H TI24 40 A 2P CURVE C | [8 empty] | 09.07 | 1 | [8 empty] | 1 | 3606480455100 | 0 |  | 596 | 17 | 11 | 9 | 1.683 | [23 empty] | 16 | N | [12 empty] | CUC | ZC | 8536201090 | [14 empty] | automaat met geïntegreerde bediening Reflex iC60H 2P 40A curve C Ti24 | disjoncteur à commande intégré Reflex iC60H 2P 40A C Ti24 | [17 empty] | https://eref.se.com/be/nl/sis-tarif/product/A9C65240 | https://eref.se.com/be/fr/sis-tarif/product/A9C65240
Schneider Electric | Schneider Electric | 01022021 |  | Schneider Electric |  | SED | A9C65310 |  |  | 177.11 |  | 1 |  | 1 | REFLEX iC60H Ti24 10 A 3P C MCB+CONTROL | ACTI 9 REFLEX IC60H TI24 10 A 3P COURBE |  | ACTI 9 REFLEX IC60H TI24 10 A 3P CURVE C | [8 empty] | 09.07 | 1 | [8 empty] | 1 | 3606480455117 | 0 |  | 678 | 17 | 11 | 9 | 1.683 | [7 empty] | 43606480455115 | 14 | 9979 | 40 | 30 | 30 | [10 empty] | 12 | N | [12 empty] | CUC | ZC | 8536201090 | [14 empty] | automaat met geïntegreerde bediening Reflex iC60H 3P 10A curve C Ti24 | disjoncteur à commande intégré Reflex iC60H 3P 10A C Ti24 | [17 empty] | https://eref.se.com/be/nl/sis-tarif/product/A9C65310 | https://eref.se.com/be/fr/sis-tarif/product/A9C65310
Schneider Electric | Schneider Electric | 01022021 |  | Schneider Electric |  | SED | A9C65316 |  |  | 175.19 |  | 1 |  | 1 | REFLEX iC60H Ti24 16 A 3P C MCB+CONTROL | ACTI 9 REFLEX IC60H TI24 16 A 3P COURBE |  | ACTI 9 REFLEX IC60H TI24 16 A 3P CURVE C | [8 empty] | 09.07 | 1 | [8 empty] | 1 | 3606480455124 | 0 |  | 667 | 16 | 11 | 9 | 1.584 | [7 empty] | 43606480455122 | 14 | 9839 | 40 | 30 | 30 | [10 empty] | 12 | N | [12 empty] | CUC | ZC | 8536201090 | [14 empty] | automaat met geïntegreerde bediening Reflex iC60H 3P 16A curve C Ti24 | disjoncteur à commande intégré Reflex iC60H 3P 16A C Ti24 | [17 empty] | https://eref.se.com/be/nl/sis-tarif/product/A9C65316 | https://eref.se.com/be/fr/sis-tarif/product/A9C65316
Schneider Electric | Schneider Electric | 01022021 |  | Schneider Electric |  | SED | A9C65325 |  |  | 180.33 |  | 1 |  | 1 | REFLEX iC60H Ti24 25 A 3P C MCB+CONTROL | ACTI 9 REFLEX IC60H TI24 25 A 3P COURBE |  | ACTI 9 REFLEX IC60H TI24 25 A 3P CURVE C | [8 empty] | 09.07 | 1 | [8 empty] | 1 | 3606480455131 | 0 |  | 695 | 17 | 11 | 9 | 1.683 | [7 empty] | 43606480455139 | 14 | 10217 | 40 | 30 | 30 | [10 empty] | 12 | N | [12 empty] | CUC | ZC | 8536201090 | [14 empty] | automaat met geïntegreerde bediening Reflex iC60H 3P 25A curve C Ti24 | disjoncteur à commande intégré Reflex iC60H 3P 25A C Ti24 | [17 empty] | https://eref.se.com/be/nl/sis-tarif/product/A9C65325 | https://eref.se.com/be/fr/sis-tarif/product/A9C65325
Schneider Electric | Schneider Electric | 01022021 |  | Schneider Electric |  | SED | A9C65340 |  |  | 235.92 |  | 1 |  | 1 | REFLEX iC60H Ti24 40 A 3P C MCB+CONTROL | ACTI 9 REFLEX IC60H TI24 40 A 3P COURBE |  | ACTI 9 REFLEX IC60H TI24 40 A 3P CURVE C | [8 empty] | 09.07 | 1 | [8 empty] | 1 | 3606480455148 | 0 |  | 747 | 17 | 11 | 9 | 1.683 | [7 empty] | 43606480455146 | 14 | 10945 | 40 | 30 | 30 | [10 empty] | 12 | N | [12 empty] | CUC | ZC | 8536201090 | [14 empty] | automaat met geïntegreerde bediening Reflex iC60H 3P 40A curve C Ti24 | disjoncteur à commande intégré Reflex iC60H 3P 40A C Ti24 | [17 empty] | https://eref.se.com/be/nl/sis-tarif/product/A9C65340 | https://eref.se.com/be/fr/sis-tarif/product/A9C65340
Schneider Electric | Schneider Electric | 01022021 |  | Schneider Electric |  | SED | A9C65410 |  |  | 207.13 |  | 1 |  | 1 | REFLEX iC60H Ti24 10 A 4P C MCB+CONTROL | ACTI 9 REFLEX IC60H TI24 10 A 4P COURBE |  | ACTI 9 REFLEX IC60H TI24 10 A 4P CURVE C | [8 empty] | 09.07 | 1 | [8 empty] | 1 | 3606480455155 | 0 |  | 796 | 17 | 11 | 9 | 1.683 | [7 empty] | 43606480455153 | 14 | 11631 | 40 | 30 | 30 | [10 empty] | 12 | N | [12 empty] | CUC | ZC | 8536201090 | [14 empty] | automaat met geïntegreerde bediening Reflex iC60H 4P 10A curve C Ti24 | disjoncteur à commande intégré Reflex iC60H 4P 10A C Ti24 | [17 empty] | https://eref.se.com/be/nl/sis-tarif/product/A9C65410 | https://eref.se.com/be/fr/sis-tarif/product/A9C65410
Schneider Electric | Schneider Electric | 01022021 |  | Schneider Electric |  | SED | A9C65416 |  |  | 204.43 |  | 1 |  | 1 | REFLEX iC60H Ti24 16 A 4P C MCB+CONTROL | ACTI 9 REFLEX IC60H TI24 16 A 4P COURBE |  | ACTI 9 REFLEX IC60H TI24 16 A 4P CURVE C | [8 empty] | 09.07 | 1 | [8 empty] | 1 | 3606480455162 | 0 |  | 782 | 16 | 11 | 9 | 1.584 | [7 empty] | 43606480455160 | 14 | 11631 | 40 | 30 | 30 | [10 empty] | 12 | N | [12 empty] | CUC | ZC | 8536201090 | [14 empty] | automaat met geïntegreerde bediening Reflex iC60H 4P 16A curve C Ti24 | disjoncteur à commande intégré Reflex iC60H 4P 16A C Ti24 | [17 empty] | https://eref.se.com/be/nl/sis-tarif/product/A9C65416 | https://eref.se.com/be/fr/sis-tarif/product/A9C65416
Schneider Electric | Schneider Electric | 01022021 |  | Schneider Electric |  | SED | A9C65425 |  |  | 205.39 |  | 1 |  | 1 | REFLEX iC60H Ti24 25 A 4P C MCB+CONTROL | ACTI 9 REFLEX IC60H TI24 25 A 4P COURBE |  | ACTI 9 REFLEX IC60H TI24 25 A 4P CURVE C | [8 empty] | 09.07 | 1 | [8 empty] | 1 | 3606480455179 | 0 |  | 820 | 17 | 11 | 9 | 1.683 | [7 empty] | 43606480455177 | 14 | 11967 | 40 | 30 | 30 | [10 empty] | 6 | N | [12 empty] | CUC | ZC | 8536201090 | [14 empty] | automaat met geïntegreerde bediening Reflex iC60H 4P 25A curve C Ti24 | disjoncteur à commande intégré Reflex iC60H 4P 25A C Ti24 | [17 empty] | https://eref.se.com/be/nl/sis-tarif/product/A9C65425 | https://eref.se.com/be/fr/sis-tarif/product/A9C65425
Schneider Electric | Schneider Electric | 01022021 |  | Schneider Electric |  | SED | A9C65440 |  |  | 281.55 |  | 1 |  | 1 | REFLEX iC60H Ti24 40 A 4P C MCB+CONTROL | ACTI 9 REFLEX IC60H TI24 40 A 4P COURBE |  | ACTI 9 REFLEX IC60H TI24 40 A 4P CURVE C | [8 empty] | 09.07 | 1 | [8 empty] | 1 | 3606480455186 | 0 |  | 880 | 17 | 11 | 9 | 1.683 | [7 empty] | 43606480455184 | 14 | 12454 | 40 | 30 | 30 | [10 empty] | 6 | N | [12 empty] | CUC | ZC | 8536201090 | [14 empty] | automaat met geïntegreerde bediening Reflex iC60H 4P 40A curve C Ti24 | disjoncteur à commande intégré Reflex iC60H 4P 40A C Ti24 | [17 empty] | https://eref.se.com/be/nl/sis-tarif/product/A9C65440 | https://eref.se.com/be/fr/sis-tarif/product/A9C65440
Schneider Electric | Schneider Electric | 01022021 |  | Schneider Electric |  | SED | A9C66210 |  |  | 153.48 |  | 1 |  | 1 | REFLEX iC60H Ti24 10 A 2P D MCB+CONTROL | ACTI 9 REFLEX IC60H TI24 10 A 2P COURBE |  | ACTI 9 REFLEX IC60H TI24 10 A 2P CURVE D | [8 empty] | 09.07 | 1 | [8 empty] | 1 | 3606480455193 | 0 |  | 572 | 17 | 11 | 9 | 1.683 | [7 empty] | 43606480455191 | 14 | 8495 | 40 | 30 | 30 | [10 empty] | 12 | N | [12 empty] | CUC | ZC | 8536201090 | [14 empty] | automaat met geïntegreerde bediening Reflex iC60H 2P 10A curve D Ti24 | disjoncteur à commande intégré Reflex iC60H 2P 10A D Ti24 | [17 empty] | https://eref.se.com/be/nl/sis-tarif/product/A9C66210 | https://eref.se.com/be/fr/sis-tarif/product/A9C66210
Schneider Electric | Schneider Electric | 01022021 |  | Schneider Electric |  | SED | A9C66216 |  |  | 152.35 |  | 1 |  | 1 | REFLEX iC60H Ti24 16 A 2P D MCB+CONTROL | ACTI 9 REFLEX IC60H TI24 16 A 2P COURBE |  | ACTI 9 REFLEX IC60H TI24 16 A 2P CURVE D | [8 empty] | 09.07 | 1 | [8 empty] | 1 | 3606480455209 | 0 |  | 552 | 16 | 11 | 9 | 1.584 | [8 empty] | 7 | 4477 | 40 | 30 | 30 | [10 empty] | 12 | N | [12 empty] | CUC | ZC | 8536201090 | [14 empty] | automaat met geïntegreerde bediening Reflex iC60H 2P 16A curve D Ti24 | disjoncteur à commande intégré Reflex iC60H 2P 16A D Ti24 | [17 empty] | https://eref.se.com/be/nl/sis-tarif/product/A9C66216 | https://eref.se.com/be/fr/sis-tarif/product/A9C66216
Schneider Electric | Schneider Electric | 01022021 |  | Schneider Electric |  | SED | A9C66225 |  |  | 155.75 |  | 1 |  | 1 | REFLEX iC60H Ti24 25 A 2P D MCB+CONTROL | ACTI 9 REFLEX IC60H TI24 25 A 2P COURBE |  | ACTI 9 REFLEX IC60H TI24 25 A 2P CURVE D | [8 empty] | 09.07 | 1 | [8 empty] | 1 | 3606480455216 | 0 |  | 570 | 17 | 11 | 9 | 1.683 | [7 empty] | 43606480455214 | 14 | 8467 | 40 | 30 | 30 | [10 empty] | 12 | N | [12 empty] | CUC | ZC | 8536201090 | [14 empty] | automaat met geïntegreerde bediening Reflex iC60H 2P 25A curve D Ti24 | disjoncteur à commande intégré Reflex iC60H 2P 25A D Ti24 | [17 empty] | https://eref.se.com/be/nl/sis-tarif/product/A9C66225 | https://eref.se.com/be/fr/sis-tarif/product/A9C66225
Schneider Electric | Schneider Electric | 01022021 |  | Schneider Electric |  | SED | A9C66310 |  |  | 189.55 |  | 1 |  | 1 | REFLEX iC60H Ti24 10 A 3P D MCB+CONTROL | ACTI 9 REFLEX IC60H TI24 10 A 3P COURBE |  | ACTI 9 REFLEX IC60H TI24 10 A 3P CURVE D | [8 empty] | 09.07 | 1 | [8 empty] | 1 | 3606480455223 | 0 |  | 662 | 16 | 11 | 9 | 1.584 | [8 empty] | 7 | 5597 | 40 | 30 | 30 | [10 empty] | 12 | N | [12 empty] | CUC | ZC | 8536201090 | [14 empty] | automaat met geïntegreerde bediening Reflex iC60H 3P 10A curve D Ti24 | disjoncteur à commande intégré Reflex iC60H 3P 10A D Ti24 | [17 empty] | https://eref.se.com/be/nl/sis-tarif/product/A9C66310 | https://eref.se.com/be/fr/sis-tarif/product/A9C66310
Schneider Electric | Schneider Electric | 01022021 |  | Schneider Electric |  | SED | A9C66316 |  |  | 189.55 |  | 1 |  | 1 | REFLEX iC60H Ti24 16 A 3P D MCB+CONTROL | ACTI 9 REFLEX IC60H TI24 16 A 3P COURBE |  | ACTI 9 REFLEX IC60H TI24 16 A 3P CURVE D | [8 empty] | 09.07 | 1 | [8 empty] | 1 | 3606480455230 | 0 |  | 690 | 17 | 11 | 9 | 1.683 | [7 empty] | 43606480455238 | 14 | 10147 | 40 | 30 | 30 | [10 empty] | 12 | N | [12 empty] | CUC | ZC | 8536201090 | [14 empty] | automaat met geïntegreerde bediening Reflex iC60H 3P 16A curve D Ti24 | disjoncteur à commande intégré Reflex iC60H 3P 16A D Ti24 | [17 empty] | https://eref.se.com/be/nl/sis-tarif/product/A9C66316 | https://eref.se.com/be/fr/sis-tarif/product/A9C66316
Schneider Electric | Schneider Electric | 01022021 |  | Schneider Electric |  | SED | A9C66325 |  |  | 192.74 |  | 1 |  | 1 | REFLEX iC60H Ti24 25 A 3P D MCB+CONTROL | ACTI 9 REFLEX IC60H TI24 25 A 3P COURBE |  | ACTI 9 REFLEX IC60H TI24 25 A 3P CURVE D | [8 empty] | 09.07 | 1 | [8 empty] | 1 | 3606480455247 | 0 |  | 678 | 16 | 11 | 9 | 1.584 | [8 empty] | 7 | 5373 | 40 | 30 | 30 | [10 empty] | 12 | N | [12 empty] | CUC | ZC | 8536201090 | [14 empty] | automaat met geïntegreerde bediening Reflex iC60H 3P 25A curve D Ti24 | disjoncteur à commande intégré Reflex iC60H 3P 25A D Ti24 | [17 empty] | https://eref.se.com/be/nl/sis-tarif/product/A9C66325 | https://eref.se.com/be/fr/sis-tarif/product/A9C66325
Schneider Electric | Schneider Electric | 01022021 |  | Schneider Electric |  | SED | A9C66410 |  |  | 225.31 |  | 1 |  | 1 | REFLEX iC60H Ti24 10 A 4P D MCB+CONTROL | ACTI 9 REFLEX IC60H TI24 10 A 4P COURBE |  | ACTI 9 REFLEX IC60H TI24 10 A 4P CURVE D | [8 empty] | 09.07 | 1 | [8 empty] | 1 | 3606480455254 | 0 |  | 798 | 17 | 11 | 9 | 1.683 | [7 empty] | 43606480455252 | 14 | 11659 | 40 | 30 | 30 | [10 empty] | 12 | N | [12 empty] | CUC | ZC | 8536201090 | [14 empty] | automaat met geïntegreerde bediening Reflex iC60H 4P 10A curve D Ti24 | disjoncteur à commande intégré Reflex iC60H 4P 10A D Ti24 | [17 empty] | https://eref.se.com/be/nl/sis-tarif/product/A9C66410 | https://eref.se.com/be/fr/sis-tarif/product/A9C66410
Schneider Electric | Schneider Electric | 01022021 |  | Schneider Electric |  | SED | A9C66416 |  |  | 222.76 |  | 1 |  | 1 | REFLEX iC60H Ti24 16 A 4P D MCB+CONTROL | ACTI 9 REFLEX IC60H TI24 16 A 4P COURBE |  | ACTI 9 REFLEX IC60H TI24 16 A 4P CURVE D | [8 empty] | 09.07 | 1 | [8 empty] | 1 | 3606480455261 | 0 |  | 782 | 16 | 11 | 9 | 1.584 | [7 empty] | 43606480455269 | 14 | 13087 | 40 | 30 | 30 | [10 empty] | 12 | N | [12 empty] | CUC | ZC | 8536201090 | [14 empty] | automaat met geïntegreerde bediening Reflex iC60H 4P 16A curve D Ti24 | disjoncteur à commande intégré Reflex iC60H 4P 16A D Ti24 | [17 empty] | https://eref.se.com/be/nl/sis-tarif/product/A9C66416 | https://eref.se.com/be/fr/sis-tarif/product/A9C66416
Schneider Electric | Schneider Electric | 01022021 |  | Schneider Electric |  | SED | A9C66425 |  |  | 224.64 |  | 1 |  | 1 | REFLEX iC60H Ti24 25 A 4P D MCB+CONTROL | ACTI 9 REFLEX IC60H TI24 25 A 4P COURBE |  | ACTI 9 REFLEX IC60H TI24 25 A 4P CURVE D | [8 empty] | 09.07 | 1 | [8 empty] | 1 | 3606480455278 | 0 |  | 815 | 17 | 11 | 9 | 1.683 | [7 empty] | 43606480455276 | 14 | 11897 | 40 | 30 | 30 | [10 empty] | 12 | N | [12 empty] | CUC | ZC | 8536201090 | [14 empty] | automaat met geïntegreerde bediening Reflex iC60H 4P 25A curve D Ti24 | disjoncteur à commande intégré Reflex iC60H 4P 25A D Ti24 | [17 empty] | https://eref.se.com/be/nl/sis-tarif/product/A9C66425 | https://eref.se.com/be/fr/sis-tarif/product/A9C66425
Schneider Electric | Schneider Electric | 01022021 |  | Schneider Electric |  | SED | A9C70112 |  |  | 146.76 |  | 1 |  | 1 | RCA REMOTE VOOR IC60 1-2P | Télécommande RCA 1P-2P |  | RCA REMOTE CONTROL AUXILIARY FOR IC60 1- | [8 empty] | 09.07 | 1 | [8 empty] | 1 | 3606480097942 | 0 |  | 482 | 16 | 11 | 9 | 1.584 | [7 empty] | 43606480097940 | 14 | 7192 | 40 | 30 | 30 | [10 empty] | 6 | N | [12 empty] | CUC | ZC | 8536508090 | [14 empty] | RCA afstandsbed hulpelem voor iC60 1P-1PN-2P | auxiliaire de commande RCA pour iC60 1P-1PN-2P | [17 empty] | https://eref.se.com/be/nl/sis-tarif/product/A9C70112 | https://eref.se.com/be/fr/sis-tarif/product/A9C70112
Schneider Electric | Schneider Electric | 01022021 |  | Schneider Electric |  | SED | A9C70114 |  |  | 179.13 |  | 1 |  | 1 | RCA REMOTE VOOR IC60 3-4P | Télécommande RCA 3P-4P |  | RCA REMOTE CONTROL AUXILIARY FOR IC60 3- | [8 empty] | 09.07 | 1 | [8 empty] | 1 | 3606480097959 | 0 |  | 484 | 16 | 11 | 9 | 1.584 | [7 empty] | 43606480097957 | 14 | 7184 | 40 | 30 | 30 | [10 empty] | 2 | Y | [12 empty] | CUC | ZC | 8536508090 | [15 empty] | auxiliaire de commande à distance RCA pour iC60 3P-4P | [17 empty] | https://eref.se.com/be/nl/sis-tarif/product/A9C70114 | https://eref.se.com/be/fr/sis-tarif/product/A9C70114
Schneider Electric | Schneider Electric | 01022021 |  | Schneider Electric |  | SED | A9C70122 |  |  | 190.81 |  | 1 |  | 1 | RCA TI24 REMOTE VOOR IC60 1-2P | Télécommande RCA 1P-2P + Ti24 |  | RCA TI24 REMOTE CONTROL AUXILIARY FOR IC | [8 empty] | 09.07 | 1 | [8 empty] | 1 | 3606480097966 | 0 |  | 519 | 16 | 11 | 9 | 1.584 | [7 empty] | 43606480097964 | 14 | 7636 | 40 | 30 | 30 | [10 empty] | 6 | N | [12 empty] | CUC | ZC | 8536508090 | [14 empty] | RCA afstandsbed hulpelem met PLC voor iC60 1P-1PN-2P | auxiliaire de commande à distance RCA avec PLC pour iC60 1P-1PN-2P | [17 empty] | https://eref.se.com/be/nl/sis-tarif/product/A9C70122 | https://eref.se.com/be/fr/sis-tarif/product/A9C70122
Schneider Electric | Schneider Electric | 01022021 |  | Schneider Electric |  | SED | A9C70124 |  |  | 232.87 |  | 1 |  | 1 | RCA TI24 REMOTE VOOR IC60 3-4P | Télécommande RCA 3P-4P + Ti24 |  | RCA TI24 REMOTE CONTROL AUXILIARY FOR IC | [8 empty] | 09.07 | 1 | [8 empty] | 1 | 3606480097973 | 0 |  | 510 | 16 | 11 | 9 | 1.584 | [7 empty] | 43606480097971 | 14 | 7627 | 40 | 30 | 30 | [10 empty] | 6 | N | [12 empty] | CUC | ZC | 8536508090 | [14 empty] | RCA afstandsbed hulpelem met PLC voor iC60 3P-4P | auxiliaire de commande à distance RCA avec PLC pour iC60 3P-4P | [17 empty] | https://eref.se.com/be/nl/sis-tarif/product/A9C70124 | https://eref.se.com/be/fr/sis-tarif/product/A9C70124
Schneider Electric | Schneider Electric | 01022021 |  | Schneider Electric |  | SED | A9C70132 |  |  | 198.1 |  | 1 |  | 1 | ARA HERINSCHAKEL VOOR IC60 1-2P | Réenclencheur ARA iC60 1P-2P |  | ARA AUTOMATIC RECLOSER AUXILIARY FOR IC6 | [8 empty] | 09.07 | 1 | [8 empty] | 1 | 3606480097980 | 0 |  | 528 | 16 | 11 | 9 | 1.584 | [7 empty] | 43606480097988 | 14 | 7821 | 40 | 30 | 30 | [10 empty] | 2 | Y | [12 empty] | CUC | ZC | 8537109899 | [14 empty] | ARA auto hersluiter hulpelem voor iC60 1P-1PN-2P - 4 Prog | aux de réenclencheur auto ARA pour iC60 1P-1PN-2P -4 Prog | [17 empty] | https://eref.se.com/be/nl/sis-tarif/product/A9C70132 | https://eref.se.com/be/fr/sis-tarif/product/A9C70132
Schneider Electric | Schneider Electric | 01022021 |  | Schneider Electric |  | SED | A9C70134 |  |  | 209.42 |  | 1 |  | 1 | ARA HERINSCHAKEL VOOR IC60 3-4P | Réenclencheur ARA iC60 3P-4P |  | ARA AUTOMATIC RECLOSER AUXILIARY FOR IC6 | [8 empty] | 09.07 | 1 | [8 empty] | 1 | 3606480097997 | 0 |  | 525 | 16 | 11 | 9 | 1.584 | [7 empty] | 43606480097995 | 14 | 7850 | 40 | 30 | 30 | [10 empty] | 6 | N | [12 empty] | CUC | ZC | 8537109899 | [14 empty] | ARA auto hersluiter hulpelem voor iC60 3P-4P - 4 Prog | aux de réenclencheur auto ARA pour iC60 3P-4P - 4 Prog | [17 empty] | https://eref.se.com/be/nl/sis-tarif/product/A9C70134 | https://eref.se.com/be/fr/sis-tarif/product/A9C70134
Schneider Electric | Schneider Electric | 01022021 |  | Schneider Electric |  | SED | A9C70342 |  |  | 198.1 |  | 1 |  | 1 | ARA HERINSCHAKEL VOOR iID 1-2P | ARA UP1 AUXILLIAIRE REARMEMENT AUTOMATIQ |  | ARA AUTOMATIC RECLOSER AUXILIARY FOR II | [8 empty] | 09.07 | 1 | [8 empty] | 1 | 3606480098024 | 0 |  | 509 | 16 | 11 | 9 | 1.584 | [7 empty] | 43606480098022 | 14 | 7630 | 40 | 30 | 30 | [10 empty] | 6 | N | [12 empty] | CUC | ZC | 8536508090 | [14 empty] | automatiseringsunit ARA voor iID 2 P - 1 Prog | auxiliaire de ré-enclechement ARA pour iID 2 P - 1 Prog | [17 empty] | https://eref.se.com/be/nl/sis-tarif/product/A9C70342 | https://eref.se.com/be/fr/sis-tarif/product/A9C70342
Schneider Electric | Schneider Electric | 01022021 |  | Schneider Electric |  | SED | A9C70344 |  |  | 209.42 |  | 1 |  | 1 | ARA HERINSCHAKEL VOOR IID 3-4P | aRA pour iID 4P |  | ARA AUTOMATIC RECLOSER AUXILIARY FOR IID | [8 empty] | 09.07 | 1 | [8 empty] | 1 | 3606480675683 | 0 |  | 509 | 16 | 11 | 9 | 1.584 | [7 empty] | 43606480675681 | 14 | 7550 | 40 | 30 | 30 | [10 empty] | 2 | Y | [12 empty] | CUC | ZC | 8536508090 | [14 empty] | automatiseringsunit ARA voor iID 4 P - 1 Prog | auxiliaire de ré-enclechement ARA pour iID 4 P - 1 Prog | [17 empty] | https://eref.se.com/be/nl/sis-tarif/product/A9C70344 | https://eref.se.com/be/fr/sis-tarif/product/A9C70344
Schneider Electric | Schneider Electric | 01022021 |  | Schneider Electric |  | SED | A9CR1225 |  |  | 333.53 |  | 1 |  | 1 | Acti9 RED 2P 25A 30mA A type | Acti9 RED 2P 25A 30mA A type |  | Acti9 RED 2P 25A 30mA A RED | [18 empty] | 1 | 3606481489371 | 0 |  | 384 | 13 | 11 | 11 | 1.573 | [7 empty] | 13606481489378 | 12 | 5085 | 40 | 30 | 30 | [10 empty] | 6 | N | [12 empty] | CUR | ZR | 8536201090 | [33 empty] | https://eref.se.com/be/nl/sis-tarif/product/A9CR1225 | https://eref.se.com/be/fr/sis-tarif/product/A9CR1225
Schneider Electric | Schneider Electric | 01022021 |  | Schneider Electric |  | SED | A9CR1240 |  |  | 357.69 |  | 1 |  | 1 | Acti9 RED 2P 40A 30mA A type | Acti9 RED 2P 40A 30mA A type |  | Acti9 RED 2P 40A 30mA A RED | [18 empty] | 1 | 3606481489388 | 0 |  | 384 | 13 | 11 | 11 | 1.573 | [7 empty] | 13606481489385 | 12 | 5146 | 40 | 30 | 30 | [10 empty] | 6 | N | [12 empty] | CUR | ZR | 8536201090 | [33 empty] | https://eref.se.com/be/nl/sis-tarif/product/A9CR1240 | https://eref.se.com/be/fr/sis-tarif/product/A9CR1240
Schneider Electric | Schneider Electric | 01022021 |  | Schneider Electric |  | SED | A9CR1263 |  |  | 435.02 |  | 1 |  | 1 | Acti9 RED 2P 63A 30mA A type | Acti9 RED 2P 63A 30mA A type |  | Acti9 RED 2P 63A 30mA A RED | [18 empty] | 1 | 3606481489395 | 0 |  | 393 | 13 | 11 | 11 | 1.573 | [7 empty] | 13606481489392 | 12 | 5273 | 40 | 30 | 30 | [10 empty] | 6 | N | [12 empty] | CUR | ZR | 8536201090 | [33 empty] | https://eref.se.com/be/nl/sis-tarif/product/A9CR1263 | https://eref.se.com/be/fr/sis-tarif/product/A9CR1263
Schneider Electric | Schneider Electric | 01022021 |  | Schneider Electric |  | SED | A9CR4225 |  |  | 381.86 |  | 1 |  | 1 | Acti9 RED 2P 25A 30mA A type | Acti9 RED 2P 25A 30mA A type |  | Acti9 REDs 2P 25A 30mA A REDs | [18 empty] | 1 | 3606481489432 | 0 |  | 384 | 13 | 11 | 11 | 1.573 | [7 empty] | 13606481489439 | 12 | 5153 | 40 | 30 | 30 | [10 empty] | 6 | N | [12 empty] | CUR | ZR | 8536201090 | [33 empty] | https://eref.se.com/be/nl/sis-tarif/product/A9CR4225 | https://eref.se.com/be/fr/sis-tarif/product/A9CR4225
Schneider Electric | Schneider Electric | 01022021 |  | Schneider Electric |  | SED | A9CR4240 |  |  | 406.04 |  | 1 |  | 1 | Acti9 REDs 2P 40A 30mA A type | Acti9 REDs 2P 40A 30mA A type |  | Acti9 REDs 2P 40A 30mA A REDs | [18 empty] | 1 | 3606481489449 | 0 |  | 382 | 13 | 11 | 11 | 1.573 | [7 empty] | 13606481489446 | 12 | 5147 | 40 | 30 | 30 | [10 empty] | 6 | N | [12 empty] | CUR | ZR | 8536201090 | [33 empty] | https://eref.se.com/be/nl/sis-tarif/product/A9CR4240 | https://eref.se.com/be/fr/sis-tarif/product/A9CR4240
Schneider Electric | Schneider Electric | 01022021 |  | Schneider Electric |  | SED | A9CR4263 |  |  | 483.36 |  | 1 |  | 1 | Acti9 REDs 2P 63A 30mA A type | Acti9 REDs 2P 63A 30mA A type |  | Acti9 REDs 2P 63A 30mA A REDs | [18 empty] | 1 | 3606481489456 | 0 |  | 394 | 13 | 12 | 11 | 1.716 | [7 empty] | 13606481489453 | 12 | 5853 | 40 | 30 | 30 | [10 empty] | 6 | N | [12 empty] | CUR | ZR | 8536201090 | [33 empty] | https://eref.se.com/be/nl/sis-tarif/product/A9CR4263 | https://eref.se.com/be/fr/sis-tarif/product/A9CR4263
Schneider Electric | Schneider Electric | 01022021 |  | Schneider Electric |  | SED | A9CR5225 |  |  | 377.03 |  | 1 |  | 1 | Acti9 REDs 2P 25A 300mA A type | Acti9 REDs 2P 25A 300mA A type |  | Acti9 REDs 2P 25A 300mA A REDs | [18 empty] | 1 | 3606481489463 | 0 |  | 391 | 13 | 11 | 11 | 1.573 | [7 empty] | 13606481489460 | 12 | 5237 | 40 | 30 | 30 | [10 empty] | 6 | N | [12 empty] | CUR | ZR | 8536201090 | [33 empty] | https://eref.se.com/be/nl/sis-tarif/product/A9CR5225 | https://eref.se.com/be/fr/sis-tarif/product/A9CR5225
Schneider Electric | Schneider Electric | 01022021 |  | Schneider Electric |  | SED | A9CR5240 |  |  | 391.53 |  | 1 |  | 1 | Acti9 REDs 2P 40A 300mA A type | Acti9 REDs 2P 40A 300mA A type |  | Acti9 REDs 2P 40A 300mA A REDs | [18 empty] | 1 | 3606481489470 | 0 |  | 392 | 13 | 11 | 11 | 1.573 | [7 empty] | 13606481489477 | 12 | 5247 | 40 | 30 | 30 | [10 empty] | 6 | N | [12 empty] | CUR | ZR | 8536201090 | [33 empty] | https://eref.se.com/be/nl/sis-tarif/product/A9CR5240 | https://eref.se.com/be/fr/sis-tarif/product/A9CR5240
Schneider Electric | Schneider Electric | 01022021 |  | Schneider Electric |  | SED | A9CR5263 |  |  | 468.85 |  | 1 |  | 1 | Acti9 REDs 2P 63A 300mA A type | Acti9 REDs 2P 63A 300mA A type |  | Acti9 REDs 2P 63A 300mA A REDs | [18 empty] | 1 | 3606481489487 | 0 |  | 391 | 13 | 11 | 11 | 1.573 | [7 empty] | 13606481489484 | 12 | 5350 | 40 | 30 | 30 | [10 empty] | 6 | N | [12 empty] | CUR | ZR | 8536201090 | [33 empty] | https://eref.se.com/be/nl/sis-tarif/product/A9CR5263 | https://eref.se.com/be/fr/sis-tarif/product/A9CR5263
Schneider Electric | Schneider Electric | 01022021 |  | Schneider Electric |  | SED | A9D02610 |  |  | 143.97 |  | 1 |  | 6 | A9 iDPN N VIGI 10A C 10 mA Type A 6kA | IDPN N VIGI 10A C 10MA A-TYPE DISJONCTEU |  | IDPN N VIGI 10A C 10MA A-TYPE RESIDUAL C | [8 empty] | 09.07 | 1 | [8 empty] | 1 | 3606480471933 | 0 |  | 200 | 8 | 4 | 10 | 0.32 | 13606480471930 | 6 | 1430 | 9 | 25.5 | 10 |  | 43606480471931 | 54 | 13357 | 40 | 30 | 30 | [10 empty] | 9 | N | [12 empty] | CUZ | ZZ | 8536201090 | [14 empty] | aardlekschakelaar iDPN N Vigi - 1P + N - 10A - 30mA klasse A | disjoncteur différentiel - iDPN N Vigi - 1P + N - 10 A - 10 mA - classe A | [17 empty] | https://eref.se.com/be/nl/sis-tarif/product/A9D02610 | https://eref.se.com/be/fr/sis-tarif/product/A9D02610
Schneider Electric | Schneider Electric | 01022021 |  | Schneider Electric |  | SED | A9D02616 |  |  | 143.97 |  | 1 |  | 6 | iDPN N VIGI 1P+N C16 10MA A 6KA | IDPN N VIGI 16A C 10MA A-TYPE DISJONCTEU |  | IDPN N VIGI 16A C 10MA A-TYPE RESIDUAL C | [8 empty] | 09.07 | 1 | [8 empty] | 1 | 3606480471940 | 0 |  | 214 | 10 | 8 | 4 | 0.32 | 13606480471947 | 6 | 1351 | 25.5 | 10.5 | 9.5 |  | 43606480471948 | 54 | 12575 | 40 | 30 | 30 | [10 empty] | 2 | Y | [12 empty] | CUZ | ZZ | 8536201090 | [14 empty] | aardlekschakelaar - iDPN N Vigi - 1P + N - 16A - 10mA klasse A | disjoncteur différentiel - iDPN N Vigi - 1P + N - 16 A - 10 mA - classe A | [17 empty] | https://eref.se.com/be/nl/sis-tarif/product/A9D02616 | https://eref.se.com/be/fr/sis-tarif/product/A9D02616
Schneider Electric | Schneider Electric | 01022021 |  | Schneider Electric |  | SED | A9D07606 |  |  | 184.14 |  | 1 |  | 6 | IDPN H VIGI 1P+N B6 30MA A | IDPN H VIGI 6A B 30MA A-TYPE DISJONCTEUR |  | Acti9 IDPN H VIGI B 6A 1PPN 30MA A | [8 empty] | 09.07 | 1 | [8 empty] | 1 | 3606480484285 | 0 |  | 219.16 | 10 | 9 | 4 | 0.36 | 13606480484282 | 6 | 1378 | 25.5 | 10.5 | 9 |  | 43606480484283 | 54 | 12857 | 40 | 30 | 30 | [10 empty] | 2 | Y | [12 empty] | CUZ | ZZ | 8536201090 | [14 empty] | aardlekschakelaar - iDPN H Vigi - 1P + N - 6A - 30mA klasse A | disjoncteur différentiel - iDPN H Vigi - 1P + N - 6 A - 30 mA - classe A | [17 empty] | https://eref.se.com/be/nl/sis-tarif/product/A9D07606 | https://eref.se.com/be/fr/sis-tarif/product/A9D07606
Schneider Electric | Schneider Electric | 01022021 |  | Schneider Electric |  | SED | A9D07610 |  |  | 184.14 |  | 1 |  | 6 | IDPN H VIGI 1P+N B10 30MA A | IDPN H VIGI 10A B 30MA A-TYPE DISJONCTEU |  | Acti9 IDPN H VIGI B 10A 1PPN 30MA A | [8 empty] | 09.07 | 1 | [8 empty] | 1 | 3606480484292 | 0 |  | 216 | 10 | 8 | 4 | 0.32 | 13606480484299 | 6 | 1366 | 25.5 | 10.6 | 9 |  | 43606480484290 | 54 | 12655 | 40 | 30 | 30 | [10 empty] | 2 | Y | [12 empty] | CUZ | ZZ | 8536201090 | [14 empty] | aardlekschakelaar - iDPN H Vigi - 1P + N - 10A - 30mA klasse A | disjoncteur différentiel - iDPN H Vigi - 1P + N - 10 A - 30 mA - classe A | [17 empty] | https://eref.se.com/be/nl/sis-tarif/product/A9D07610 | https://eref.se.com/be/fr/sis-tarif/product/A9D07610
Schneider Electric | Schneider Electric | 01022021 |  | Schneider Electric |  | SED | A9D07616 |  |  | 184.14 |  | 1 |  | 6 | IDPN H VIGI 1P+N B16 30MA A | IDPN H VIGI 16A B 30MA A-TYPE DISJONCTEU |  | Acti9 IDPN H VIGI B 16A 1PPN 30MA A | [8 empty] | 09.07 | 1 | [8 empty] | 1 | 3606480484308 | 0 |  | 220 | 10 | 8 | 4 | 0.32 | 13606480484305 | 6 | 1390 | 25.5 | 10.5 | 9 |  | 43606480484306 | 54 | 12997 | 40 | 30 | 30 | [10 empty] | 2 | Y | [12 empty] | CUZ | ZZ | 8536201090 | [14 empty] | aardlekschakelaar - iDPN H Vigi - 1P + N - 16A - 30mA klasse A | disjoncteur différentiel - iDPN H Vigi - 1P + N - 16 A - 30 mA - classe A | [17 empty] | https://eref.se.com/be/nl/sis-tarif/product/A9D07616 | https://eref.se.com/be/fr/sis-tarif/product/A9D07616
Schneider Electric | Schneider Electric | 01022021 |  | Schneider Electric |  | SED | A9D07620 |  |  | 184.14 |  | 1 |  | 6 | IDPN H VIGI 1P+N B20 30MA A | IDPN H VIGI 20A B 30MA A-TYPE DISJONCTEU |  | Acti9 IDPN H VIGI B 20A 1PPN 30MA A | [8 empty] | 09.07 | 1 | [8 empty] | 1 | 3606480484315 | 0 |  | 220.21 | 10 | 8 | 4 | 0.32 | 13606480484312 | 6 | 1381 | 25.5 | 10.5 | 9.5 |  | 43606480484313 | 54 | 12830 | 40 | 30 | 30 | [10 empty] | 9 | N | [12 empty] | CUZ | ZZ | 8536201090 | [14 empty] | aardlekschakelaar - iDPN H Vigi - 1P + N - 20A - 30mA klasse A | disjoncteur différentiel - iDPN H Vigi - 1P + N - 20 A - 30 mA - classe A | [17 empty] | https://eref.se.com/be/nl/sis-tarif/product/A9D07620 | https://eref.se.com/be/fr/sis-tarif/product/A9D07620
Schneider Electric | Schneider Electric | 01022021 |  | Schneider Electric |  | SED | A9D07632 |  |  | 190.84 |  | 1 |  | 6 | IDPN H VIGI 1P+N B32 30MA A | IDPN H VIGI 32A B 30MA A-TYPE DISJONCTEU |  | ACTI 9 IDPN H VIGI B 32A 1PPN 30MA A 100 | [8 empty] | 09.07 | 1 | [8 empty] | 1 | 3606480484339 | 0 |  | 200 | 8 | 4 | 10 | 0.32 | 13606480484336 | 6 | 1430 | 25.5 | 9 | 10 |  | 43606480484337 | 54 | 13357 | 40 | 30 | 30 | [10 empty] | 12 | N | [12 empty] | CUZ | ZZ | 8536201090 | [14 empty] | aardlekschakelaar - iDPN H Vigi - 1P + N - 32A - 30mA klasse A | disjoncteur différentiel - iDPN H Vigi - 1P + N - 32 A - 30 mA - classe A | [17 empty] | https://eref.se.com/be/nl/sis-tarif/product/A9D07632 | https://eref.se.com/be/fr/sis-tarif/product/A9D07632
Schneider Electric | Schneider Electric | 01022021 |  | Schneider Electric |  | SED | A9D08610 |  |  | 164.06 |  | 1 |  | 6 | A9 iDPN N VIGI 10A B 10 mA Type A 6kA | IDPN N VIGI 10A B 10MA A-TYPE DISJONCTEU |  | Acti9 IDPN N VIGI B 10A 1PPN 10MA A | [8 empty] | 09.07 | 1 | [8 empty] | 1 | 3606480471957 | 0 |  | 200 | 8 | 4 | 10 | 0.32 | 13606480471954 | 6 | 1430 | 25.5 | 9 | 10 |  | 43606480471955 | 54 | 13357 | 40 | 30 | 30 | [10 empty] | 10 | N | [12 empty] | CUZ | ZZ | 8536201090 | [14 empty] | aardlekschakelaar iDPN N Vigi - 1P + N - 10A - 30mA klasse A | disjoncteur différentiel - iDPN N Vigi - 1P + N - 10 A - 10 mA - classe A | [17 empty] | https://eref.se.com/be/nl/sis-tarif/product/A9D08610 | https://eref.se.com/be/fr/sis-tarif/product/A9D08610
Schneider Electric | Schneider Electric | 01022021 |  | Schneider Electric |  | SED | A9D08616 |  |  | 164.06 |  | 1 |  | 6 | A9 iDPN N VIGI 16A B 10 mA Type A 6kA | IDPN N VIGI 16A B 10MA A-TYPE DISJONCTEU |  | ACTI 9 IDPN N VIGI B 16A 1PPN 10MA A 600 | [8 empty] | 09.07 | 1 | [8 empty] | 1 | 3606480471964 | 0 |  | 215.24 | 10 | 8 | 4 | 0.32 | 13606480471961 | 6 | 1354 | 25.5 | 10.5 | 9 |  | 43606480471962 | 54 | 12622 | 40 | 30 | 30 | [10 empty] | 12 | N | [12 empty] | CUZ | ZZ | 8536201090 | [14 empty] | aardlekschakelaar - iDPN N Vigi - 1P + N - 16A - 10mA klasse A | disjoncteur différentiel - iDPN N Vigi - 1P + N - 16 A - 10 mA - classe A | [17 empty] | https://eref.se.com/be/nl/sis-tarif/product/A9D08616 | https://eref.se.com/be/fr/sis-tarif/product/A9D08616
Schneider Electric | Schneider Electric | 01022021 |  | Schneider Electric |  | SED | A9D17210 |  |  | 160.69 |  | 1 |  | 6 | IC60 VIGI 2P 10A 30MA C 10KA | Acti9 IC60 RCBO 2P 10A 30mA C 10kA A |  | Acti9 IC60 RCBO 2P 10A 30MA C 10kA A | [8 empty] | 09.07 | 1 | [8 empty] | 1 | 3606481157232 | 0 |  | 226 | 10 | 8 | 4 | 0.32 | 13606481157239 | 6 | 1423 | 25 | 10 | 12 |  | 43606481157230 | 36 | 9165 | 40 | 30 | 30 |  | 73606481157231 | 288 | 86008 | 120 | 80 | 50 |  |  |  | 6 | N | [12 empty] | CUZ | ZZ | 8536201090 | [33 empty] | https://eref.se.com/be/nl/sis-tarif/product/A9D17210 | https://eref.se.com/be/fr/sis-tarif/product/A9D17210
Schneider Electric | Schneider Electric | 01022021 |  | Schneider Electric |  | SED | A9D17213 |  |  | 160.69 |  | 1 |  | 6 | ACTI9 IC60 VIGI 2P 13A 30MA C 10KA | Acti9 IC60 RCBO 2P 13A 30mA C 10kA A |  | Acti9 IC60 RCBO 2P 13A 30MA C 10kA A | [8 empty] | 09.07 | 1 | [8 empty] | 1 | 3606481157249 | 0 |  | 233 | 10 | 8 | 4 | 0.32 | 13606481157246 | 6 | 1478 | 25 | 12 | 10 |  | 43606481157247 | 36 | 9479 | 40 | 30 | 30 | [10 empty] | 16 | N | [12 empty] | CUZ | ZZ | 8536201090 | [33 empty] | https://eref.se.com/be/nl/sis-tarif/product/A9D17213 | https://eref.se.com/be/fr/sis-tarif/product/A9D17213
Schneider Electric | Schneider Electric | 01022021 |  | Schneider Electric |  | SED | A9D17216 |  |  | 160.69 |  | 1 |  | 6 | IC60 VIGI 2P 16A 30MA C 10KA | Acti9 IC60 RCBO 2P 16A 30mA C 10kA A |  | Acti9 IC60 RCBO 2P 16A 30MA C 10kA A | [8 empty] | 09.07 | 1 | [8 empty] | 1 | 3606481157256 | 0 |  | 238 | 8 | 10 | 4 | 0.32 | 13606481157253 | 6 | 1496 | 11.2 | 26.6 | 9.6 |  | 43606481157254 | 36 | 9001 | 40 | 30 | 30 |  | 73606481157255 | 288 | 86728 | 80 | 120 | 50 |  |  |  | 2 | Y | [12 empty] | CUZ | ZZ | 8536201090 | [33 empty] | https://eref.se.com/be/nl/sis-tarif/product/A9D17216 | https://eref.se.com/be/fr/sis-tarif/product/A9D17216
Schneider Electric | Schneider Electric | 01022021 |  | Schneider Electric |  | SED | A9D17220 |  |  | 160.69 |  | 1 |  | 6 | IC60 VIGI 2P 20A 30MA C 10KA | Acti9 IC60 RCBO 2P 20A 30mA C 10kA A |  | Acti9 IC60 RCBO 2P 20A 30MA C 10kA A | [8 empty] | 09.07 | 1 | [8 empty] | 1 | 3606481157263 | 0 |  | 234 | 10 | 8 | 4 | 0.32 | 13606481157260 | 6 | 1475 | 25 | 12 | 10 |  | 43606481157261 | 36 | 9869 | 40 | 30 | 30 | [10 empty] | 6 | N | [12 empty] | CUZ | ZZ | 8536201090 | [33 empty] | https://eref.se.com/be/nl/sis-tarif/product/A9D17220 | https://eref.se.com/be/fr/sis-tarif/product/A9D17220
Schneider Electric | Schneider Electric | 01022021 |  | Schneider Electric |  | SED | A9D17225 |  |  | 167.4 |  | 1 |  | 6 | IC60 VIGI 2P 25A 30MA C 10KA | Acti9 IC60 RCBO 2P 25A 30mA C 10kA A |  | Acti9 IC60 RCBO 2P 25A 30MA C 10kA A | [8 empty] | 09.07 | 1 | [8 empty] | 1 | 3606481157270 | 0 |  | 234 | 10 | 8 | 4 | 0.32 | 13606481157277 | 6 | 1475 | 25 | 12 | 10 |  | 43606481157278 | 36 | 9683 | 40 | 30 | 30 | [10 empty] | 6 | N | [12 empty] | CUZ | ZZ | 8536201090 | [33 empty] | https://eref.se.com/be/nl/sis-tarif/product/A9D17225 | https://eref.se.com/be/fr/sis-tarif/product/A9D17225
Schneider Electric | Schneider Electric | 01022021 |  | Schneider Electric |  | SED | A9D17232 |  |  | 167.4 |  | 1 |  | 6 | IC60 VIGI 2P 32A 30MA C 10KA | Acti9 IC60 RCBO 2P 32A 30mA C 10kA A |  | Acti9 IC60 RCBO 2P 32A 30MA C 10kA A | [8 empty] | 09.07 | 1 | [8 empty] | 1 | 3606481157287 | 0 |  | 234 | 10 | 8 | 4 | 0.32 | 13606481157284 | 6 | 1477 | 25 | 12 | 10 |  | 43606481157285 | 36 | 9821 | 40 | 30 | 30 | [10 empty] | 6 | N | [12 empty] | CUZ | ZZ | 8536201090 | [33 empty] | https://eref.se.com/be/nl/sis-tarif/product/A9D17232 | https://eref.se.com/be/fr/sis-tarif/product/A9D17232
Schneider Electric | Schneider Electric | 01022021 |  | Schneider Electric |  | SED | A9D17310 |  |  | 170.37 |  | 1 |  | 4 | IC60 VIGI 3P 10A 30MA C 10KA | Acti9 IC60 RCBO 3P 10A 30mA C 10kA A |  | Acti9 IC60 RCBO 3P 10A 30MA C 10kA A | [8 empty] | 09.07 | 1 | [8 empty] | 1 | 3606481157928 | 0 |  | 325 | 10 | 8 | 6 | 0.48 | 13606481157925 | 4 | 1371 | 25 | 11 | 10 |  | 43606481157926 | 24 | 8869 | 40 | 30 | 30 | [10 empty] | 6 | N | [12 empty] | CUZ | ZZ | 8536201090 | [33 empty] | https://eref.se.com/be/nl/sis-tarif/product/A9D17310 | https://eref.se.com/be/fr/sis-tarif/product/A9D17310
Schneider Electric | Schneider Electric | 01022021 |  | Schneider Electric |  | SED | A9D17313 |  |  | 170.37 |  | 1 |  | 4 | ACTI9 IC60 VIGI 3P 13A 30MA C 10KA | Acti9 IC60 RCBO 3P 13A 30mA C 10kA A |  | Acti9 IC60 RCBO 3P 13A 30MA C 10kA A | [8 empty] | 09.07 | 1 | [8 empty] | 1 | 3606481157935 | 0 |  | 325 | 10 | 8 | 6 | 0.48 | 13606481157932 | 4 | 1372 | 25 | 11 | 10 |  | 43606481157933 | 24 | 8877 | 40 | 30 | 30 | [10 empty] | 6 | N | [12 empty] | CUZ | ZZ | 8536201090 | [33 empty] | https://eref.se.com/be/nl/sis-tarif/product/A9D17313 | https://eref.se.com/be/fr/sis-tarif/product/A9D17313
Schneider Electric | Schneider Electric | 01022021 |  | Schneider Electric |  | SED | A9D17316 |  |  | 170.37 |  | 1 |  | 4 | IC60 VIGI 3P 16A 30MA C 10KA | Acti9 IC60 RCBO 3P 16A 30mA C 10kA A |  | Acti9 IC60 RCBO 3P 16A 30MA C 10kA A | [8 empty] | 09.07 | 1 | [8 empty] | 1 | 3606481157942 | 0 |  | 334 | 10 | 6 | 9 | 0.54 | 13606481157949 | 4 | 1402 | 25 | 11 | 10 |  | 43606481157940 | 24 | 9352 | 40 | 30 | 30 | [10 empty] | 6 | N | [12 empty] | CUZ | ZZ | 8536201090 | [33 empty] | https://eref.se.com/be/nl/sis-tarif/product/A9D17316 | https://eref.se.com/be/fr/sis-tarif/product/A9D17316
Schneider Electric | Schneider Electric | 01022021 |  | Schneider Electric |  | SED | A9D17320 |  |  | 170.37 |  | 1 |  | 4 | IC60 VIGI 3P 20A 30MA C 10KA | Acti9 IC60 RCBO 3P 20A 30mA C 10kA A |  | Acti9 IC60 RCBO 3P 20A 30MA C 10kA A | [8 empty] | 09.07 | 1 | [8 empty] | 1 | 3606481157959 | 0 |  | 339 | 10 | 8 | 6 | 0.48 | 13606481157956 | 4 | 1429 | 25 | 12 | 10 |  | 43606481157957 | 24 | 9214 | 40 | 30 | 30 | [10 empty] | 6 | N | [12 empty] | CUZ | ZZ | 8536201090 | [33 empty] | https://eref.se.com/be/nl/sis-tarif/product/A9D17320 | https://eref.se.com/be/fr/sis-tarif/product/A9D17320
Schneider Electric | Schneider Electric | 01022021 |  | Schneider Electric |  | SED | A9D17325 |  |  | 175.99 |  | 1 |  | 4 | IC60 VIGI 3P 25A 30MA C 10KA | Acti9 IC60 RCBO 3P 25A 30mA C 10kA A |  | Acti9 IC60 RCBO 3P 25A 30MA C 10kA A | [8 empty] | 09.07 | 1 | [8 empty] | 1 | 3606481157966 | 0 |  | 340 | 10 | 6 | 9 | 0.54 | 13606481157963 | 4 | 1432 | 25 | 11 | 10 |  | 43606481157964 | 24 | 9192 | 40 | 30 | 30 | [10 empty] | 6 | N | [12 empty] | CUZ | ZZ | 8536201090 | [33 empty] | https://eref.se.com/be/nl/sis-tarif/product/A9D17325 | https://eref.se.com/be/fr/sis-tarif/product/A9D17325
Schneider Electric | Schneider Electric | 01022021 |  | Schneider Electric |  | SED | A9D17332 |  |  | 175.99 |  | 1 |  | 4 | IC60 VIGI 3P 32A 30MA C 10KA | Acti9 IC60 RCBO 3P 32A 30mA C 10kA A |  | Acti9 IC60 RCBO 3P 32A 30MA C 10kA A | [8 empty] | 09.07 | 1 | [8 empty] | 1 | 3606481157973 | 0 |  | 340 | 10 | 6 | 9 | 0.54 | 13606481157970 | 4 | 1431 | 25 | 12 | 10 |  | 43606481157971 | 24 | 9439 | 40 | 30 | 30 | [10 empty] | 6 | N | [12 empty] | CUZ | ZZ | 8536201090 | [33 empty] | https://eref.se.com/be/nl/sis-tarif/product/A9D17332 | https://eref.se.com/be/fr/sis-tarif/product/A9D17332
Schneider Electric | Schneider Electric | 01022021 |  | Schneider Electric |  | SED | A9D27210 |  |  | 168.51 |  | 1 |  | 6 | IC60 VIGI 2P 10A 30MA C 10KA SI | Acti9 IC60 RCBO 2P 10A 30mA C 10kA SI |  | Acti9 IC60 RCBO 2P 10A 30MA C 10kA SI | [8 empty] | 09.07 | 1 | [8 empty] | 1 | 3606481157416 | 0 |  | 246 | 8 | 10 | 4 | 0.32 | 13606481157413 | 6 | 1496 | 11 | 25 | 10 |  | 43606481157414 | 36 | 9289 | 40 | 30 | 30 | [10 empty] | 6 | N | [12 empty] | CUZ | ZZ | 8536201090 | [33 empty] | https://eref.se.com/be/nl/sis-tarif/product/A9D27210 | https://eref.se.com/be/fr/sis-tarif/product/A9D27210
Schneider Electric | Schneider Electric | 01022021 |  | Schneider Electric |  | SED | A9D27213 |  |  | 168.51 |  | 1 |  | 6 | ACTI9 IC60 VIGI 2P 13A 30MA C 10KA SI | Acti9 IC60 RCBO 2P 13A 30mA C 10kA SI |  | Acti9 IC60 RCBO 2P 13A 30MA C 10kA SI | [8 empty] | 09.07 | 1 | [8 empty] | 1 | 3606481157423 | 0 |  | 237 | 10 | 8 | 4 | 0.32 | 13606481157420 | 6 | 1497 | 25 | 12 | 10 |  | 43606481157421 | 36 | 9695 | 40 | 30 | 30 | [10 empty] | 2 | Y | [12 empty] | CUZ | ZZ | 8536201090 | [33 empty] | https://eref.se.com/be/nl/sis-tarif/product/A9D27213 | https://eref.se.com/be/fr/sis-tarif/product/A9D27213
Schneider Electric | Schneider Electric | 01022021 |  | Schneider Electric |  | SED | A9D27216 |  |  | 168.51 |  | 1 |  | 6 | IC60 VIGI 2P 16A 30MA C 10KA SI | Acti9 IC60 RCBO 2P 16A 30mA C 10kA SI |  | Acti9 IC60 RCBO 2P 16A 30MA C 10kA SI | [8 empty] | 09.07 | 1 | [8 empty] | 1 | 3606481157430 | 0 |  | 242 | 10 | 8 | 4 | 0.32 | 13606481157437 | 6 | 1520 | 25 | 11 | 10 |  | 43606481157438 | 36 | 10064 | 40 | 30 | 30 | [10 empty] | 2 | Y | [12 empty] | CUZ | ZZ | 8536201090 | [33 empty] | https://eref.se.com/be/nl/sis-tarif/product/A9D27216 | https://eref.se.com/be/fr/sis-tarif/product/A9D27216
Schneider Electric | Schneider Electric | 01022021 |  | Schneider Electric |  | SED | A9D27220 |  |  | 168.51 |  | 1 |  | 6 | IC60 VIGI 2P 20A 30MA C 10KA SI | Acti9 IC60 RCBO 2P 20A 30mA C 10kA SI |  | Acti9 IC60 RCBO 2P 20A 30MA C 10kA SI | [8 empty] | 09.07 | 1 | [8 empty] | 1 | 3606481157447 | 0 |  | 246 | 10 | 8 | 4 | 0.32 | 13606481157444 | 6 | 1545 | 25 | 11 | 10 |  | 43606481157445 | 36 | 9882 | 40 | 30 | 30 | [10 empty] | 6 | N | [12 empty] | CUZ | ZZ | 8536201090 | [33 empty] | https://eref.se.com/be/nl/sis-tarif/product/A9D27220 | https://eref.se.com/be/fr/sis-tarif/product/A9D27220
Schneider Electric | Schneider Electric | 01022021 |  | Schneider Electric |  | SED | A9D27225 |  |  | 176.32 |  | 1 |  | 6 | IC60 VIGI 2P 25A 30MA C 10KA SI | Acti9 IC60 RCBO 2P 25A 30mA C 10kA SI |  | Acti9 IC60 RCBO 2P 25A 30MA C 10kA SI | [8 empty] | 09.07 | 1 | [8 empty] | 1 | 3606481157454 | 0 |  | 248 | 10 | 8 | 4 | 0.32 | 13606481157451 | 6 | 1550 | 25 | 11 | 10 |  | 43606481157452 | 36 | 9856 | 40 | 30 | 30 | [10 empty] | 6 | N | [12 empty] | CUZ | ZZ | 8536201090 | [33 empty] | https://eref.se.com/be/nl/sis-tarif/product/A9D27225 | https://eref.se.com/be/fr/sis-tarif/product/A9D27225
Schneider Electric | Schneider Electric | 01022021 |  | Schneider Electric |  | SED | A9D27232 |  |  | 176.32 |  | 1 |  | 6 | IC60 VIGI 2P 32A 30MA C 10KA SI | Acti9 IC60 RCBO 2P 32A 30mA C 10kA SI |  | Acti9 IC60 RCBO 2P 32A 30MA C 10kA SI | [8 empty] | 09.07 | 1 | [8 empty] | 1 | 3606481157461 | 0 |  | 246 | 10 | 8 | 4 | 0.32 | 13606481157468 | 6 | 1550 | 25 | 11 | 10 |  | 43606481157469 | 18 | 4960 | 40 | 30 | 30 | [10 empty] | 6 | N | [12 empty] | CUZ | ZZ | 8536201090 | [33 empty] | https://eref.se.com/be/nl/sis-tarif/product/A9D27232 | https://eref.se.com/be/fr/sis-tarif/product/A9D27232
Schneider Electric | Schneider Electric | 01022021 |  | Schneider Electric |  | SED | A9D32606 |  |  | 133.91 |  | 1 |  | 6 | iDPN N VIGI 1P+N C6 30MA A | IDPN N VIGI 6A C 30MA A-TYPE DISJONCTEUR |  | ACTI 9 IDPN N VIGI C 6A 1PPN 30MA A 6000 | [8 empty] | 09.07 | 1 | [8 empty] | 1 | 3606480472046 | 0 |  | 217 | 10 | 8 | 4 | 0.32 | 13606480472043 | 6 | 1366 | 25.5 | 11 | 10 |  | 43606480472044 | 54 | 12842 | 40 | 30 | 30 | [10 empty] | 2 | Y | [12 empty] | CUZ | ZZ | 8536201090 | [14 empty] | aardlekschakelaar - iDPN N Vigi - 1P + N - 6A - 30mA klasse A | disjoncteur différentiel - iDPN N Vigi - 1P + N - 6 A - 30 mA - classe A | [17 empty] | https://eref.se.com/be/nl/sis-tarif/product/A9D32606 | https://eref.se.com/be/fr/sis-tarif/product/A9D32606
Schneider Electric | Schneider Electric | 01022021 |  | Schneider Electric |  | SED | A9D32610 |  |  | 133.91 |  | 1 |  | 6 | iDPN N VIGI 1P+N C10 30MA A | IDPN N VIGI 10A C 30MA A-TYPE DISJONCTEU |  | ACTI 9 IDPN N VIGI C 10A 1PPN 30MA A 600 | [8 empty] | 09.07 | 1 | [8 empty] | 1 | 3606480472053 | 0 |  | 220 | 10 | 4 | 8 | 0.32 | 13606480472050 | 6 | 1388 | 10.6 | 25.5 | 9 |  | 43606480472051 | 54 | 12979 | 40 | 30 | 30 | [10 empty] | 2 | Y | [12 empty] | CUZ | ZZ | 8536201090 | [14 empty] | aardlekschakelaar - iDPN N Vigi - 1P + N - 10A - 30mA klasse A | disjoncteur différentiel - iDPN N Vigi - 1P + N - 10 A - 30 mA - classe A | [17 empty] | https://eref.se.com/be/nl/sis-tarif/product/A9D32610 | https://eref.se.com/be/fr/sis-tarif/product/A9D32610
Schneider Electric | Schneider Electric | 01022021 |  | Schneider Electric |  | SED | A9D32613 |  |  | 133.91 |  | 1 |  | 6 | A9 iDPN N VIGI 13A C 30 mA Type A 6kA | IDPN N VIGI 13A C 30MA A-TYPE DISJONCTEU |  | ACTI 9 IDPN N VIGI C 13A 1PPN 30MA A 600 | [8 empty] | 09.07 | 1 | [8 empty] | 1 | 3606480472060 | 0 |  | 223 | 10 | 4 | 8 | 0.32 | 13606480472067 | 6 | 1390 | 11 | 25.5 | 9 |  | 43606480472068 | 54 | 12997 | 40 | 30 | 30 | [10 empty] | 2 | Y | [12 empty] | CUZ | ZZ | 8536201090 | [14 empty] | aardlekschakelaar - iDPN N Vigi - 1P + N - 13A - 30mA klasse A | disjoncteur différentiel - iDPN N Vigi - 1P + N - 13 A - 30 mA - classe A | [17 empty] | https://eref.se.com/be/nl/sis-tarif/product/A9D32613 | https://eref.se.com/be/fr/sis-tarif/product/A9D32613
Schneider Electric | Schneider Electric | 01022021 |  | Schneider Electric |  | SED | A9D32616 |  |  | 133.91 |  | 1 |  | 6 | iDPN N VIGI 1P+N C16 30mA A | IDPN N VIGI 16A C 30MA A-TYPE DISJONCTEU |  | Acti9 IDPN N VIGI C 16A 1PN 30MA A | [8 empty] | 09.07 | 1 | [8 empty] | 1 | 3606480472077 | 0 |  | 221 | 10 | 9 | 4 | 0.36 | 13606480472074 | 6 | 1372 | 25.5 | 10.7 | 9 |  | 43606480472075 | 54 | 12805 | 40 | 30 | 30 | [10 empty] | 2 | Y | [12 empty] | CUZ | ZZ | 8536201090 | [14 empty] | aardlekschakelaar - iDPN N Vigi - 1P + N - 16A - 30mA klasse A | disjoncteur différentiel - iDPN N Vigi - 1P + N - 16 A - 30 mA - classe A | [17 empty] | https://eref.se.com/be/nl/sis-tarif/product/A9D32616 | https://eref.se.com/be/fr/sis-tarif/product/A9D32616
Schneider Electric | Schneider Electric | 01022021 |  | Schneider Electric |  | SED | A9D32620 |  |  | 133.91 |  | 1 |  | 6 | iDPN N VIGI 1P+N C20 30mA A | IDPN N VIGI 20A C 30MA A-TYPE DISJONCTEU |  | IDPN N VIGI 20A C 30MA A-TYPE RESIDUAL C | [8 empty] | 09.07 | 1 | [8 empty] | 1 | 3606480472084 | 0 |  | 220 | 10 | 9 | 4 | 0.36 | 13606480472081 | 6 | 1389 | 25.5 | 10.7 | 9 |  | 43606480472082 | 54 | 12859 | 40 | 30 | 30 | [10 empty] | 2 | Y | [12 empty] | CUZ | ZZ | 8536201090 | [14 empty] | aardlekschakelaar - iDPN N Vigi - 1P + N - 20A - 30mA klasse A | disjoncteur différentiel - iDPN N Vigi - 1P + N - 20 A - 30 mA - classe A | [17 empty] | https://eref.se.com/be/nl/sis-tarif/product/A9D32620 | https://eref.se.com/be/fr/sis-tarif/product/A9D32620
Schneider Electric | Schneider Electric | 01022021 |  | Schneider Electric |  | SED | A9D32625 |  |  | 139.51 |  | 1 |  | 6 | iDPN N VIGI 1P+N C25 30MA A | IDPN N VIGI 25A C 30MA A-TYPE DISJONCTEU |  | Acti9 IDPN N VIGI C 25A 1PPN 30MA A | [8 empty] | 09.07 | 1 | [8 empty] | 1 | 3606480472091 | 0 |  | 221 | 10 | 4 | 8 | 0.32 | 13606480472098 | 6 | 1395 | 25.5 | 11 | 9 |  | 43606480472099 | 54 | 13042 | 40 | 30 | 30 | [10 empty] | 6 | N | [12 empty] | CUZ | ZZ | 8536201090 | [14 empty] | aardlekschakelaar - iDPN N Vigi - 1P + N - 25A - 30mA klasse A | disjoncteur différentiel - iDPN N Vigi - 1P + N - 25 A - 30 mA - classe A | [17 empty] | https://eref.se.com/be/nl/sis-tarif/product/A9D32625 | https://eref.se.com/be/fr/sis-tarif/product/A9D32625
Schneider Electric | Schneider Electric | 01022021 |  | Schneider Electric |  | SED | A9D32632 |  |  | 139.51 |  | 1 |  | 6 | iDPN N VIGI 1P+N C32 30MA A | IDPN N VIGI 32A C 30MA A-TYPE DISJONCTEU |  | Acti9 IDPN N VIGI C 32A 1PPN 30MA A | [8 empty] | 09.07 | 1 | [8 empty] | 1 | 3606480472107 | 0 |  | 225 | 10 | 8 | 4 | 0.32 | 13606480472104 | 6 | 1400 | 25.5 | 11 | 9 |  | 43606480472105 | 54 | 13217 | 40 | 30 | 30 | [10 empty] | 6 | N | [12 empty] | CUZ | ZZ | 8536201090 | [14 empty] | aardlekschakelaar - iDPN N Vigi - 1P + N - 32A - 30mA klasse A | disjoncteur différentiel - iDPN N Vigi - 1P + N - 32 A - 30 mA - classe A | [17 empty] | https://eref.se.com/be/nl/sis-tarif/product/A9D32632 | https://eref.se.com/be/fr/sis-tarif/product/A9D32632
Schneider Electric | Schneider Electric | 01022021 |  | Schneider Electric |  | SED | A9D32640 |  |  | 139.51 |  | 1 |  | 6 | iDPN N VIGI 1P+N C40 30MA A | IDPN N VIGI 40A C 30MA A-TYPE DISJONCTEU |  | Acti9 IDPN N VIGI C 40A 1PPN 30MA A | [8 empty] | 09.07 | 1 | [8 empty] | 1 | 3606480472114 | 0 |  | 224 | 10 | 4 | 9 | 0.36 | 13606480472111 | 6 | 1409 | 25 | 11 | 9 |  | 43606480472112 | 54 | 13168 | 40 | 30 | 30 | [10 empty] | 6 | N | [12 empty] | CUZ | ZZ | 8536201090 | [14 empty] | aardlekschakelaar - iDPN N Vigi - 1P + N - 40A - 30mA klasse A | disjoncteur différentiel - iDPN N Vigi - 1P + N - 40 A - 30 mA - classe A | [17 empty] | https://eref.se.com/be/nl/sis-tarif/product/A9D32640 | https://eref.se.com/be/fr/sis-tarif/product/A9D32640
Schneider Electric | Schneider Electric | 01022021 |  | Schneider Electric |  | SED | A9D33606 |  |  | 140.61 |  | 1 |  | 6 | iDPN N VIGI 1P+N C6 30MA A SI | IDPN N VIGI 6A C 30MA SI-TYPE DISJONCTEU |  | Acti9 IDPN N VIGI C 6A 1PPN 30MA SI | [8 empty] | 09.07 | 1 | [8 empty] | 1 | 3606480472121 | 0 |  | 212 | 10 | 8 | 4 | 0.32 | 13606480472128 | 6 | 1333 | 25.5 | 11 | 9 |  | 43606480472129 | 54 | 12484 | 40 | 30 | 30 | [10 empty] | 6 | N | [12 empty] | CUZ | ZZ | 8536201090 | [14 empty] | aardlekschakelaar - iDPN N Vigi - 1P + N - 6A - 30mA klasse SI | disjoncteur différentiel - iDPN N Vigi - 1P + N - 6 A - 30 mA - classe SI | [17 empty] | https://eref.se.com/be/nl/sis-tarif/product/A9D33606 | https://eref.se.com/be/fr/sis-tarif/product/A9D33606
Schneider Electric | Schneider Electric | 01022021 |  | Schneider Electric |  | SED | A9D33610 |  |  | 140.61 |  | 1 |  | 6 | iDPN N VIGI 1P+N C10 30MA A SI | IDPN N VIGI 10A C 30MA SI-TYPE DISJONCTE |  | ACTI 9 IDPN N VIGI C 10A 1PPN 30MA SI 60 | [8 empty] | 09.07 | 1 | [8 empty] | 1 | 3606480472138 | 0 |  | 215 | 10 | 9 | 4 | 0.36 | 13606480472135 | 6 | 1353 | 25.5 | 10.7 | 9 |  | 43606480472136 | 54 | 12664 | 40 | 30 | 30 | [10 empty] | 6 | N | [12 empty] | CUZ | ZZ | 8536201090 | [14 empty] | aardlekschakelaar - iDPN N Vigi - 1P + N - 10A - 30mA klasse SI | disjoncteur différentiel - iDPN N Vigi - 1P + N - 10 A - 30 mA - classe SI | [17 empty] | https://eref.se.com/be/nl/sis-tarif/product/A9D33610 | https://eref.se.com/be/fr/sis-tarif/product/A9D33610
Schneider Electric | Schneider Electric | 01022021 |  | Schneider Electric |  | SED | A9D33613 |  |  | 140.61 |  | 1 |  | 6 | A9 iDPN N VIGI 13A C 30 mA Type Asi 6kA | IDPN N VIGI 13A C 30MA SI-TYPE DISJONCTE |  | IDPN N VIGI 13A C 30MA SI-TYPE RESIDUAL | [8 empty] | 09.07 | 1 | [8 empty] | 1 | 3606480472145 | 0 |  | 216 | 10 | 9 | 4 | 0.36 | 13606480472142 | 6 | 1353 | 25.5 | 10.7 | 9 |  | 43606480472143 | 54 | 12555 | 40 | 30 | 30 | [10 empty] | 6 | N | [12 empty] | CUZ | ZZ | 8536201090 | [14 empty] | aardlekschakelaar - iDPN N Vigi - 1P + N - 13A - 30mA klasse SI | disjoncteur différentiel - iDPN N Vigi - 1P + N - 13 A - 30 mA - classe SI | [17 empty] | https://eref.se.com/be/nl/sis-tarif/product/A9D33613 | https://eref.se.com/be/fr/sis-tarif/product/A9D33613
Schneider Electric | Schneider Electric | 01022021 |  | Schneider Electric |  | SED | A9D33616 |  |  | 140.61 |  | 1 |  | 6 | iDPN N VIGI 1P+N C16 30mA A SI | IDPN N VIGI 16A C 30MA SI-TYPE DISJONCTE |  | Acti9 IDPN N VIGI C 16A 1PPN 30MA SI | [8 empty] | 09.07 | 1 | [8 empty] | 1 | 3606480472152 | 0 |  | 215 | 10 | 8 | 4 | 0.32 | 13606480472159 | 6 | 1353 | 25.5 | 10.6 | 9 |  | 43606480472150 | 54 | 12443 | 40 | 30 | 30 | [10 empty] | 6 | N | [12 empty] | CUZ | ZZ | 8536201090 | [14 empty] | aardlekschakelaar - iDPN N Vigi - 1P + N - 16A - 30mA klasse SI | disjoncteur différentiel - iDPN N Vigi - 1P + N - 16 A - 30 mA - classe SI | [17 empty] | https://eref.se.com/be/nl/sis-tarif/product/A9D33616 | https://eref.se.com/be/fr/sis-tarif/product/A9D33616
Schneider Electric | Schneider Electric | 01022021 |  | Schneider Electric |  | SED | A9D33620 |  |  | 140.61 |  | 1 |  | 6 | iDPN N VIGI 1P+N C20 30mA A SI | IDPN N VIGI 20A C 30MA SI-TYPE DISJONCTE |  | Acti9 IDPN N VIGI C 20A 1PPN 30MA SI | [8 empty] | 09.07 | 1 | [8 empty] | 1 | 3606480472169 | 0 |  | 215 | 10 | 8 | 4 | 0.32 | 13606480472166 | 6 | 1359 | 25.5 | 10.8 | 9.2 |  | 43606480472167 | 54 | 12718 | 40 | 30 | 30 | [10 empty] | 6 | N | [12 empty] | CUZ | ZZ | 8536201090 | [14 empty] | aardlekschakelaar - iDPN N Vigi - 1P + N - 20A - 30mA klasse SI | disjoncteur différentiel - iDPN N Vigi - 1P + N - 20 A - 30 mA - classe SI | [17 empty] | https://eref.se.com/be/nl/sis-tarif/product/A9D33620 | https://eref.se.com/be/fr/sis-tarif/product/A9D33620
Schneider Electric | Schneider Electric | 01022021 |  | Schneider Electric |  | SED | A9D33625 |  |  | 147.31 |  | 1 |  | 6 | iDPN N VIGI 1P+N C25 30MA A SI | IDPN N VIGI 25A C 30MA SI-TYPE DISJONCTE |  | ACTI 9 IDPN N VIGI C 25A 1PPN 30MA SI 60 | [8 empty] | 09.07 | 1 | [8 empty] | 1 | 3606480472176 | 0 |  | 218 | 10 | 8 | 4 | 0.32 | 13606480472173 | 6 | 1430 | 25.5 | 9 | 10 |  | 43606480472174 | 54 | 13357 | 40 | 30 | 30 | [10 empty] | 12 | N | [12 empty] | CUZ | ZZ | 8536201090 | [14 empty] | aardlekschakelaar - iDPN N Vigi - 1P + N - 25A - 30mA klasse SI | disjoncteur différentiel - iDPN N Vigi - 1P + N - 25 A - 30 mA - classe SI | [17 empty] | https://eref.se.com/be/nl/sis-tarif/product/A9D33625 | https://eref.se.com/be/fr/sis-tarif/product/A9D33625
Schneider Electric | Schneider Electric | 01022021 |  | Schneider Electric |  | SED | A9D33632 |  |  | 147.31 |  | 1 |  | 6 | iDPN N VIGI 1P+N C32 30MA A SI | IDPN N VIGI 32A C 30MA SI-TYPE DISJONCTE |  | ACTI 9 IDPN N VIGI C 32A 1PPN 30MA SI 60 | [8 empty] | 09.07 | 1 | [8 empty] | 1 | 3606480472183 | 0 |  | 221 | 10 | 8 | 4 | 0.32 | 13606480472180 | 6 | 1391 | 25.5 | 10.5 | 9.5 |  | 43606480472181 | 54 | 12931 | 40 | 30 | 30 | [10 empty] | 12 | N | [12 empty] | CUZ | ZZ | 8536201090 | [14 empty] | aardlekschakelaar - iDPN N Vigi - 1P + N - 32A - 30mA klasse SI | disjoncteur différentiel - iDPN N Vigi - 1P + N - 32 A - 30 mA - classe SI | [17 empty] | https://eref.se.com/be/nl/sis-tarif/product/A9D33632 | https://eref.se.com/be/fr/sis-tarif/product/A9D33632
Schneider Electric | Schneider Electric | 01022021 |  | Schneider Electric |  | SED | A9D33640 |  |  | 147.31 |  | 1 |  | 6 | iDPN N VIGI 1P+N C40 30MA A SI | IDPN N VIGI 40A C 30MA SI-TYPE DISJONCTE |  | Acti9 IDPN N VIGI C 40A 1PPN 30MA SI | [8 empty] | 09.07 | 1 | [8 empty] | 1 | 3606480472190 | 0 |  | 220 | 10 | 8 | 4 | 0.32 | 13606480472197 | 6 | 1430 | 25.5 | 9 | 10 |  | 43606480472198 | 54 | 13357 | 40 | 30 | 30 | [10 empty] | 9 | N | [12 empty] | CUZ | ZZ | 8536201090 | [14 empty] | aardlekschakelaar - iDPN N Vigi - 1P + N - 40A - 30mA klasse SI | disjoncteur différentiel - iDPN N Vigi - 1P + N - 40 A - 30 mA - classe SI | [17 empty] | https://eref.se.com/be/nl/sis-tarif/product/A9D33640 | https://eref.se.com/be/fr/sis-tarif/product/A9D33640
Schneider Electric | Schneider Electric | 01022021 |  | Schneider Electric |  | SED | A9D37210 |  |  | 184.14 |  | 1 |  | 6 | IC60 VIGI 2P 10A 30MA B 10KA | Acti9 IC60 RCBO 2P 10A 30mA B 10kA A |  | Acti9 IC60 RCBO 2P 10A 30MA B 10kA A | [8 empty] | 09.07 | 1 | [8 empty] | 1 | 3606481157157 | 0 |  | 225 | 10 | 4 | 8 | 0.32 | 13606481157154 | 6 | 1421 | 25 | 10 | 11 |  | 43606481157155 | 36 | 8967 | 40 | 30 | 30 |  | 73606481157156 | 288 | 83736 | 120 | 80 | 50 |  |  |  | 6 | N | [12 empty] | CUZ | ZZ | 8536201090 | [33 empty] | https://eref.se.com/be/nl/sis-tarif/product/A9D37210 | https://eref.se.com/be/fr/sis-tarif/product/A9D37210
Schneider Electric | Schneider Electric | 01022021 |  | Schneider Electric |  | SED | A9D37213 |  |  | 184.14 |  | 1 |  | 6 | ACTI9 IC60 VIGI 2P 13A 30MA B 10KA | Acti9 IC60 RCBO 2P 13A 30mA B 10kA A |  | Acti9 IC60 RCBO 2P 13A 30MA B 10kA A | [8 empty] | 09.07 | 1 | [8 empty] | 1 | 3606481157164 | 0 |  | 224 | 10 | 8 | 4 | 0.32 | 13606481157161 | 6 | 1419 | 25 | 12 | 10 |  | 43606481157162 | 36 | 9504 | 40 | 30 | 30 | [10 empty] | 6 | N | [12 empty] | CUZ | ZZ | 8536201090 | [33 empty] | https://eref.se.com/be/nl/sis-tarif/product/A9D37213 | https://eref.se.com/be/fr/sis-tarif/product/A9D37213
Schneider Electric | Schneider Electric | 01022021 |  | Schneider Electric |  | SED | A9D37216 |  |  | 184.14 |  | 1 |  | 6 | IC60 VIGI 2P 16A 30MA B 10KA | Acti9 IC60 RCBO 2P 16A 30mA B 10kA A |  | Acti9 IC60 RCBO 2P 16A 30MA B 10kA A | [8 empty] | 09.07 | 1 | [8 empty] | 1 | 3606481157171 | 0 |  | 236 | 8 | 11 | 4 | 0.352 | 13606481157178 | 6 | 1438 | 11.5 | 24.8 | 9.8 |  | 43606481157179 | 36 | 8929 | 40 | 30 | 30 |  | 73606481157170 | 288 | 86728 | 80 | 120 | 50 |  |  |  | 2 | Y | [12 empty] | CUZ | ZZ | 8536201090 | [33 empty] | https://eref.se.com/be/nl/sis-tarif/product/A9D37216 | https://eref.se.com/be/fr/sis-tarif/product/A9D37216
Schneider Electric | Schneider Electric | 01022021 |  | Schneider Electric |  | SED | A9D37220 |  |  | 184.14 |  | 1 |  | 6 | IC60 VIGI 2P 20A 30MA B 10KA | Acti9 IC60 RCBO 2P 20A 30mA B 10kA A |  | Acti9 IC60 RCBO 2P 20A 30MA B 10kA A | [8 empty] | 09.07 | 1 | [8 empty] | 1 | 3606481157188 | 0 |  | 236 | 10 | 8 | 4 | 0.32 | 13606481157185 | 6 | 1482 | 25 | 10 | 12 |  | 43606481157186 | 36 | 9853 | 40 | 30 | 30 | [10 empty] | 6 | N | [12 empty] | CUZ | ZZ | 8536201090 | [33 empty] | https://eref.se.com/be/nl/sis-tarif/product/A9D37220 | https://eref.se.com/be/fr/sis-tarif/product/A9D37220
Schneider Electric | Schneider Electric | 01022021 |  | Schneider Electric |  | SED | A9D37225 |  |  | 190.84 |  | 1 |  | 6 | IC60 VIGI 2P 25A 30MA B 10KA | Acti9 IC60 RCBO 2P 25A 30mA B 10kA A |  | Acti9 IC60 RCBO 2P 25A 30MA B 10kA A | [8 empty] | 09.07 | 1 | [8 empty] | 1 | 3606481157195 | 0 |  | 234 | 10 | 8 | 4 | 0.32 | 13606481157192 | 6 | 1476 | 25 | 12 | 10 |  | 43606481157193 | 36 | 9845 | 40 | 30 | 30 | [10 empty] | 6 | N | [12 empty] | CUZ | ZZ | 8536201090 | [33 empty] | https://eref.se.com/be/nl/sis-tarif/product/A9D37225 | https://eref.se.com/be/fr/sis-tarif/product/A9D37225
Schneider Electric | Schneider Electric | 01022021 |  | Schneider Electric |  | SED | A9D37232 |  |  | 190.84 |  | 1 |  | 6 | IC60 VIGI 2P 32A 30MA B 10KA | Acti9 IC60 RCBO 2P 32A 30mA B 10kA A |  | Acti9 IC60 RCBO 2P 32A 30MA B 10kA A | [8 empty] | 09.07 | 1 | [8 empty] | 1 | 3606481157201 | 0 |  | 234 | 10 | 8 | 4 | 0.32 | 13606481157208 | 6 | 1475 | 25 | 11 | 10 |  | 43606481157209 | 36 | 9369 | 40 | 30 | 30 | [10 empty] | 6 | N | [12 empty] | CUZ | ZZ | 8536201090 | [33 empty] | https://eref.se.com/be/nl/sis-tarif/product/A9D37232 | https://eref.se.com/be/fr/sis-tarif/product/A9D37232
Schneider Electric | Schneider Electric | 01022021 |  | Schneider Electric |  | SED | A9D37606 |  |  | 160.69 |  | 1 |  | 6 | IDPN H VIGI 1P+N C6 30MA A | IDPN H VIGI 6A C 30MA A-TYPE DISJONCTEUR |  | Acti9 IDPN H VIGI C 6A 1PPN 30MA A | [8 empty] | 09.07 | 1 | [8 empty] | 1 | 3606480484346 | 0 |  | 217 | 10 | 8 | 4 | 0.32 | 13606480484343 | 6 | 1372 | 25.5 | 10.6 | 9 |  | 43606480484344 | 54 | 12866 | 40 | 30 | 30 | [10 empty] | 2 | Y | [12 empty] | CUZ | ZZ | 8536201090 | [14 empty] | aardlekschakelaar - iDPN H Vigi - 1P + N - 6A - 30mA klasse A | disjoncteur différentiel - iDPN H Vigi - 1P + N - 6 A - 30 mA - classe A | [17 empty] | https://eref.se.com/be/nl/sis-tarif/product/A9D37606 | https://eref.se.com/be/fr/sis-tarif/product/A9D37606
Schneider Electric | Schneider Electric | 01022021 |  | Schneider Electric |  | SED | A9D37610 |  |  | 160.69 |  | 1 |  | 6 | IDPN H VIGI 1P+N C10 30MA A | IDPN H VIGI 10A C 30MA A-TYPE DISJONCTEU |  | ACTI 9 IDPN H VIGI C 10A 1PPN 30MA A 100 | [8 empty] | 09.07 | 1 | [8 empty] | 1 | 3606480484353 | 0 |  | 220 | 10 | 8 | 4 | 0.32 | 13606480484350 | 6 | 1414 | 25.5 | 11 | 9 |  | 43606480484351 | 54 | 12722 | 40 | 30 | 30 | [10 empty] | 2 | Y | [12 empty] | CUZ | ZZ | 8536201090 | [14 empty] | aardlekschakelaar - iDPN H Vigi - 1P + N - 10A - 30mA klasse A | disjoncteur différentiel - iDPN H Vigi - 1P + N - 10 A - 30 mA - classe A | [17 empty] | https://eref.se.com/be/nl/sis-tarif/product/A9D37610 | https://eref.se.com/be/fr/sis-tarif/product/A9D37610
Schneider Electric | Schneider Electric | 01022021 |  | Schneider Electric |  | SED | A9D37616 |  |  | 160.69 |  | 1 |  | 6 | IDPN H VIGI 1P+N C16 30MA A | IDPN H VIGI 16A C 30MA A-TYPE DISJONCTEU |  | ACTI 9 IDPN H VIGI C 16A 1PPN 30MA A 100 | [8 empty] | 09.07 | 1 | [8 empty] | 1 | 3606480484360 | 0 |  | 220 | 10 | 9 | 4 | 0.36 | 13606480484367 | 6 | 1390 | 25.5 | 10.7 | 9.1 |  | 43606480484368 | 54 | 12818 | 40 | 30 | 30 | [10 empty] | 2 | Y | [12 empty] | CUZ | ZZ | 8536201090 | [14 empty] | aardlekschakelaar - iDPN H Vigi - 1P + N - 16A - 30mA klasse A | disjoncteur différentiel - iDPN H Vigi - 1P + N - 16 A - 30 mA - classe A | [17 empty] | https://eref.se.com/be/nl/sis-tarif/product/A9D37616 | https://eref.se.com/be/fr/sis-tarif/product/A9D37616
Schneider Electric | Schneider Electric | 01022021 |  | Schneider Electric |  | SED | A9D37620 |  |  | 160.69 |  | 1 |  | 6 | IDPN H VIGI 1P+N C20 30MA A | IDPN H VIGI 20A C 30MA A-TYPE DISJONCTEU |  | Acti9 IDPN H VIGI C 20A 1PPN 30MA A | [8 empty] | 09.07 | 1 | [8 empty] | 1 | 3606480484377 | 0 |  | 220 | 10 | 9 | 4 | 0.36 | 13606480484374 | 6 | 1389 | 25.5 | 10.7 | 9 |  | 43606480484375 | 54 | 13050 | 40 | 30 | 30 | [10 empty] | 2 | Y | [12 empty] | CUZ | ZZ | 8536201090 | [14 empty] | aardlekschakelaar - iDPN H Vigi - 1P + N - 20A - 30mA klasse A | disjoncteur différentiel - iDPN H Vigi - 1P + N - 20 A - 30 mA - classe A | [17 empty] | https://eref.se.com/be/nl/sis-tarif/product/A9D37620 | https://eref.se.com/be/fr/sis-tarif/product/A9D37620
Schneider Electric | Schneider Electric | 01022021 |  | Schneider Electric |  | SED | A9D37625 |  |  | 167.4 |  | 1 |  | 6 | IDPN H VIGI 1P+N C25 30MA A | IDPN H VIGI 25A C 30MA A-TYPE DISJONCTEU |  | Acti9 IDPN H VIGI C 25A 1PPN 30MA A | [8 empty] | 09.07 | 1 | [8 empty] | 1 | 3606480484384 | 0 |  | 223 | 10 | 8 | 4 | 0.32 | 13606480484381 | 6 | 1402 | 25 | 10.5 | 9 |  | 43606480484382 | 54 | 13067 | 40 | 30 | 30 | [10 empty] | 14 | N | [12 empty] | CUZ | ZZ | 8536201090 | [14 empty] | aardlekschakelaar - iDPN H Vigi - 1P + N - 25A - 30mA klasse A | disjoncteur différentiel - iDPN H Vigi - 1P + N - 25 A - 30 mA - classe A | [17 empty] | https://eref.se.com/be/nl/sis-tarif/product/A9D37625 | https://eref.se.com/be/fr/sis-tarif/product/A9D37625
Schneider Electric | Schneider Electric | 01022021 |  | Schneider Electric |  | SED | A9D37632 |  |  | 167.4 |  | 1 |  | 6 | IDPN H VIGI 1P+N C32 30MA A | IDPN H VIGI 32A C 30MA A-TYPE DISJONCTEU |  | Acti9 IDPN H VIGI C 32A 1PPN 30MA A | [8 empty] | 09.07 | 1 | [8 empty] | 1 | 3606480484391 | 0 |  | 200 | 8 | 4 | 10 | 0.32 | 13606480484398 | 6 | 1430 | 9 | 25.5 | 10 |  | 43606480484399 | 54 | 13357 | 40 | 30 | 30 | [10 empty] | 6 | N | [12 empty] | CUZ | ZZ | 8536201090 | [14 empty] | aardlekschakelaar - iDPN H Vigi - 1P + N - 32A - 30mA klasse A | disjoncteur différentiel - iDPN H Vigi - 1P + N - 32 A - 30 mA - classe A | [17 empty] | https://eref.se.com/be/nl/sis-tarif/product/A9D37632 | https://eref.se.com/be/fr/sis-tarif/product/A9D37632
Schneider Electric | Schneider Electric | 01022021 |  | Schneider Electric |  | SED | A9D38606 |  |  | 168.51 |  | 1 |  | 6 | IDPN H VIGI 1P+N C6 30MA A SI | IDPN H VIGI 6A C 30MA SI-TYPE DISJONCTEU |  | Acti9 IDPN H VIGI C 6A 1PPN 30MA SI | [8 empty] | 09.07 | 1 | [8 empty] | 1 | 3606480484407 | 0 |  | 213 | 10 | 8 | 4 | 0.32 | 13606480484404 | 6 | 1347 | 25.5 | 10.5 | 9.5 |  | 43606480484405 | 54 | 12542 | 40 | 30 | 30 | [10 empty] | 9 | N | [12 empty] | CUZ | ZZ | 8536201090 | [14 empty] | aardlekschakelaar - iDPN H Vigi - 1P + N - 6A - 30mA klasse SI | disjoncteur différentiel - iDPN H Vigi - 1P + N - 6 A - 30 mA - classe SI | [17 empty] | https://eref.se.com/be/nl/sis-tarif/product/A9D38606 | https://eref.se.com/be/fr/sis-tarif/product/A9D38606
Schneider Electric | Schneider Electric | 01022021 |  | Schneider Electric |  | SED | A9D38610 |  |  | 168.51 |  | 1 |  | 6 | IDPN H VIGI 1P+N C10 30MA A SI | IDPN H VIGI 10A C 30MA SI-TYPE DISJONCTE |  | Acti9 IDPN H VIGI C 10A 1PPN 30MA SI | [8 empty] | 09.07 | 1 | [8 empty] | 1 | 3606480484414 | 0 |  | 200 | 8 | 4 | 10 | 0.32 | 13606480484411 | 6 | 1430 | 25.5 | 9 | 10 |  | 43606480484412 | 54 | 13357 | 40 | 30 | 30 | [10 empty] | 2 | Y | [12 empty] | CUZ | ZZ | 8536201090 | [14 empty] | aardlekschakelaar - iDPN H Vigi - 1P + N - 10A - 30mA klasse SI | disjoncteur différentiel - iDPN H Vigi - 1P + N - 10 A - 30 mA - classe SI | [17 empty] | https://eref.se.com/be/nl/sis-tarif/product/A9D38610 | https://eref.se.com/be/fr/sis-tarif/product/A9D38610
Schneider Electric | Schneider Electric | 01022021 |  | Schneider Electric |  | SED | A9D38616 |  |  | 168.51 |  | 1 |  | 6 | IDPN H VIGI 1P+N C16 30MA A SI | IDPN H VIGI 16A C 30MA SI-TYPE DISJONCTE |  | Acti9 IDPN H VIGI C 16A 1PPN 30MA SI | [8 empty] | 09.07 | 1 | [8 empty] | 1 | 3606480484421 | 0 |  | 200 | 8 | 4 | 10 | 0.32 | 13606480484428 | 6 | 1430 | 25.5 | 9 | 10 |  | 43606480484429 | 54 | 13357 | 40 | 30 | 30 | [10 empty] | 2 | Y | [12 empty] | CUZ | ZZ | 8536201090 | [14 empty] | aardlekschakelaar - iDPN H Vigi - 1P + N - 16A - 30mA klasse SI | disjoncteur différentiel - iDPN H Vigi - 1P + N - 16 A - 30 mA - classe SI | [17 empty] | https://eref.se.com/be/nl/sis-tarif/product/A9D38616 | https://eref.se.com/be/fr/sis-tarif/product/A9D38616
Schneider Electric | Schneider Electric | 01022021 |  | Schneider Electric |  | SED | A9D38620 |  |  | 168.51 |  | 1 |  | 6 | IDPN H VIGI 1P+N C20 30MA A SI | IDPN H VIGI 20A C 30MA SI-TYPE DISJONCTE |  | Acti9 IDPN H VIGI C 20A 1PPN 30MA SI | [8 empty] | 09.07 | 1 | [8 empty] | 1 | 3606480484438 | 0 |  | 200 | 8 | 4 | 10 | 0.32 | 13606480484435 | 6 | 1430 | 25.5 | 9 | 10 |  | 43606480484436 | 54 | 13357 | 40 | 30 | 30 | [10 empty] | 6 | N | [12 empty] | CUZ | ZZ | 8536201090 | [14 empty] | aardlekschakelaar - iDPN H Vigi - 1P + N - 20A - 30mA klasse SI | disjoncteur différentiel - iDPN H Vigi - 1P + N - 20 A - 30 mA - classe SI | [17 empty] | https://eref.se.com/be/nl/sis-tarif/product/A9D38620 | https://eref.se.com/be/fr/sis-tarif/product/A9D38620
Schneider Electric | Schneider Electric | 01022021 |  | Schneider Electric |  | SED | A9D38625 |  |  | 176.32 |  | 1 |  | 6 | IDPN H VIGI 1P+N C25 30MA A SI | IDPN H VIGI 25A C 30MA SI-TYPE DISJONCTE |  | ACTI 9 IDPN H VIGI C 25A 1PPN 30MA SI 10 | [8 empty] | 09.07 | 1 | [8 empty] | 1 | 3606480484445 | 0 |  | 200 | 8 | 4 | 10 | 0.32 | 13606480484442 | 6 | 1430 | 25.5 | 9 | 10 |  | 43606480484443 | 54 | 13357 | 40 | 30 | 30 | [10 empty] | 9 | N | [12 empty] | CUZ | ZZ | 8536201090 | [14 empty] | aardlekschakelaar - iDPN H Vigi - 1P + N - 25A - 30mA klasse SI | disjoncteur différentiel - iDPN H Vigi - 1P + N - 25 A - 30 mA - classe SI | [17 empty] | https://eref.se.com/be/nl/sis-tarif/product/A9D38625 | https://eref.se.com/be/fr/sis-tarif/product/A9D38625
Schneider Electric | Schneider Electric | 01022021 |  | Schneider Electric |  | SED | A9D38632 |  |  | 176.32 |  | 1 |  | 6 | IDPN H VIGI 1P+N C32 30MA A SI | IDPN H VIGI 32A C 30MA SI-TYPE DISJONCTE |  | ACTI 9 IDPN H VIGI C 32A 1PPN 30MA SI 10 | [8 empty] | 09.07 | 1 | [8 empty] | 1 | 3606480484452 | 0 |  | 200 | 8 | 4 | 10 | 0.32 | 13606480484459 | 6 | 1430 | 25.5 | 9 | 10 |  | 43606480484450 | 54 | 13357 | 40 | 30 | 30 | [10 empty] | 12 | N | [12 empty] | CUZ | ZZ | 8536201090 | [14 empty] | aardlekschakelaar - iDPN H Vigi - 1P + N - 32A - 30mA klasse SI | disjoncteur différentiel - iDPN H Vigi - 1P + N - 32 A - 30 mA - classe SI | [17 empty] | https://eref.se.com/be/nl/sis-tarif/product/A9D38632 | https://eref.se.com/be/fr/sis-tarif/product/A9D38632
Schneider Electric | Schneider Electric | 01022021 |  | Schneider Electric |  | SED | A9D42606 |  |  | 124.98 |  | 1 |  | 6 | iDPN N VIGI 1P+N C6 300MA A | IDPN N VIGI 6A C 300MA A-TYPE DISJONCTEU |  | Acti9 IDPN N VIGI C 6A 1PPN 300MA A | [8 empty] | 09.07 | 1 | [8 empty] | 1 | 3606480472275 | 0 |  | 200 | 8 | 4 | 10 | 0.32 | 13606480472272 | 6 | 1430 | 9 | 25.5 | 10 |  | 43606480472273 | 54 | 13357 | 40 | 30 | 30 | [10 empty] | 2 | Y | [12 empty] | CUZ | ZZ | 8536201090 | [14 empty] | aardlekschakelaar - iDPN N Vigi - 1P + N - 6A - 300mA klasse A | disjoncteur différentiel - iDPN N Vigi - 1P + N - 6 A - 300 mA - classe A | [17 empty] | https://eref.se.com/be/nl/sis-tarif/product/A9D42606 | https://eref.se.com/be/fr/sis-tarif/product/A9D42606
Schneider Electric | Schneider Electric | 01022021 |  | Schneider Electric |  | SED | A9D42610 |  |  | 124.98 |  | 1 |  | 6 | iDPN N VIGI 1P+N C10 300MA A | IDPN N VIGI 10A C 300MA A-TYPE DISJONCTE |  | ACTI 9 IDPN N VIGI C 10A 1PPN 300MA A 60 | [8 empty] | 09.07 | 1 | [8 empty] | 1 | 3606480472282 | 0 |  | 207 | 10 | 8 | 4 | 0.32 | 13606480472289 | 6 | 1305 | 25.5 | 10.5 | 9 |  | 43606480472280 | 54 | 12037 | 40 | 30 | 30 | [10 empty] | 6 | N | [12 empty] | CUZ | ZZ | 8536201090 | [14 empty] | aardlekschakelaar - iDPN N Vigi - 1P + N - 10A - 300mA klasse A | disjoncteur différentiel - iDPN N Vigi - 1P + N - 10 A - 300 mA - classe A | [17 empty] | https://eref.se.com/be/nl/sis-tarif/product/A9D42610 | https://eref.se.com/be/fr/sis-tarif/product/A9D42610
Schneider Electric | Schneider Electric | 01022021 |  | Schneider Electric |  | SED | A9D42613 |  |  | 124.98 |  | 1 |  | 6 | A9 iDPN N VIGI 13A C 300 mA Type A 6kA | IDPN N VIGI 13A C 300MA A-TYPE DISJONCTE |  | Acti9 IDPN N VIGI C 13A 1PPN 300MA A | [8 empty] | 09.07 | 1 | [8 empty] | 1 | 3606480472299 | 0 |  | 209 | 10 | 8 | 4 | 0.32 | 13606480472296 | 6 | 1310 | 25.5 | 10.6 | 9 |  | 43606480472297 | 54 | 12277 | 40 | 30 | 30 | [10 empty] | 17 | N | [12 empty] | CUZ | ZZ | 8536201090 | [14 empty] | aardlekschakelaar - iDPN N Vigi - 1P + N - 13A - 300mA klasse A | disjoncteur différentiel - iDPN N Vigi - 1P + N - 13 A - 300 mA - classe A | [17 empty] | https://eref.se.com/be/nl/sis-tarif/product/A9D42613 | https://eref.se.com/be/fr/sis-tarif/product/A9D42613
Schneider Electric | Schneider Electric | 01022021 |  | Schneider Electric |  | SED | A9D42616 |  |  | 124.98 |  | 1 |  | 6 | iDPN N VIGI 1P+N C16 300MA A | IDPN N VIGI 16A C 300MA A-TYPE DISJONCTE |  | Acti9 IDPN N VIGI C 16A 1PPN 300MA A | [8 empty] | 09.07 | 1 | [8 empty] | 1 | 3606480472305 | 0 |  | 208 | 10 | 9 | 4 | 0.36 | 13606480472302 | 6 | 1291 | 25.5 | 10.7 | 9 |  | 43606480472303 | 54 | 12089 | 40 | 30 | 30 | [10 empty] | 2 | Y | [12 empty] | CUZ | ZZ | 8536201090 | [14 empty] | aardlekschakelaar - iDPN N Vigi - 1P + N - 16A - 300mA klasse A | disjoncteur différentiel - iDPN N Vigi - 1P + N - 16 A - 300 mA - classe A | [17 empty] | https://eref.se.com/be/nl/sis-tarif/product/A9D42616 | https://eref.se.com/be/fr/sis-tarif/product/A9D42616
Schneider Electric | Schneider Electric | 01022021 |  | Schneider Electric |  | SED | A9D42620 |  |  | 124.98 |  | 1 |  | 6 | iDPN N VIGI 1P+N C20 300MA A | IDPN N VIGI 20A C 300MA A-TYPE DISJONCTE |  | Acti9 IDPN N VIGI C 20A 1PPN 300MA A | [8 empty] | 09.07 | 1 | [8 empty] | 1 | 3606480472312 | 0 |  | 200 | 8 | 4 | 10 | 0.32 | 13606480472319 | 6 | 1430 | 9 | 25.5 | 10 |  | 43606480472310 | 54 | 13357 | 40 | 30 | 30 | [10 empty] | 2 | Y | [12 empty] | CUZ | ZZ | 8536201090 | [14 empty] | aardlekschakelaar - iDPN N Vigi - 1P + N - 20A - 300mA klasse A | disjoncteur différentiel - iDPN N Vigi - 1P + N - 20 A - 300 mA - classe A | [17 empty] | https://eref.se.com/be/nl/sis-tarif/product/A9D42620 | https://eref.se.com/be/fr/sis-tarif/product/A9D42620
Schneider Electric | Schneider Electric | 01022021 |  | Schneider Electric |  | SED | A9D42625 |  |  | 130.57 |  | 1 |  | 6 | iDPN N VIGI 1P+N C25 300MA A | IDPN N VIGI 25A C 300MA A-TYPE DISJONCTE |  | Acti9 IDPN N VIGI C 25A 1PPN 300MA A | [8 empty] | 09.07 | 1 | [8 empty] | 1 | 3606480472329 | 0 |  | 200 | 8 | 4 | 10 | 0.32 | 13606480472326 | 6 | 1430 | 25.5 | 9 | 10 |  | 43606480472327 | 54 | 13357 | 40 | 30 | 30 | [10 empty] | 9 | N | [12 empty] | CUZ | ZZ | 8536201090 | [14 empty] | aardlekschakelaar - iDPN N Vigi - 1P + N - 25A - 300mA klasse A | disjoncteur différentiel - iDPN N Vigi - 1P + N - 25 A - 300 mA - classe A | [17 empty] | https://eref.se.com/be/nl/sis-tarif/product/A9D42625 | https://eref.se.com/be/fr/sis-tarif/product/A9D42625
Schneider Electric | Schneider Electric | 01022021 |  | Schneider Electric |  | SED | A9D42632 |  |  | 130.57 |  | 1 |  | 6 | iDPN N VIGI 1P+N C32 300MA A | IDPN N VIGI 32A C 300MA A-TYPE DISJONCTE |  | Acti9 IDPN N VIGI C 32A 1PPN 300MA A | [8 empty] | 09.07 | 1 | [8 empty] | 1 | 3606480472336 | 0 |  | 200 | 8 | 4 | 10 | 0.32 | 13606480472333 | 6 | 1430 | 25.5 | 9 | 10 |  | 43606480472334 | 54 | 13357 | 40 | 30 | 30 | [10 empty] | 9 | N | [12 empty] | CUZ | ZZ | 8536201090 | [14 empty] | aardlekschakelaar - iDPN N Vigi - 1P + N - 32A - 300mA klasse A | disjoncteur différentiel - iDPN N Vigi - 1P + N - 32 A - 300 mA - classe A | [17 empty] | https://eref.se.com/be/nl/sis-tarif/product/A9D42632 | https://eref.se.com/be/fr/sis-tarif/product/A9D42632
Schneider Electric | Schneider Electric | 01022021 |  | Schneider Electric |  | SED | A9D42640 |  |  | 130.57 |  | 1 |  | 6 | iDPN N VIGI 1P+N C40 300MA A | IDPN N VIGI 40A C 300MA A-TYPE DISJONCTE |  | Acti9 IDPN N VIGI C 40A 1PPN 300MA A | [8 empty] | 09.07 | 1 | [8 empty] | 1 | 3606480472343 | 0 |  | 200 | 8 | 4 | 10 | 0.32 | 13606480472340 | 6 | 1430 | 25.5 | 9 | 10 |  | 43606480472341 | 54 | 13357 | 40 | 30 | 30 | [10 empty] | 10 | N | [12 empty] | CUZ | ZZ | 8536201090 | [14 empty] | aardlekschakelaar - iDPN N Vigi - 1P + N - 40A - 300mA klasse A | disjoncteur différentiel - iDPN N Vigi - 1P + N - 40 A - 300 mA - classe A | [17 empty] | https://eref.se.com/be/nl/sis-tarif/product/A9D42640 | https://eref.se.com/be/fr/sis-tarif/product/A9D42640
Schneider Electric | Schneider Electric | 01022021 |  | Schneider Electric |  | SED | A9D43606 |  |  | 135.04 |  | 1 |  | 6 | iDPN N VIGI 1P+N C6 300MA A SI | IDPN N VIGI 6A C 300MA SI-TYPE DISJONCTE |  | ACTI 9 IDPN N VIGI C 6A 1PPN 300MA SI 60 | [8 empty] | 09.07 | 1 | [8 empty] | 1 | 3606480472350 | 0 |  | 200 | 8 | 4 | 10 | 0.32 | 13606480472357 | 6 | 1430 | 25.5 | 9 | 10 |  | 43606480472358 | 54 | 13357 | 40 | 30 | 30 | [10 empty] | 12 | N | [12 empty] | CUZ | ZZ | 8536201090 | [14 empty] | aardlekschakelaar - iDPN N Vigi - 1P + N - 6A - 300mA klasse SI | disjoncteur différentiel - iDPN N Vigi - 1P + N - 6 A - 300 mA - classe SI | [17 empty] | https://eref.se.com/be/nl/sis-tarif/product/A9D43606 | https://eref.se.com/be/fr/sis-tarif/product/A9D43606
Schneider Electric | Schneider Electric | 01022021 |  | Schneider Electric |  | SED | A9D43610 |  |  | 135.04 |  | 1 |  | 6 | iDPN N VIGI 1P+N C10 300MA A SI | IDPN N VIGI 10A C 300MA SI-TYPE DISJONCT |  | Acti9 IDPN N VIGI C 10A 1PPN 300MA SI | [8 empty] | 09.07 | 1 | [8 empty] | 1 | 3606480472367 | 0 |  | 200 | 8 | 4 | 10 | 0.32 | 13606480472364 | 6 | 1430 | 25.5 | 9 | 10 |  | 43606480472365 | 54 | 13357 | 40 | 30 | 30 | [10 empty] | 6 | N | [12 empty] | CUZ | ZZ | 8536201090 | [14 empty] | aardlekschakelaar - iDPN N Vigi - 1P + N - 10A - 300mA klasse SI | disjoncteur différentiel - iDPN N Vigi - 1P + N - 10 A - 300 mA - classe SI | [17 empty] | https://eref.se.com/be/nl/sis-tarif/product/A9D43610 | https://eref.se.com/be/fr/sis-tarif/product/A9D43610
Schneider Electric | Schneider Electric | 01022021 |  | Schneider Electric |  | SED | A9D43613 |  |  | 135.04 |  | 1 |  | 6 | A9 iDPN N VIGI 13A C 300 mA Type Asi 6kA | IDPN N VIGI 13A C 300MA SI-TYPE DISJONCT |  | Acti9 IDPN N VIGI C 13A 1PPN 300MA SI | [8 empty] | 09.07 | 1 | [8 empty] | 1 | 3606480472374 | 0 |  | 200 | 8 | 4 | 10 | 0.32 | 13606480472371 | 6 | 1430 | 25.5 | 9 | 10 |  | 43606480472372 | 54 | 13357 | 40 | 30 | 30 | [10 empty] | 9 | N | [12 empty] | CUZ | ZZ | 8536201090 | [14 empty] | aardlekschakelaar - iDPN N Vigi - 1P + N - 13A - 300mA klasse SI | disjoncteur différentiel - iDPN N Vigi - 1P + N - 13 A - 300 mA - classe SI | [17 empty] | https://eref.se.com/be/nl/sis-tarif/product/A9D43613 | https://eref.se.com/be/fr/sis-tarif/product/A9D43613
Schneider Electric | Schneider Electric | 01022021 |  | Schneider Electric |  | SED | A9D43616 |  |  | 135.04 |  | 1 |  | 6 | iDPN N VIGI 1P+N C16 300MA A SI | IDPN N VIGI 16A C 300MA SI-TYPE DISJONCT |  | Acti9 IDPN N VIGI C 16A 1PPN 300MA SI | [8 empty] | 09.07 | 1 | [8 empty] | 1 | 3606480472381 | 0 |  | 204 | 10 | 8 | 4 | 0.32 | 13606480472388 | 6 | 1430 | 25.5 | 9 | 10 |  | 43606480472389 | 54 | 13357 | 40 | 30 | 30 | [10 empty] | 12 | N | [12 empty] | CUZ | ZZ | 8536201090 | [14 empty] | aardlekschakelaar - iDPN N Vigi - 1P + N - 16A - 300mA klasse SI | disjoncteur différentiel - iDPN N Vigi - 1P + N - 16 A - 300 mA - classe SI | [17 empty] | https://eref.se.com/be/nl/sis-tarif/product/A9D43616 | https://eref.se.com/be/fr/sis-tarif/product/A9D43616
Schneider Electric | Schneider Electric | 01022021 |  | Schneider Electric |  | SED | A9D43620 |  |  | 135.04 |  | 1 |  | 6 | iDPN N VIGI 1P+N C20 300MA A SI | IDPN N VIGI 20A C 300MA SI-TYPE DISJONCT |  | ACTI 9 IDPN N VIGI C 20A 1PPN 300MA SI 6 | [8 empty] | 09.07 | 1 | [8 empty] | 1 | 3606480472398 | 0 |  | 200 | 8 | 4 | 10 | 0.32 | 13606480472395 | 6 | 1430 | 25.5 | 9 | 10 |  | 43606480472396 | 54 | 13357 | 40 | 30 | 30 | [10 empty] | 12 | N | [12 empty] | CUZ | ZZ | 8536201090 | [14 empty] | aardlekschakelaar - iDPN N Vigi - 1P + N - 20A - 300mA klasse SI | disjoncteur différentiel - iDPN N Vigi - 1P + N - 20 A - 300 mA - classe SI | [17 empty] | https://eref.se.com/be/nl/sis-tarif/product/A9D43620 | https://eref.se.com/be/fr/sis-tarif/product/A9D43620
Schneider Electric | Schneider Electric | 01022021 |  | Schneider Electric |  | SED | A9D43625 |  |  | 137.27 |  | 1 |  | 6 | iDPN N VIGI 1P+N C25 300MA A SI | IDPN N VIGI 25A C 300MA SI-TYPE DISJONCT |  | ACTI 9 IDPN N VIGI C 25A 1PPN 300MA SI 6 | [8 empty] | 09.07 | 1 | [8 empty] | 1 | 3606480472404 | 0 |  | 200 | 8 | 4 | 10 | 0.32 | 13606480472401 | 6 | 1430 | 25.5 | 9 | 10 |  | 43606480472402 | 54 | 13357 | 40 | 30 | 30 | [10 empty] | 12 | N | [12 empty] | CUZ | ZZ | 8536201090 | [14 empty] | aardlekschakelaar - iDPN N Vigi - 1P + N - 25A - 300mA klasse SI | disjoncteur différentiel - iDPN N Vigi - 1P + N - 25 A - 300 mA - classe SI | [17 empty] | https://eref.se.com/be/nl/sis-tarif/product/A9D43625 | https://eref.se.com/be/fr/sis-tarif/product/A9D43625
Schneider Electric | Schneider Electric | 01022021 |  | Schneider Electric |  | SED | A9D43632 |  |  | 137.27 |  | 1 |  | 6 | iDPN N VIGI 1P+N C32 300MA A SI | IDPN N VIGI 32A C 300MA SI-TYPE DISJONCT |  | ACTI 9 IDPN N VIGI C 32A 1PPN 300MA SI 6 | [8 empty] | 09.07 | 1 | [8 empty] | 1 | 3606480472411 | 0 |  | 200 | 8 | 4 | 10 | 0.32 | 13606480472418 | 6 | 1430 | 25.5 | 9 | 10 |  | 43606480472419 | 54 | 13357 | 40 | 30 | 30 | [10 empty] | 12 | N | [12 empty] | CUZ | ZZ | 8536201090 | [14 empty] | aardlekschakelaar - iDPN N Vigi - 1P + N - 32A - 300mA klasse SI | disjoncteur différentiel - iDPN N Vigi - 1P + N - 32 A - 300 mA - classe SI | [17 empty] | https://eref.se.com/be/nl/sis-tarif/product/A9D43632 | https://eref.se.com/be/fr/sis-tarif/product/A9D43632
Schneider Electric | Schneider Electric | 01022021 |  | Schneider Electric |  | SED | A9D43640 |  |  | 137.27 |  | 1 |  | 6 | iDPN N VIGI 1P+N C40 300MA A SI | IDPN N VIGI 40A C 300MA SI-TYPE DISJONCT |  | ACTI 9 IDPN N VIGI C 40A 1PPN 300MA SI 6 | [8 empty] | 09.07 | 1 | [8 empty] | 1 | 3606480472428 | 0 |  | 208 | 9 | 8 | 4 | 0.288 | 13606480472425 | 6 | 1430 | 25.5 | 9 | 10 |  | 43606480472426 | 54 | 13357 | 40 | 30 | 30 | [10 empty] | 12 | N | [12 empty] | CUZ | ZZ | 8536201090 | [14 empty] | aardlekschakelaar - iDPN N Vigi - 1P + N - 40A - 300mA klasse SI | disjoncteur différentiel - iDPN N Vigi - 1P + N - 40 A - 300 mA - classe SI | [17 empty] | https://eref.se.com/be/nl/sis-tarif/product/A9D43640 | https://eref.se.com/be/fr/sis-tarif/product/A9D43640
Schneider Electric | Schneider Electric | 01022021 |  | Schneider Electric |  | SED | A9D47210 |  |  | 193.07 |  | 1 |  | 6 | IC60 VIGI 2P 10A 30MA B 10KA SI | Acti9 IC60 RCBO 2P 10A 30mA B 10kA SI |  | Acti9 IC60 RCBO 2P 10A 30MA B 10kA SI | [8 empty] | 09.07 | 1 | [8 empty] | 1 | 3606481157478 | 0 |  | 238 | 10 | 8 | 4 | 0.32 | 13606481157475 | 6 | 1499 | 25 | 11 | 10 |  | 43606481157476 | 36 | 9627 | 40 | 30 | 30 | [10 empty] | 6 | N | [12 empty] | CUZ | ZZ | 8536201090 | [33 empty] | https://eref.se.com/be/nl/sis-tarif/product/A9D47210 | https://eref.se.com/be/fr/sis-tarif/product/A9D47210
Schneider Electric | Schneider Electric | 01022021 |  | Schneider Electric |  | SED | A9D47213 |  |  | 193.07 |  | 1 |  | 6 | ACTI9 IC60 VIGI 2P 13A 30MA B 10KA SI | Acti9 IC60 RCBO 2P 13A 30mA B 10kA SI |  | Acti9 IC60 RCBO 2P 13A 30MA B 10kA SI | [8 empty] | 09.07 | 1 | [8 empty] | 1 | 3606481157485 | 0 |  | 239 | 10 | 8 | 4 | 0.32 | 13606481157482 | 6 | 1500 | 25 | 12 | 10 |  | 43606481157483 | 36 | 9638 | 40 | 30 | 30 | [10 empty] | 6 | N | [12 empty] | CUZ | ZZ | 8536201090 | [33 empty] | https://eref.se.com/be/nl/sis-tarif/product/A9D47213 | https://eref.se.com/be/fr/sis-tarif/product/A9D47213
Schneider Electric | Schneider Electric | 01022021 |  | Schneider Electric |  | SED | A9D47216 |  |  | 193.07 |  | 1 |  | 6 | IC60 VIGI 2P 16A 30MA B 10KA SI | Acti9 IC60 RCBO 2P 16A 30mA B 10kA SI |  | Acti9 IC60 RCBO 2P 16A 30MA B 10kA SI | [8 empty] | 09.07 | 1 | [8 empty] | 1 | 3606481157492 | 0 |  | 241 | 10 | 8 | 4 | 0.32 | 13606481157499 | 6 | 1516 | 25 | 12 | 10 |  | 43606481157490 | 36 | 9750 | 40 | 30 | 30 | [10 empty] | 6 | N | [12 empty] | CUZ | ZZ | 8536201090 | [33 empty] | https://eref.se.com/be/nl/sis-tarif/product/A9D47216 | https://eref.se.com/be/fr/sis-tarif/product/A9D47216
Schneider Electric | Schneider Electric | 01022021 |  | Schneider Electric |  | SED | A9D47220 |  |  | 193.07 |  | 1 |  | 6 | IC60 VIGI 2P 20A 30MA B 10KA SI | Acti9 IC60 RCBO 2P 20A 30mA B 10kA SI |  | Acti9 IC60 RCBO 2P 20A 30MA B 10kA SI | [8 empty] | 09.07 | 1 | [8 empty] | 1 | 3606481157508 | 0 |  | 246 | 10 | 8 | 4 | 0.32 | 13606481157505 | 6 | 1547 | 25 | 12 | 10 |  | 43606481157506 | 36 | 9995 | 40 | 30 | 30 | [10 empty] | 6 | N | [12 empty] | CUZ | ZZ | 8536201090 | [33 empty] | https://eref.se.com/be/nl/sis-tarif/product/A9D47220 | https://eref.se.com/be/fr/sis-tarif/product/A9D47220
Schneider Electric | Schneider Electric | 01022021 |  | Schneider Electric |  | SED | A9D47225 |  |  | 200.87 |  | 1 |  | 6 | IC60 VIGI 2P 25A 30MA B 10KA SI | Acti9 IC60 RCBO 2P 25A 30mA B 10kA SI |  | Acti9 IC60 RCBO 2P 25A 30MA B 10kA SI | [8 empty] | 09.07 | 1 | [8 empty] | 1 | 3606481157515 | 0 |  | 246 | 10 | 8 | 4 | 0.32 | 13606481157512 | 6 | 1545 | 25 | 12 | 10 |  | 43606481157513 | 36 | 9983 | 40 | 30 | 30 | [10 empty] | 6 | N | [12 empty] | CUZ | ZZ | 8536201090 | [33 empty] | https://eref.se.com/be/nl/sis-tarif/product/A9D47225 | https://eref.se.com/be/fr/sis-tarif/product/A9D47225
Schneider Electric | Schneider Electric | 01022021 |  | Schneider Electric |  | SED | A9D47232 |  |  | 200.87 |  | 1 |  | 6 | IC60 VIGI 2P 32A 30MA B 10KA SI | Acti9 IC60 RCBO 2P 32A 30mA B 10kA SI |  | Acti9 IC60 RCBO 2P 32A 30MA B 10kA SI | [8 empty] | 09.07 | 1 | [8 empty] | 1 | 3606481157522 | 0 |  | 247 | 10 | 8 | 4 | 0.32 | 13606481157529 | 6 | 1550 | 25 | 12 | 10 |  | 43606481157520 | 36 | 9935 | 40 | 30 | 30 | [10 empty] | 6 | N | [12 empty] | CUZ | ZZ | 8536201090 | [33 empty] | https://eref.se.com/be/nl/sis-tarif/product/A9D47232 | https://eref.se.com/be/fr/sis-tarif/product/A9D47232
Schneider Electric | Schneider Electric | 01022021 |  | Schneider Electric |  | SED | A9D47610 |  |  | 149.53 |  | 1 |  | 6 | IDPN H VIGI 1P+N C10 300MA A | IDPN H VIGI 10A C 300MA A-TYPE DISJONCTE |  | Acti9 IDPN H VIGI C 10A 1PPN 300MA A | [8 empty] | 09.07 | 1 | [8 empty] | 1 | 3606480484476 | 0 |  | 200 | 8 | 4 | 10 | 0.32 | 13606480484473 | 6 | 1430 | 25.5 | 9 | 10 |  | 43606480484474 | 54 | 13357 | 40 | 30 | 30 | [10 empty] | 2 | Y | [12 empty] | CUZ | ZZ | 8536201090 | [14 empty] | aardlekschakelaar - iDPN H Vigi - 1P + N - 10A - 300mA klasse A | disjoncteur différentiel - iDPN H Vigi - 1P + N - 10 A - 300 mA - classe A | [17 empty] | https://eref.se.com/be/nl/sis-tarif/product/A9D47610 | https://eref.se.com/be/fr/sis-tarif/product/A9D47610
Schneider Electric | Schneider Electric | 01022021 |  | Schneider Electric |  | SED | A9D47616 |  |  | 149.53 |  | 1 |  | 6 | IDPN H VIGI 1P+N C16 300MA A | IDPN H VIGI 16A C 300MA A-TYPE DISJONCTE |  | Acti9 IDPN H VIGI C 16A 1PPN 300MA A | [8 empty] | 09.07 | 1 | [8 empty] | 1 | 3606480484483 | 0 |  | 203.9 | 10 | 8 | 4 | 0.32 | 13606480484480 | 6 | 1289 | 20 | 10.5 | 8.9 |  | 43606480484481 | 54 | 12069 | 40 | 30 | 30 | [10 empty] | 2 | Y | [12 empty] | CUZ | ZZ | 8536201090 | [14 empty] | aardlekschakelaar - iDPN H Vigi - 1P + N - 16A - 300mA klasse A | disjoncteur différentiel - iDPN H Vigi - 1P + N - 16 A - 300 mA - classe A | [17 empty] | https://eref.se.com/be/nl/sis-tarif/product/A9D47616 | https://eref.se.com/be/fr/sis-tarif/product/A9D47616
Schneider Electric | Schneider Electric | 01022021 |  | Schneider Electric |  | SED | A9D47620 |  |  | 149.53 |  | 1 |  | 6 | IDPN H VIGI 1P+N C20 300MA A | IDPN H VIGI 20A C 300MA A-TYPE DISJONCTE |  | ACTI 9 IDPN H VIGI C 20A 1PPN 300MA A 10 | [8 empty] | 09.07 | 1 | [8 empty] | 1 | 3606480484490 | 0 |  | 200 | 8 | 4 | 10 | 0.32 | 13606480484497 | 6 | 1430 | 9 | 25.5 | 10 |  | 43606480484498 | 54 | 13357 | 40 | 30 | 30 | [10 empty] | 9 | N | [12 empty] | CUZ | ZZ | 8536201090 | [14 empty] | aardlekschakelaar - iDPN H Vigi - 1P + N - 20A - 300mA klasse A | disjoncteur différentiel - iDPN H Vigi - 1P + N - 20 A - 300 mA - classe A | [17 empty] | https://eref.se.com/be/nl/sis-tarif/product/A9D47620 | https://eref.se.com/be/fr/sis-tarif/product/A9D47620
Schneider Electric | Schneider Electric | 01022021 |  | Schneider Electric |  | SED | A9D47625 |  |  | 156.23 |  | 1 |  | 6 | IDPN H VIGI 1P+N C25 300MA A | IDPN H VIGI 25A C 300MA A-TYPE DISJONCTE |  | ACTI 9 IDPN H VIGI C 25A 1PPN 300MA A 10 | [8 empty] | 09.07 | 1 | [8 empty] | 1 | 3606480484506 | 0 |  | 200 | 8 | 4 | 10 | 0.32 | 13606480484503 | 6 | 1430 | 25.5 | 9 | 10 |  | 43606480484504 | 54 | 13357 | 40 | 30 | 30 | [10 empty] | 9 | N | [12 empty] | CUZ | ZZ | 8536201090 | [14 empty] | aardlekschakelaar - iDPN H Vigi - 1P + N - 25A - 300mA klasse A | disjoncteur différentiel - iDPN H Vigi - 1P + N - 25 A - 300 mA - classe A | [17 empty] | https://eref.se.com/be/nl/sis-tarif/product/A9D47625 | https://eref.se.com/be/fr/sis-tarif/product/A9D47625
Schneider Electric | Schneider Electric | 01022021 |  | Schneider Electric |  | SED | A9D47632 |  |  | 156.23 |  | 1 |  | 6 | IDPN H VIGI 1P+N C32 300MA A | IDPN H VIGI 32A C 300MA A-TYPE DISJONCTE |  | ACTI 9 IDPN H VIGI C 32A 1PPN 300MA A 10 | [8 empty] | 09.07 | 1 | [8 empty] | 1 | 3606480484513 | 0 |  | 200 | 8 | 4 | 10 | 0.32 | 13606480484510 | 6 | 1430 | 25.5 | 9 | 10 |  | 43606480484511 | 54 | 13357 | 40 | 30 | 30 | [10 empty] | 12 | N | [12 empty] | CUZ | ZZ | 8536201090 | [14 empty] | aardlekschakelaar - iDPN H Vigi - 1P + N - 32A - 300mA klasse A | disjoncteur différentiel - iDPN H Vigi - 1P + N - 32 A - 300 mA - classe A | [17 empty] | https://eref.se.com/be/nl/sis-tarif/product/A9D47632 | https://eref.se.com/be/fr/sis-tarif/product/A9D47632
Schneider Electric | Schneider Electric | 01022021 |  | Schneider Electric |  | SED | A9D48606 |  |  | 161.82 |  | 1 |  | 6 | IDPN H VIGI 1P+N C6 300MA A SI | IDPN H VIGI 6A C 300MA SI-TYPE DISJONCTE |  | ACTI 9 IDPN H VIGI C 6A 1PPN 300MA SI 10 | [8 empty] | 09.07 | 1 | [8 empty] | 1 | 3606480484520 | 0 |  | 200 | 8 | 4 | 10 | 0.32 | 13606480484527 | 6 | 1430 | 25.5 | 9 | 10 |  | 43606480484528 | 54 | 13357 | 40 | 30 | 30 | [10 empty] | 9 | N | [12 empty] | CUZ | ZZ | 8536201090 | [14 empty] | aardlekschakelaar - iDPN H Vigi - 1P + N - 6A - 300mA klasse SI | disjoncteur différentiel - iDPN H Vigi - 1P + N - 6 A - 300 mA - classe SI | [17 empty] | https://eref.se.com/be/nl/sis-tarif/product/A9D48606 | https://eref.se.com/be/fr/sis-tarif/product/A9D48606
Schneider Electric | Schneider Electric | 01022021 |  | Schneider Electric |  | SED | A9D48610 |  |  | 161.82 |  | 1 |  | 6 | IDPN H VIGI 1P+N C10 300MA A SI | IDPN H VIGI 10A C 300MA SI-TYPE DISJONCT |  | Acti9 IDPN H VIGI C 10A 1PPN 300MA SI | [8 empty] | 09.07 | 1 | [8 empty] | 1 | 3606480484537 | 0 |  | 200 | 8 | 4 | 10 | 0.32 | 13606480484534 | 6 | 1430 | 25.5 | 9 | 10 |  | 43606480484535 | 54 | 13357 | 40 | 30 | 30 | [10 empty] | 9 | N | [12 empty] | CUZ | ZZ | 8536201090 | [14 empty] | aardlekschakelaar - iDPN H Vigi - 1P + N - 10A - 300mA klasse SI | disjoncteur différentiel - iDPN H Vigi - 1P + N - 10 A - 300 mA - classe SI | [17 empty] | https://eref.se.com/be/nl/sis-tarif/product/A9D48610 | https://eref.se.com/be/fr/sis-tarif/product/A9D48610
Schneider Electric | Schneider Electric | 01022021 |  | Schneider Electric |  | SED | A9D48616 |  |  | 161.82 |  | 1 |  | 6 | IDPN H VIGI 1P+N C16 300MA A SI | IDPN H VIGI 16A C 300MA SI-TYPE DISJONCT |  | Acti9 IDPN H VIGI C 16A 1PPN 300MA SI | [8 empty] | 09.07 | 1 | [8 empty] | 1 | 3606480484544 | 0 |  | 200 | 8 | 4 | 10 | 0.32 | 13606480484541 | 6 | 1430 | 25.5 | 9 | 10 |  | 43606480484542 | 54 | 13357 | 40 | 30 | 30 | [10 empty] | 9 | N | [12 empty] | CUZ | ZZ | 8536201090 | [14 empty] | aardlekschakelaar - iDPN H Vigi - 1P + N - 16A - 300mA klasse SI | disjoncteur différentiel - iDPN H Vigi - 1P + N - 16 A - 300 mA - classe SI | [17 empty] | https://eref.se.com/be/nl/sis-tarif/product/A9D48616 | https://eref.se.com/be/fr/sis-tarif/product/A9D48616
Schneider Electric | Schneider Electric | 01022021 |  | Schneider Electric |  | SED | A9D48620 |  |  | 161.82 |  | 1 |  | 6 | IDPN H VIGI 1P+N C20 300MA A SI | IDPN H VIGI 20A C 300MA SI-TYPE DISJONCT |  | ACTI 9 IDPN H VIGI C 20A 1PPN 300MA SI 1 | [8 empty] | 09.07 | 1 | [8 empty] | 1 | 3606480484551 | 0 |  | 200 | 8 | 4 | 10 | 0.32 | 13606480484558 | 6 | 1430 | 25.5 | 9 | 10 |  | 43606480484559 | 54 | 13357 | 40 | 30 | 30 | [10 empty] | 9 | N | [12 empty] | CUZ | ZZ | 8536201090 | [14 empty] | aardlekschakelaar - iDPN H Vigi - 1P + N - 20A - 300mA klasse SI | disjoncteur différentiel - iDPN H Vigi - 1P + N - 20 A - 300 mA - classe SI | [17 empty] | https://eref.se.com/be/nl/sis-tarif/product/A9D48620 | https://eref.se.com/be/fr/sis-tarif/product/A9D48620
Schneider Electric | Schneider Electric | 01022021 |  | Schneider Electric |  | SED | A9D48625 |  |  | 164.06 |  | 1 |  | 6 | IDPN H VIGI 1P+N C25 300MA A SI | IDPN H VIGI 25A C 300MA SI-TYPE DISJONCT |  | ACTI 9 IDPN H VIGI C 25A 1PPN 300MA SI 1 | [8 empty] | 09.07 | 1 | [8 empty] | 1 | 3606480484568 | 0 |  | 200 | 8 | 4 | 10 | 0.32 | 13606480484565 | 6 | 1430 | 25.5 | 9 | 10 |  | 43606480484566 | 54 | 13357 | 40 | 30 | 30 | [10 empty] | 9 | N | [12 empty] | CUZ | ZZ | 8536201090 | [14 empty] | aardlekschakelaar - iDPN H Vigi - 1P + N - 25A - 300mA klasse SI | disjoncteur différentiel - iDPN H Vigi - 1P + N - 25 A - 300 mA - classe SI | [17 empty] | https://eref.se.com/be/nl/sis-tarif/product/A9D48625 | https://eref.se.com/be/fr/sis-tarif/product/A9D48625
Schneider Electric | Schneider Electric | 01022021 |  | Schneider Electric |  | SED | A9D48632 |  |  | 164.06 |  | 1 |  | 6 | IDPN H VIGI 1P+N C32 300MA A SI | IDPN H VIGI 32A C 300MA SI-TYPE DISJONCT |  | ACTI 9 IDPN H VIGI C 32A 1PPN 300MA SI 1 | [8 empty] | 09.07 | 1 | [8 empty] | 1 | 3606480484575 | 0 |  | 200 | 8 | 4 | 10 | 0.32 | 13606480484572 | 6 | 1430 | 25.5 | 9 | 10 |  | 43606480484573 | 54 | 13357 | 40 | 30 | 30 | [10 empty] | 9 | N | [12 empty] | CUZ | ZZ | 8536201090 | [14 empty] | aardlekschakelaar - iDPN H Vigi - 1P + N - 32A - 300mA klasse SI | disjoncteur différentiel - iDPN H Vigi - 1P + N - 32 A - 300 mA - classe SI | [17 empty] | https://eref.se.com/be/nl/sis-tarif/product/A9D48632 | https://eref.se.com/be/fr/sis-tarif/product/A9D48632
Schneider Electric | Schneider Electric | 01022021 |  | Schneider Electric |  | SED | A9D52410 |  |  | 148.71 |  | 1 |  | 3 | IC60 VIGI 4P 10A 300mA C 6kA | Acti9 IC60 RCBO 4P 10A 300mA C 6kA A |  | Acti9 IC60 RCBO 4P 10A 300mA C 6kA A | [8 empty] | 09.07 | 1 | [8 empty] | 1 | 3606481157652 | 0 |  | 437 | 10 | 9 | 8 | 0.72 | 13606481157659 | 3 | 1382 | 25 | 10 | 11 |  | 43606481157650 | 18 | 8935 | 40 | 30 | 30 | [10 empty] | 6 | N | [12 empty] | CUZ | ZZ | 8536201090 | [33 empty] | https://eref.se.com/be/nl/sis-tarif/product/A9D52410 | https://eref.se.com/be/fr/sis-tarif/product/A9D52410
Schneider Electric | Schneider Electric | 01022021 |  | Schneider Electric |  | SED | A9D52416 |  |  | 148.71 |  | 1 |  | 3 | IC60 VIGI 4P 16A 300mA C 6kA | Acti9 IC60 RCBO 4P 16A 300mA C 6kA A |  | Acti9 IC60 RCBO 4P 16A 300mA C 6kA A | [8 empty] | 09.07 | 1 | [8 empty] | 1 | 3606481157669 | 0 |  | 445 | 10 | 9 | 8 | 0.72 | 13606481157666 | 3 | 1405 | 25 | 10 | 12 |  | 43606481157667 | 18 | 9143 | 40 | 30 | 30 | [10 empty] | 2 | Y | [12 empty] | CUZ | ZZ | 8536201090 | [33 empty] | https://eref.se.com/be/nl/sis-tarif/product/A9D52416 | https://eref.se.com/be/fr/sis-tarif/product/A9D52416
Schneider Electric | Schneider Electric | 01022021 |  | Schneider Electric |  | SED | A9D52420 |  |  | 148.71 |  | 1 |  | 3 | IC60 VIGI 4P 20A 300mA C 6kA | Acti9 IC60 RCBO 4P 20A 300mA C 6kA A |  | Acti9 IC60 RCBO 4P 20A 300mA C 6kA A | [8 empty] | 09.07 | 1 | [8 empty] | 1 | 3606481157676 | 0 |  | 455 | 10 | 9 | 8 | 0.72 | 13606481157673 | 3 | 1436 | 25 | 10 | 11 |  | 43606481157674 | 18 | 9258 | 40 | 30 | 30 | [10 empty] | 6 | N | [12 empty] | CUZ | ZZ | 8536201090 | [33 empty] | https://eref.se.com/be/nl/sis-tarif/product/A9D52420 | https://eref.se.com/be/fr/sis-tarif/product/A9D52420
Schneider Electric | Schneider Electric | 01022021 |  | Schneider Electric |  | SED | A9D52425 |  |  | 167.45 |  | 1 |  | 3 | IC60 VIGI 4P 25A 300mA C 6kA | Acti9 IC60 RCBO 4P 25A 300mA C 6kA A |  | Acti9 IC60 RCBO 4P 25A 300mA C 6kA A | [8 empty] | 09.07 | 1 | [8 empty] | 1 | 3606481157683 | 0 |  | 454 | 10 | 9 | 8 | 0.72 | 13606481157680 | 3 | 1433 | 25 | 10 | 11 |  | 43606481157681 | 18 | 9238 | 40 | 30 | 30 | [10 empty] | 6 | N | [12 empty] | CUZ | ZZ | 8536201090 | [33 empty] | https://eref.se.com/be/nl/sis-tarif/product/A9D52425 | https://eref.se.com/be/fr/sis-tarif/product/A9D52425
Schneider Electric | Schneider Electric | 01022021 |  | Schneider Electric |  | SED | A9D52432 |  |  | 167.45 |  | 1 |  | 3 | IC60 VIGI 4P 32A 300mA C 6kA | Acti9 IC60 RCBO 4P 32A 300mA C 6kA A |  | Acti9 IC60 RCBO 4P 32A 300mA C 6kA A | [8 empty] | 09.07 | 1 | [8 empty] | 1 | 3606481157690 | 0 |  | 456 | 10 | 9 | 8 | 0.72 | 13606481157697 | 3 | 1438 | 25 | 10 | 11 |  | 43606481157698 | 18 | 9265 | 40 | 30 | 30 | [10 empty] | 6 | N | [12 empty] | CUZ | ZZ | 8536201090 | [33 empty] | https://eref.se.com/be/nl/sis-tarif/product/A9D52432 | https://eref.se.com/be/fr/sis-tarif/product/A9D52432
Schneider Electric | Schneider Electric | 01022021 |  | Schneider Electric |  | SED | A9D52606 |  |  | 142.85 |  | 1 |  | 6 | IDPN N VIGI 1P+N C6 100MA A | IDPN N VIGI 6A C 100MA A-TYPE DISJONCTEU |  | Acti9 IDPN N VIGI C 6A 1PPN 100MA A | [8 empty] | 09.07 | 1 | [8 empty] | 1 | 3606480472435 | 0 |  | 200 | 8 | 4 | 10 | 0.32 | 13606480472432 | 6 | 1430 | 25.5 | 9 | 10 |  | 43606480472433 | 54 | 13357 | 40 | 30 | 30 | [10 empty] | 12 | N | [12 empty] | CUZ | ZZ | 8536201090 | [14 empty] | aardlekschakelaar - iDPN N Vigi - 1P + N - 6A - 100mA klasse A | disjoncteur différentiel - iDPN N Vigi - 1P + N - 6 A - 100 mA - classe A | [17 empty] | https://eref.se.com/be/nl/sis-tarif/product/A9D52606 | https://eref.se.com/be/fr/sis-tarif/product/A9D52606
Schneider Electric | Schneider Electric | 01022021 |  | Schneider Electric |  | SED | A9D52610 |  |  | 142.85 |  | 1 |  | 6 | IDPN N VIGI 1P+N C10 100MA A | IDPN N VIGI 10A C 100MA A-TYPE DISJONCTE |  | Acti9 IDPN N VIGI C 10A 1PPN 100MA A | [8 empty] | 09.07 | 1 | [8 empty] | 1 | 3606480472442 | 0 |  | 200 | 8 | 4 | 10 | 0.32 | 13606480472449 | 6 | 1430 | 25.5 | 9 | 10 |  | 43606480472440 | 54 | 13357 | 40 | 30 | 30 | [10 empty] | 12 | N | [12 empty] | CUZ | ZZ | 8536201090 | [14 empty] | aardlekschakelaar - iDPN N Vigi - 1P + N - 10A - 100mA klasse A | disjoncteur différentiel - iDPN N Vigi - 1P + N - 10 A - 100 mA - classe A | [17 empty] | https://eref.se.com/be/nl/sis-tarif/product/A9D52610 | https://eref.se.com/be/fr/sis-tarif/product/A9D52610
Schneider Electric | Schneider Electric | 01022021 |  | Schneider Electric |  | SED | A9D52613 |  |  | 142.85 |  | 1 |  | 6 | A9 iDPN N VIGI 13A C 100 mA Type A 6kA | IDPN N VIGI 13A C 100MA A-TYPE DISJONCTE |  | ACTI 9 IDPN N VIGI C 13A 1PPN 100MA A 60 | [8 empty] | 09.07 | 1 | [8 empty] | 1 | 3606480472459 | 0 |  | 200 | 8 | 4 | 10 | 0.32 | 13606480472456 | 6 | 1430 | 25.5 | 9 | 10 |  | 43606480472457 | 54 | 13357 | 40 | 30 | 30 | [10 empty] | 12 | N | [12 empty] | CUZ | ZZ | 8536201090 | [14 empty] | aardlekschakelaar - iDPN N Vigi - 1P + N - 13A - 100mA klasse A | disjoncteur différentiel - iDPN N Vigi - 1P + N - 13 A - 100 mA - classe A | [17 empty] | https://eref.se.com/be/nl/sis-tarif/product/A9D52613 | https://eref.se.com/be/fr/sis-tarif/product/A9D52613
Schneider Electric | Schneider Electric | 01022021 |  | Schneider Electric |  | SED | A9D52616 |  |  | 142.85 |  | 1 |  | 6 | IDPN N VIGI 1P+N C16 100MA A | IDPN N VIGI 16A C 100MA A-TYPE DISJONCTE |  | Acti9 IDPN N VIGI C 16A 1PPN 100MA A | [8 empty] | 09.07 | 1 | [8 empty] | 1 | 3606480472466 | 0 |  | 200 | 8 | 4 | 10 | 0.32 | 13606480472463 | 6 | 1430 | 25.5 | 9 | 10 |  | 43606480472464 | 54 | 13357 | 40 | 30 | 30 | [10 empty] | 9 | N | [12 empty] | CUZ | ZZ | 8536201090 | [14 empty] | aardlekschakelaar - iDPN N Vigi - 1P + N - 16A - 100mA klasse A | disjoncteur différentiel - iDPN N Vigi - 1P + N - 16 A - 100 mA - classe A | [17 empty] | https://eref.se.com/be/nl/sis-tarif/product/A9D52616 | https://eref.se.com/be/fr/sis-tarif/product/A9D52616
Schneider Electric | Schneider Electric | 01022021 |  | Schneider Electric |  | SED | A9D52620 |  |  | 142.85 |  | 1 |  | 6 | IDPN N VIGI 1P+N C20 100MA A | IDPN N VIGI 20A C 100MA A-TYPE DISJONCTE |  | ACTI 9 IDPN N VIGI C 20A 1PPN 100MA A 60 | [8 empty] | 09.07 | 1 | [8 empty] | 1 | 3606480472473 | 0 |  | 200 | 8 | 4 | 10 | 0.32 | 13606480472470 | 6 | 1430 | 25.5 | 9 | 10 |  | 43606480472471 | 54 | 13357 | 40 | 30 | 30 | [10 empty] | 12 | N | [12 empty] | CUZ | ZZ | 8536201090 | [14 empty] | aardlekschakelaar - iDPN N Vigi - 1P + N - 20A - 100mA klasse A | disjoncteur différentiel - iDPN N Vigi - 1P + N - 20 A - 100 mA - classe A | [17 empty] | https://eref.se.com/be/nl/sis-tarif/product/A9D52620 | https://eref.se.com/be/fr/sis-tarif/product/A9D52620
Schneider Electric | Schneider Electric | 01022021 |  | Schneider Electric |  | SED | A9D52625 |  |  | 148.43 |  | 1 |  | 6 | IDPN N VIGI 1P+N C25 100MA A | IDPN N VIGI 25A C 100MA A-TYPE DISJONCTE |  | ACTI 9 IDPN N VIGI C 25A 1PPN 100MA A 60 | [8 empty] | 09.07 | 1 | [8 empty] | 1 | 3606480472480 | 0 |  | 200 | 8 | 4 | 10 | 0.32 | 13606480472487 | 6 | 1430 | 25.5 | 9 | 10 |  | 43606480472488 | 54 | 13357 | 40 | 30 | 30 | [10 empty] | 12 | N | [12 empty] | CUZ | ZZ | 8536201090 | [14 empty] | aardlekschakelaar - iDPN N Vigi - 1P + N - 25A - 100mA klasse A | disjoncteur différentiel - iDPN N Vigi - 1P + N - 25 A - 100 mA - classe A | [17 empty] | https://eref.se.com/be/nl/sis-tarif/product/A9D52625 | https://eref.se.com/be/fr/sis-tarif/product/A9D52625
Schneider Electric | Schneider Electric | 01022021 |  | Schneider Electric |  | SED | A9D52632 |  |  | 148.43 |  | 1 |  | 6 | IDPN N VIGI 1P+N C32 100MA A | IDPN N VIGI 32A C 100MA A-TYPE DISJONCTE |  | ACTI 9 IDPN N VIGI C 32A 1PPN 100MA A 60 | [8 empty] | 09.07 | 1 | [8 empty] | 1 | 3606480472497 | 0 |  | 200 | 8 | 4 | 10 | 0.32 | 13606480472494 | 6 | 1430 | 25.5 | 9 | 10 |  | 43606480472495 | 54 | 13357 | 40 | 30 | 30 | [10 empty] | 6 | N | [12 empty] | CUZ | ZZ | 8536201090 | [14 empty] | aardlekschakelaar - iDPN N Vigi - 1P + N - 32A - 100mA klasse A | disjoncteur différentiel - iDPN N Vigi - 1P + N - 32 A - 100 mA - classe A | [17 empty] | https://eref.se.com/be/nl/sis-tarif/product/A9D52632 | https://eref.se.com/be/fr/sis-tarif/product/A9D52632
Schneider Electric | Schneider Electric | 01022021 |  | Schneider Electric |  | SED | A9D52640 |  |  | 148.43 |  | 1 |  | 6 | IDPN N VIGI 1P+N C40 100MA A | IDPN N VIGI 40A C 100MA A-TYPE DISJONCTE |  | ACTI 9 IDPN N VIGI C 40A 1PPN 100MA A 60 | [8 empty] | 09.07 | 1 | [8 empty] | 1 | 3606480472503 | 0 |  | 200 | 8 | 4 | 10 | 0.32 | 13606480472500 | 6 | 1430 | 9 | 25.5 | 10 |  | 43606480472501 | 54 | 13357 | 40 | 30 | 30 | [10 empty] | 15 | N | [12 empty] | CUZ | ZZ | 8536201090 | [14 empty] | aardlekschakelaar - iDPN N Vigi - 1P + N - 40A - 100mA klasse A | disjoncteur différentiel - iDPN N Vigi - 1P + N - 40 A - 100 mA - classe A | [17 empty] | https://eref.se.com/be/nl/sis-tarif/product/A9D52640 | https://eref.se.com/be/fr/sis-tarif/product/A9D52640
Schneider Electric | Schneider Electric | 01022021 |  | Schneider Electric |  | SED | A9D53606 |  |  | 150.66 |  | 1 |  | 6 | IDPN N VIGI 1P+N C6 100MA A SI | IDPN N VIGI 6A C 100MA SI-TYPE DISJONCTE |  | ACTI 9 IDPN N VIGI C 6A 1PPN 100MA SI 60 | [8 empty] | 09.07 | 1 | [8 empty] | 1 | 3606480472510 | 0 |  | 200 | 8 | 4 | 10 | 0.32 | 13606480472517 | 6 | 1430 | 25.5 | 9 | 10 |  | 43606480472518 | 54 | 13357 | 40 | 30 | 30 | [10 empty] | 6 | N | [12 empty] | CUZ | ZZ | 8536201090 | [14 empty] | aardlekschakelaar - iDPN N Vigi - 1P + N - 6A - 100mA klasse A | disjoncteur différentiel - iDPN N Vigi - 1P + N - 6 A - 100 mA - classe A | [17 empty] | https://eref.se.com/be/nl/sis-tarif/product/A9D53606 | https://eref.se.com/be/fr/sis-tarif/product/A9D53606
Schneider Electric | Schneider Electric | 01022021 |  | Schneider Electric |  | SED | A9D53610 |  |  | 150.66 |  | 1 |  | 6 | IDPN N VIGI 1P+N C10 100MA A SI | IDPN N VIGI 10A C 100MA SI-TYPE DISJONCT |  | ACTI 9 IDPN N VIGI C 10A 1PPN 100MA SI 6 | [8 empty] | 09.07 | 1 | [8 empty] | 1 | 3606480472527 | 0 |  | 200 | 8 | 4 | 10 | 0.32 | 13606480472524 | 6 | 1430 | 25.5 | 9 | 10 |  | 43606480472525 | 54 | 13357 | 40 | 30 | 30 | [10 empty] | 10 | N | [12 empty] | CUZ | ZZ | 8536201090 | [14 empty] | aardlekschakelaar - iDPN N Vigi - 1P + N - 10A - 100mA klasse A | disjoncteur différentiel - iDPN N Vigi - 1P + N - 10 A - 100 mA - classe A | [17 empty] | https://eref.se.com/be/nl/sis-tarif/product/A9D53610 | https://eref.se.com/be/fr/sis-tarif/product/A9D53610
Schneider Electric | Schneider Electric | 01022021 |  | Schneider Electric |  | SED | A9D53613 |  |  | 150.66 |  | 1 |  | 6 | A9 iDPN N VIGI 13A C 100 mA Type Asi 6kA | IDPN N VIGI 13A C 100MA SI-TYPE DISJONCT |  | ACTI 9 IDPN N VIGI C 13A 1PPN 100MA SI 6 | [8 empty] | 09.07 | 1 | [8 empty] | 1 | 3606480472534 | 0 |  | 200 | 8 | 4 | 10 | 0.32 | 13606480472531 | 6 | 1430 | 25.5 | 9 | 10 |  | 43606480472532 | 54 | 13357 | 40 | 30 | 30 | [10 empty] | 12 | N | [12 empty] | CUZ | ZZ | 8536201090 | [14 empty] | aardlekschakelaar - iDPN N Vigi - 1P + N - 13A - 100mA klasse A | disjoncteur différentiel - iDPN N Vigi - 1P + N - 13 A - 100 mA - classe A | [17 empty] | https://eref.se.com/be/nl/sis-tarif/product/A9D53613 | https://eref.se.com/be/fr/sis-tarif/product/A9D53613
Schneider Electric | Schneider Electric | 01022021 |  | Schneider Electric |  | SED | A9D53616 |  |  | 150.66 |  | 1 |  | 6 | IDPN N VIGI 1P+N C16 100MA A SI | IDPN N VIGI 16A C 100MA SI-TYPE DISJONCT |  | ACTI 9 IDPN N VIGI C 16A 1PPN 100MA SI 6 | [8 empty] | 09.07 | 1 | [8 empty] | 1 | 3606480472541 | 0 |  | 200 | 8 | 4 | 10 | 0.32 | 13606480472548 | 6 | 1430 | 25.5 | 9 | 10 |  | 43606480472549 | 54 | 13357 | 40 | 30 | 30 | [10 empty] | 12 | N | [12 empty] | CUZ | ZZ | 8536201090 | [14 empty] | aardlekschakelaar - iDPN N Vigi - 1P + N - 16A - 100mA klasse A | disjoncteur différentiel - iDPN N Vigi - 1P + N - 16 A - 100 mA - classe A | [17 empty] | https://eref.se.com/be/nl/sis-tarif/product/A9D53616 | https://eref.se.com/be/fr/sis-tarif/product/A9D53616
Schneider Electric | Schneider Electric | 01022021 |  | Schneider Electric |  | SED | A9D53620 |  |  | 150.66 |  | 1 |  | 6 | IDPN N VIGI 1P+N C20 100MA A SI | IDPN N VIGI 20A C 100MA SI-TYPE DISJONCT |  | ACTI 9 IDPN N VIGI C 20A 1PPN 100MA SI 6 | [8 empty] | 09.07 | 1 | [8 empty] | 1 | 3606480472558 | 0 |  | 200 | 8 | 4 | 10 | 0.32 | 13606480472555 | 6 | 1430 | 25.5 | 9 | 10 |  | 43606480472556 | 54 | 13357 | 40 | 30 | 30 | [10 empty] | 12 | N | [12 empty] | CUZ | ZZ | 8536201090 | [14 empty] | aardlekschakelaar - iDPN N Vigi - 1P + N - 20A - 100mA klasse A | disjoncteur différentiel - iDPN N Vigi - 1P + N - 20 A - 100 mA - classe A | [17 empty] | https://eref.se.com/be/nl/sis-tarif/product/A9D53620 | https://eref.se.com/be/fr/sis-tarif/product/A9D53620
Schneider Electric | Schneider Electric | 01022021 |  | Schneider Electric |  | SED | A9D53625 |  |  | 157.35 |  | 1 |  | 6 | IDPN N VIGI 1P+N C25 100MA A SI | IDPN N VIGI 25A C 100MA SI-TYPE DISJONCT |  | ACTI 9 IDPN N VIGI C 25A 1PPN 100MA SI 6 | [8 empty] | 09.07 | 1 | [8 empty] | 1 | 3606480472565 | 0 |  | 200 | 8 | 4 | 10 | 0.32 | 13606480472562 | 6 | 1430 | 25.5 | 9 | 10 |  | 43606480472563 | 54 | 13357 | 40 | 30 | 30 | [10 empty] | 12 | N | [12 empty] | CUZ | ZZ | 8536201090 | [14 empty] | aardlekschakelaar - iDPN N Vigi - 1P + N - 25A - 100mA klasse A | disjoncteur différentiel - iDPN N Vigi - 1P + N - 25 A - 100 mA - classe A | [17 empty] | https://eref.se.com/be/nl/sis-tarif/product/A9D53625 | https://eref.se.com/be/fr/sis-tarif/product/A9D53625
Schneider Electric | Schneider Electric | 01022021 |  | Schneider Electric |  | SED | A9D53632 |  |  | 157.35 |  | 1 |  | 6 | IDPN N VIGI 1P+N C32 100MA A SI | IDPN N VIGI 32A C 100MA SI-TYPE DISJONCT |  | ACTI 9 IDPN N VIGI C 32A 1PPN 100MA SI 6 | [8 empty] | 09.07 | 1 | [8 empty] | 1 | 3606480472572 | 0 |  | 200 | 8 | 4 | 10 | 0.32 | 13606480472579 | 6 | 1430 | 25.5 | 9 | 10 |  | 43606480472570 | 54 | 13357 | 40 | 30 | 30 | [10 empty] | 12 | N | [12 empty] | CUZ | ZZ | 8536201090 | [14 empty] | aardlekschakelaar - iDPN N Vigi - 1P + N - 32A - 100mA klasse A | disjoncteur différentiel - iDPN N Vigi - 1P + N - 32 A - 100 mA - classe A | [17 empty] | https://eref.se.com/be/nl/sis-tarif/product/A9D53632 | https://eref.se.com/be/fr/sis-tarif/product/A9D53632
Schneider Electric | Schneider Electric | 01022021 |  | Schneider Electric |  | SED | A9D53640 |  |  | 157.35 |  | 1 |  | 6 | IDPN N VIGI 1P+N C40 100MA A SI | IDPN N VIGI 40A C 100MA SI-TYPE DISJONCT |  | ACTI 9 IDPN N VIGI C 40A 1PPN 100MA SI 6 | [8 empty] | 09.07 | 1 | [8 empty] | 1 | 3606480472589 | 0 |  | 200 | 8 | 4 | 10 | 0.32 | 13606480472586 | 6 | 1430 | 25.5 | 9 | 10 |  | 43606480472587 | 54 | 13357 | 40 | 30 | 30 | [10 empty] | 12 | N | [12 empty] | CUZ | ZZ | 8536201090 | [14 empty] | aardlekschakelaar - iDPN N Vigi - 1P + N - 40A - 100mA klasse A | disjoncteur différentiel - iDPN N Vigi - 1P + N - 40 A - 100 mA - classe A | [17 empty] | https://eref.se.com/be/nl/sis-tarif/product/A9D53640 | https://eref.se.com/be/fr/sis-tarif/product/A9D53640
Schneider Electric | Schneider Electric | 01022021 |  | Schneider Electric |  | SED | A9D54210 |  |  | 153.39 |  | 1 |  | 6 | IC60 VIGI 2P 10A 300MA 10KA | Acti9 IC60 RCBO 2P 10A 300mA C 10kA A |  | Acti9 IC60 RCBO 2P 10A 300mA C 10kA A | [8 empty] | 09.07 | 1 | [8 empty] | 1 | 3606481194251 | 0 |  | 234 | 10 | 8 | 4 | 0.32 | 13606481194258 | 6 | 1477 | 25 | 12 | 10 |  | 43606481194259 | 36 | 9498 | 40 | 30 | 30 | [10 empty] | 6 | N | [12 empty] | CUZ | ZZ | 8536201090 | [33 empty] | https://eref.se.com/be/nl/sis-tarif/product/A9D54210 | https://eref.se.com/be/fr/sis-tarif/product/A9D54210
Schneider Electric | Schneider Electric | 01022021 |  | Schneider Electric |  | SED | A9D54216 |  |  | 153.39 |  | 1 |  | 6 | IC60 VIGI 2P 16A 300MA 10KA | Acti9 IC60 RCBO 2P 16A 300mA C 10kA A |  | Acti9 IC60 RCBO 2P 16A 300mA C 10kA A | [8 empty] | 09.07 | 1 | [8 empty] | 1 | 3606481194268 | 0 |  | 236 | 10 | 8 | 4 | 0.32 | 13606481194265 | 6 | 1484 | 25 | 12 | 10 |  | 43606481194266 | 36 | 9538 | 40 | 30 | 30 | [10 empty] | 6 | N | [12 empty] | CUZ | ZZ | 8536201090 | [33 empty] | https://eref.se.com/be/nl/sis-tarif/product/A9D54216 | https://eref.se.com/be/fr/sis-tarif/product/A9D54216
Schneider Electric | Schneider Electric | 01022021 |  | Schneider Electric |  | SED | A9D54220 |  |  | 153.39 |  | 1 |  | 6 | IC60 VIGI 2P 20A 300MA 10KA | Acti9 IC60 RCBO 2P 20A 300mA C 10kA A |  | Acti9 IC60 RCBO 2P 20A 300mA C 10kA A | [8 empty] | 09.07 | 1 | [8 empty] | 1 | 3606481194275 | 0 |  | 241 | 10 | 8 | 4 | 0.32 | 13606481194272 | 6 | 1517 | 25 | 12 | 10 |  | 43606481194273 | 36 | 9815 | 40 | 30 | 30 | [10 empty] | 6 | N | [12 empty] | CUZ | ZZ | 8536201090 | [33 empty] | https://eref.se.com/be/nl/sis-tarif/product/A9D54220 | https://eref.se.com/be/fr/sis-tarif/product/A9D54220
Schneider Electric | Schneider Electric | 01022021 |  | Schneider Electric |  | SED | A9D54225 |  |  | 159.99 |  | 1 |  | 6 | IC60 VIGI 2P 25A 300MA 10KA | Acti9 IC60 RCBO 2P 25A 300mA C 10kA A |  | Acti9 IC60 RCBO 2P 25A 300mA C 10kA A | [8 empty] | 09.07 | 1 | [8 empty] | 1 | 3606481194282 | 0 |  | 242 | 10 | 8 | 4 | 0.32 | 13606481194289 | 6 | 1526 | 25 | 12 | 10 |  | 43606481194280 | 36 | 9869 | 40 | 30 | 30 | [10 empty] | 6 | N | [12 empty] | CUZ | ZZ | 8536201090 | [33 empty] | https://eref.se.com/be/nl/sis-tarif/product/A9D54225 | https://eref.se.com/be/fr/sis-tarif/product/A9D54225
Schneider Electric | Schneider Electric | 01022021 |  | Schneider Electric |  | SED | A9D54232 |  |  | 159.99 |  | 1 |  | 6 | IC60 VIGI 2P 32A 300MA 10KA | Acti9 IC60 RCBO 2P 32A 300mA C 10kA A |  | Acti9 IC60 RCBO 2P 32A 300mA C 10kA A | [8 empty] | 09.07 | 1 | [8 empty] | 1 | 3606481194299 | 0 |  | 240 | 10 | 8 | 4 | 0.32 | 13606481194296 | 6 | 1516 | 25 | 12 | 10 |  | 43606481194297 | 36 | 9809 | 40 | 30 | 30 | [10 empty] | 6 | N | [12 empty] | CUZ | ZZ | 8536201090 | [33 empty] | https://eref.se.com/be/nl/sis-tarif/product/A9D54232 | https://eref.se.com/be/fr/sis-tarif/product/A9D54232
Schneider Electric | Schneider Electric | 01022021 |  | Schneider Electric |  | SED | A9D56604 |  |  | 154 |  | 1 |  | 6 | iDPN N VIGI 1P+N B4 30MA A | IDPN N VIGI 4A B 30MA A-TYPE DISJONCTEUR |  | Acti9 IDPN N VIGI B 4A 1PPN 30MA A | [8 empty] | 09.07 | 1 | [8 empty] | 1 | 3606480472671 | 0 |  | 221 | 10 | 8 | 4 | 0.32 | 13606480472678 | 6 | 1389 | 25 | 10.5 | 8.8 |  | 43606480472679 | 54 | 12988 | 40 | 30 | 30 | [10 empty] | 2 | Y | [12 empty] | CUZ | ZZ | 8536201090 | [14 empty] | aardlekschakelaar - iDPN N Vigi - 1P + N - 4A - 30mA klasse A | disjoncteur différentiel - iDPN N Vigi - 1P + N - 4 A - 30 mA - classe A | [17 empty] | https://eref.se.com/be/nl/sis-tarif/product/A9D56604 | https://eref.se.com/be/fr/sis-tarif/product/A9D56604
Schneider Electric | Schneider Electric | 01022021 |  | Schneider Electric |  | SED | A9D56606 |  |  | 154 |  | 1 |  | 6 | iDPN N VIGI 1P+N B6 30MA A | IDPN N VIGI 6A B 30MA A-TYPE DISJONCTEUR |  | IDPN N VIGI 6A B 30MA A-TYPE RESIDUAL CU | [8 empty] | 09.07 | 1 | [8 empty] | 1 | 3606480472688 | 0 |  | 218 | 10 | 8 | 4 | 0.32 | 13606480472685 | 6 | 1370 | 10.7 | 25.5 | 9 |  | 43606480472686 | 54 | 12817 | 40 | 30 | 30 | [10 empty] | 2 | Y | [12 empty] | CUZ | ZZ | 8536201090 | [14 empty] | aardlekschakelaar - iDPN N Vigi - 1P + N - 6A - 30mA klasse A | disjoncteur différentiel - iDPN N Vigi - 1P + N - 6 A - 30 mA - classe A | [17 empty] | https://eref.se.com/be/nl/sis-tarif/product/A9D56606 | https://eref.se.com/be/fr/sis-tarif/product/A9D56606
Schneider Electric | Schneider Electric | 01022021 |  | Schneider Electric |  | SED | A9D56610 |  |  | 154 |  | 1 |  | 6 | iDPN N VIGI 1P+N B10 30MA A | IDPN N VIGI 10A B 30MA A-TYPE DISJONCTEU |  | Acti9 IDPN N VIGI B 10A 1PPN 30MA A | [8 empty] | 09.07 | 1 | [8 empty] | 1 | 3606480472695 | 0 |  | 218 | 10 | 9 | 4 | 0.36 | 13606480472692 | 6 | 1365 | 10.5 | 25.5 | 9 |  | 43606480472693 | 54 | 12772 | 40 | 30 | 30 | [10 empty] | 2 | Y | [12 empty] | CUZ | ZZ | 8536201090 | [14 empty] | aardlekschakelaar - iDPN N Vigi - 1P + N - 10A - 30mA klasse A | disjoncteur différentiel - iDPN N Vigi - 1P + N - 10 A - 30 mA - classe A | [17 empty] | https://eref.se.com/be/nl/sis-tarif/product/A9D56610 | https://eref.se.com/be/fr/sis-tarif/product/A9D56610
Schneider Electric | Schneider Electric | 01022021 |  | Schneider Electric |  | SED | A9D56613 |  |  | 154 |  | 1 |  | 6 | A9 iDPN N VIGI 13A B 30 mA Type A 6kA | IDPN N VIGI 13A B 30MA A-TYPE DISJONCTEU |  | Acti9 IDPN N VIGI B 13A 1PPN 30MA A | [8 empty] | 09.07 | 1 | [8 empty] | 1 | 3606480472701 | 0 |  | 218 | 10 | 8 | 4 | 0.32 | 13606480472708 | 6 | 1367 | 25.5 | 10.6 | 9 |  | 43606480472709 | 54 | 12790 | 40 | 30 | 30 | [10 empty] | 2 | Y | [12 empty] | CUZ | ZZ | 8536201090 | [14 empty] | aardlekschakelaar - iDPN N Vigi - 1P + N - 13A - 30mA klasse A | disjoncteur différentiel - iDPN N Vigi - 1P + N - 13 A - 30 mA - classe A | [17 empty] | https://eref.se.com/be/nl/sis-tarif/product/A9D56613 | https://eref.se.com/be/fr/sis-tarif/product/A9D56613
Schneider Electric | Schneider Electric | 01022021 |  | Schneider Electric |  | SED | A9D56616 |  |  | 154 |  | 1 |  | 6 | iDPN N VIGI 1P+N B16 30mA A | IDPN N VIGI 16A B 30MA A-TYPE DISJONCTEU |  | IDPN N VIGI 16A B 30MA A-TYPE RESIDUAL C | [8 empty] | 09.07 | 1 | [8 empty] | 1 | 3606480472718 | 0 |  | 221 | 10 | 4 | 8 | 0.32 | 13606480472715 | 6 | 1402 | 10.8 | 25.5 | 9 |  | 43606480472716 | 54 | 12783 | 40 | 30 | 30 | [10 empty] | 2 | Y | [12 empty] | CUZ | ZZ | 8536201090 | [14 empty] | aardlekschakelaar - iDPN N Vigi - 1P + N - 16A - 30mA klasse A | disjoncteur différentiel - iDPN N Vigi - 1P + N - 16 A - 30 mA - classe A | [17 empty] | https://eref.se.com/be/nl/sis-tarif/product/A9D56616 | https://eref.se.com/be/fr/sis-tarif/product/A9D56616
Schneider Electric | Schneider Electric | 01022021 |  | Schneider Electric |  | SED | A9D56620 |  |  | 154 |  | 1 |  | 6 | iDPN N VIGI 1P+N B20 30mA A | IDPN N VIGI 20A B 30MA A-TYPE DISJONCTEU |  | Acti9 IDPN N VIGI B 20A 1PPN 30MA A | [8 empty] | 09.07 | 1 | [8 empty] | 1 | 3606480472725 | 0 |  | 222 | 10 | 8 | 4 | 0.32 | 13606480472722 | 6 | 1394 | 25.5 | 10.5 | 9 |  | 43606480472723 | 54 | 12926 | 40 | 30 | 30 | [10 empty] | 6 | N | [12 empty] | CUZ | ZZ | 8536201090 | [14 empty] | aardlekschakelaar - iDPN N Vigi - 1P + N - 20A - 30mA klasse A | disjoncteur différentiel - iDPN N Vigi - 1P + N - 20 A - 30 mA - classe A | [17 empty] | https://eref.se.com/be/nl/sis-tarif/product/A9D56620 | https://eref.se.com/be/fr/sis-tarif/product/A9D56620
Schneider Electric | Schneider Electric | 01022021 |  | Schneider Electric |  | SED | A9D56625 |  |  | 159.59 |  | 1 |  | 6 | iDPN N VIGI 1P+N B25 30MA A | IDPN N VIGI 25A B 30MA A-TYPE DISJONCTEU |  | IDPN N VIGI 25A B 30MA A-TYPE RESIDUAL C | [8 empty] | 09.07 | 1 | [8 empty] | 1 | 3606480472732 | 0 |  | 221 | 10 | 9 | 4 | 0.36 | 13606480472739 | 6 | 1391 | 25.5 | 10.8 | 9.2 |  | 43606480472730 | 54 | 13006 | 40 | 30 | 30 | [10 empty] | 6 | N | [12 empty] | CUZ | ZZ | 8536201090 | [14 empty] | aardlekschakelaar - iDPN N Vigi - 1P + N - 25A - 30mA klasse A | disjoncteur différentiel - iDPN N Vigi - 1P + N - 25 A - 30 mA - classe A | [17 empty] | https://eref.se.com/be/nl/sis-tarif/product/A9D56625 | https://eref.se.com/be/fr/sis-tarif/product/A9D56625
Schneider Electric | Schneider Electric | 01022021 |  | Schneider Electric |  | SED | A9D56632 |  |  | 159.59 |  | 1 |  | 6 | iDPN N VIGI 1P+N B32 30MA A | IDPN N VIGI 32A B 30MA A-TYPE DISJONCTEU |  | IDPN N VIGI 32A B 30MA A-TYPE RESIDUAL C | [8 empty] | 09.07 | 1 | [8 empty] | 1 | 3606480472749 | 0 |  | 200 | 8 | 4 | 10 | 0.32 | 13606480472746 | 6 | 1430 | 25.5 | 9 | 10 |  | 43606480472747 | 54 | 13357 | 40 | 30 | 30 | [10 empty] | 6 | N | [12 empty] | CUZ | ZZ | 8536201090 | [14 empty] | aardlekschakelaar - iDPN N Vigi - 1P + N - 32A - 30mA klasse A | disjoncteur différentiel - iDPN N Vigi - 1P + N - 32 A - 30 mA - classe A | [17 empty] | https://eref.se.com/be/nl/sis-tarif/product/A9D56632 | https://eref.se.com/be/fr/sis-tarif/product/A9D56632
Schneider Electric | Schneider Electric | 01022021 |  | Schneider Electric |  | SED | A9D56640 |  |  | 159.59 |  | 1 |  | 6 | iDPN N VIGI 1P+N B40 30MA A | IDPN N VIGI 40A B 30MA A-TYPE DISJONCTEU |  | Acti9 IDPN N VIGI B 40A 1PPN 30MA A | [8 empty] | 09.07 | 1 | [8 empty] | 1 | 3606480472756 | 0 |  | 200 | 8 | 4 | 10 | 0.32 | 13606480472753 | 6 | 1430 | 25.5 | 9 | 10 |  | 43606480472754 | 54 | 13357 | 40 | 30 | 30 | [10 empty] | 6 | N | [12 empty] | CUZ | ZZ | 8536201090 | [14 empty] | aardlekschakelaar - iDPN N Vigi - 1P + N - 40A - 30mA klasse A | disjoncteur différentiel - iDPN N Vigi - 1P + N - 40 A - 30 mA - classe A | [17 empty] | https://eref.se.com/be/nl/sis-tarif/product/A9D56640 | https://eref.se.com/be/fr/sis-tarif/product/A9D56640
Schneider Electric | Schneider Electric | 01022021 |  | Schneider Electric |  | SED | A9D60604 |  |  | 164.06 |  | 1 |  | 6 | IDPN N VIGI 1P+N B4 100MA A | IDPN N VIGI 4A B 100MA A-TYPE DISJONCTEU |  | ACTI 9 IDPN N VIGI B 4A 1PPN 100MA A 600 | [8 empty] | 09.07 | 1 | [8 empty] | 1 | 3606480472763 | 0 |  | 200 | 8 | 4 | 10 | 0.32 | 13606480472760 | 6 | 1430 | 25.5 | 9 | 10 |  | 43606480472761 | 54 | 13357 | 40 | 30 | 30 | [10 empty] | 12 | N | [12 empty] | CUZ | ZZ | 8536201090 | [14 empty] | aardlekschakelaar - iDPN N Vigi - 1P + N - 4A - 100mA klasse A | disjoncteur différentiel - iDPN N Vigi - 1P + N - 4 A - 100 mA - classe A | [17 empty] | https://eref.se.com/be/nl/sis-tarif/product/A9D60604 | https://eref.se.com/be/fr/sis-tarif/product/A9D60604
Schneider Electric | Schneider Electric | 01022021 |  | Schneider Electric |  | SED | A9D60606 |  |  | 164.06 |  | 1 |  | 6 | IDPN N VIGI 1P+N B6 100MA A | IDPN N VIGI 6A B 100MA A-TYPE DISJONCTEU |  | ACTI 9 IDPN N VIGI B 6A 1PPN 100MA A 600 | [8 empty] | 09.07 | 1 | [8 empty] | 1 | 3606480472770 | 0 |  | 200 | 8 | 4 | 10 | 0.32 | 13606480472777 | 6 | 1430 | 25.5 | 9 | 10 |  | 43606480472778 | 54 | 13357 | 40 | 30 | 30 | [10 empty] | 12 | N | [12 empty] | CUZ | ZZ | 8536201090 | [14 empty] | aardlekschakelaar - iDPN N Vigi - 1P + N - 6A - 100mA klasse A | disjoncteur différentiel - iDPN N Vigi - 1P + N - 6 A - 100 mA - classe A | [17 empty] | https://eref.se.com/be/nl/sis-tarif/product/A9D60606 | https://eref.se.com/be/fr/sis-tarif/product/A9D60606
Schneider Electric | Schneider Electric | 01022021 |  | Schneider Electric |  | SED | A9D60610 |  |  | 164.06 |  | 1 |  | 6 | IDPN N VIGI 1P+N B10 100MA A | IDPN N VIGI 10A B 100MA A-TYPE DISJONCTE |  | Acti9 IDPN N VIGI B 10A 1PPN 100MA A | [8 empty] | 09.07 | 1 | [8 empty] | 1 | 3606480472787 | 0 |  | 200 | 8 | 4 | 10 | 0.32 | 13606480472784 | 6 | 1430 | 25.5 | 9 | 10 |  | 43606480472785 | 54 | 13357 | 40 | 30 | 30 | [10 empty] | 12 | N | [12 empty] | CUZ | ZZ | 8536201090 | [14 empty] | aardlekschakelaar - iDPN N Vigi - 1P + N - 10A - 100mA klasse A | disjoncteur différentiel - iDPN N Vigi - 1P + N - 10 A - 100 mA - classe A | [17 empty] | https://eref.se.com/be/nl/sis-tarif/product/A9D60610 | https://eref.se.com/be/fr/sis-tarif/product/A9D60610
Schneider Electric | Schneider Electric | 01022021 |  | Schneider Electric |  | SED | A9D60613 |  |  | 164.06 |  | 1 |  | 6 | A9 iDPN N VIGI 13A B 100 mA Type A 6kA | IDPN N VIGI 13A B 100MA A-TYPE DISJONCTE |  | ACTI 9 IDPN N VIGI B 13A 1PPN 100MA A 60 | [8 empty] | 09.07 | 1 | [8 empty] | 1 | 3606480472794 | 0 |  | 200 | 8 | 4 | 10 | 0.32 | 13606480472791 | 6 | 1430 | 25.5 | 9 | 10 |  | 43606480472792 | 54 | 13357 | 40 | 30 | 30 | [10 empty] | 12 | N | [12 empty] | CUZ | ZZ | 8536201090 | [14 empty] | aardlekschakelaar - iDPN N Vigi - 1P + N - 13A - 100mA klasse A | disjoncteur différentiel - iDPN N Vigi - 1P + N - 13 A - 100 mA - classe A | [17 empty] | https://eref.se.com/be/nl/sis-tarif/product/A9D60613 | https://eref.se.com/be/fr/sis-tarif/product/A9D60613
Schneider Electric | Schneider Electric | 01022021 |  | Schneider Electric |  | SED | A9D60616 |  |  | 164.06 |  | 1 |  | 6 | IDPN N VIGI 1P+N B16 100MA A | IDPN N VIGI 16A B 100MA A-TYPE DISJONCTE |  | ACTI 9 IDPN N VIGI B 16A 1PPN 100MA A 60 | [8 empty] | 09.07 | 1 | [8 empty] | 1 | 3606480472800 | 0 |  | 212 | 10 | 8 | 4 | 0.32 | 13606480472807 | 6 | 1338 | 25 | 11 | 9 |  | 43606480472808 | 54 | 12755 | 40 | 30 | 30 | [10 empty] | 6 | N | [12 empty] | CUZ | ZZ | 8536201090 | [14 empty] | aardlekschakelaar - iDPN N Vigi - 1P + N - 16A - 100mA klasse A | disjoncteur différentiel - iDPN N Vigi - 1P + N - 16 A - 100 mA - classe A | [17 empty] | https://eref.se.com/be/nl/sis-tarif/product/A9D60616 | https://eref.se.com/be/fr/sis-tarif/product/A9D60616
Schneider Electric | Schneider Electric | 01022021 |  | Schneider Electric |  | SED | A9D60625 |  |  | 170.75 |  | 1 |  | 6 | IDPN N VIGI 1P+N B25 100MA A | IDPN N VIGI 25A B 100MA A-TYPE DISJONCTE |  | ACTI 9 IDPN N VIGI B 25A 1PPN 100MA A 60 | [8 empty] | 09.07 | 1 | [8 empty] | 1 | 3606480472824 | 0 |  | 200 | 8 | 4 | 10 | 0.32 | 13606480472821 | 6 | 1430 | 25.5 | 9 | 10 |  | 43606480472822 | 54 | 13357 | 40 | 30 | 30 | [10 empty] | 9 | N | [12 empty] | CUZ | ZZ | 8536201090 | [14 empty] | aardlekschakelaar - iDPN N Vigi - 1P + N - 25A - 100mA klasse A | disjoncteur différentiel - iDPN N Vigi - 1P + N - 25 A - 100 mA - classe A | [17 empty] | https://eref.se.com/be/nl/sis-tarif/product/A9D60625 | https://eref.se.com/be/fr/sis-tarif/product/A9D60625
Schneider Electric | Schneider Electric | 01022021 |  | Schneider Electric |  | SED | A9D60632 |  |  | 170.75 |  | 1 |  | 6 | IDPN N VIGI 1P+N B32 100MA A | IDPN N VIGI 32A B 100MA A-TYPE DISJONCTE |  | ACTI 9 IDPN N VIGI B 32A 1PPN 100MA A 60 | [8 empty] | 09.07 | 1 | [8 empty] | 1 | 3606480472831 | 0 |  | 200 | 8 | 4 | 10 | 0.32 | 13606480472838 | 6 | 1430 | 25.5 | 9 | 10 |  | 43606480472839 | 54 | 13357 | 40 | 30 | 30 | [10 empty] | 12 | N | [12 empty] | CUZ | ZZ | 8536201090 | [14 empty] | aardlekschakelaar - iDPN N Vigi - 1P + N - 32A - 100mA klasse A | disjoncteur différentiel - iDPN N Vigi - 1P + N - 32 A - 100 mA - classe A | [17 empty] | https://eref.se.com/be/nl/sis-tarif/product/A9D60632 | https://eref.se.com/be/fr/sis-tarif/product/A9D60632
Schneider Electric | Schneider Electric | 01022021 |  | Schneider Electric |  | SED | A9D60640 |  |  | 170.75 |  | 1 |  | 6 | IDPN N VIGI 1P+N B40 100MA A | IDPN N VIGI 40A B 100MA A-TYPE DISJONCTE |  | ACTI 9 IDPN N VIGI B 40A 1PPN 100MA A 60 | [8 empty] | 09.07 | 1 | [8 empty] | 1 | 3606480472848 | 0 |  | 200 | 8 | 4 | 10 | 0.32 | 13606480472845 | 6 | 1430 | 25.5 | 9 | 10 |  | 43606480472846 | 54 | 13357 | 40 | 30 | 30 | [10 empty] | 12 | N | [12 empty] | CUZ | ZZ | 8536201090 | [14 empty] | aardlekschakelaar - iDPN N Vigi - 1P + N - 40A - 100mA klasse A | disjoncteur différentiel - iDPN N Vigi - 1P + N - 40 A - 100 mA - classe A | [17 empty] | https://eref.se.com/be/nl/sis-tarif/product/A9D60640 | https://eref.se.com/be/fr/sis-tarif/product/A9D60640
Schneider Electric | Schneider Electric | 01022021 |  | Schneider Electric |  | SED | A9D67310 |  |  | 145.07 |  | 1 |  | 4 | Acti9 IC60 RCBO 3P 10A 30 C 6kAmA A | Acti9 IC60 RCBO 3P 10A 30mA C 6kA A |  | Acti9 IC60 RCBO 3P 10A 30MA C 6kA A | [8 empty] | 09.07 | 1 | [8 empty] | 1 | 3606481157980 | 0 |  | 325 | 10 | 8 | 6 | 0.48 | 13606481157987 | 4 | 1374 | 25 | 11 | 10 |  | 43606481157988 | 24 | 8887 | 40 | 30 | 30 | [10 empty] | 6 | N | [12 empty] | CUZ | ZZ | 8536201090 | [33 empty] | https://eref.se.com/be/nl/sis-tarif/product/A9D67310 | https://eref.se.com/be/fr/sis-tarif/product/A9D67310
Schneider Electric | Schneider Electric | 01022021 |  | Schneider Electric |  | SED | A9D67313 |  |  | 145.07 |  | 1 |  | 4 | Acti9 IC60 RCBO 3P 13A 30 C 6kAmA A | Acti9 IC60 RCBO 3P 13A 30mA C 6kA A |  | Acti9 IC60 RCBO 3P 13A 30MA C 6kA A | [8 empty] | 09.07 | 1 | [8 empty] | 1 | 3606481157997 | 0 |  | 325 | 10 | 8 | 6 | 0.48 | 13606481157994 | 4 | 1373 | 25 | 12 | 10 |  | 43606481157995 | 24 | 8879 | 40 | 30 | 30 | [10 empty] | 6 | N | [12 empty] | CUZ | ZZ | 8536201090 | [33 empty] | https://eref.se.com/be/nl/sis-tarif/product/A9D67313 | https://eref.se.com/be/fr/sis-tarif/product/A9D67313
Schneider Electric | Schneider Electric | 01022021 |  | Schneider Electric |  | SED | A9D67316 |  |  | 145.07 |  | 1 |  | 4 | Acti9 IC60 RCBO 3P 16A 30 C 6kAmA A | Acti9 IC60 RCBO 3P 16A 30mA C 6kA A |  | Acti9 IC60 RCBO 3P 16A 30MA C 6kA A | [8 empty] | 09.07 | 1 | [8 empty] | 1 | 3606481158000 | 0 |  | 331 | 10 | 8 | 6 | 0.48 | 13606481158007 | 4 | 1393 | 25 | 12 | 10 |  | 43606481158008 | 24 | 9004 | 40 | 30 | 30 |  | 73606481158009 | 192 | 84568 | 120 | 80 | 50 |  |  |  | 6 | N | [12 empty] | CUZ | ZZ | 8536201090 | [33 empty] | https://eref.se.com/be/nl/sis-tarif/product/A9D67316 | https://eref.se.com/be/fr/sis-tarif/product/A9D67316
Schneider Electric | Schneider Electric | 01022021 |  | Schneider Electric |  | SED | A9D67320 |  |  | 145.07 |  | 1 |  | 4 | Acti9 IC60 RCBO 3P 20A 30MA C 6kA A | Acti9 IC60 RCBO 3P 20A 30mA C 6kA A |  | Acti9 IC60 RCBO 3P 20A 30MA C 6kA A | [8 empty] | 09.07 | 1 | [8 empty] | 1 | 3606481158017 | 0 |  | 340 | 10 | 8 | 6 | 0.48 | 13606481158014 | 4 | 1431 | 25 | 12 | 9 |  | 43606481158015 | 24 | 9223 | 40 | 30 | 30 | [10 empty] | 6 | N | [12 empty] | CUZ | ZZ | 8536201090 | [33 empty] | https://eref.se.com/be/nl/sis-tarif/product/A9D67320 | https://eref.se.com/be/fr/sis-tarif/product/A9D67320
Schneider Electric | Schneider Electric | 01022021 |  | Schneider Electric |  | SED | A9D67325 |  |  | 154 |  | 1 |  | 4 | Acti9 IC60 RCBO 3P 25A 30 C 6kAmA A | Acti9 IC60 RCBO 3P 25A 30mA C 6kA A |  | Acti9 IC60 RCBO 3P 25A 30MA C 6kA A | [8 empty] | 09.07 | 1 | [8 empty] | 1 | 3606481158024 | 0 |  | 340 | 10 | 8 | 6 | 0.48 | 13606481158021 | 4 | 1430 | 25 | 11 | 9 |  | 43606481158022 | 24 | 9207 | 40 | 30 | 30 | [10 empty] | 6 | N | [12 empty] | CUZ | ZZ | 8536201090 | [33 empty] | https://eref.se.com/be/nl/sis-tarif/product/A9D67325 | https://eref.se.com/be/fr/sis-tarif/product/A9D67325
Schneider Electric | Schneider Electric | 01022021 |  | Schneider Electric |  | SED | A9D67332 |  |  | 154 |  | 1 |  | 4 | Acti9 IC60 RCBO 3P 32A 30 C 6kAmA A | Acti9 IC60 RCBO 3P 32A 30mA C 6kA A |  | Acti9 IC60 RCBO 3P 32A 30MA C 6kA A | [8 empty] | 09.07 | 1 | [8 empty] | 1 | 3606481158031 | 0 |  | 339 | 10 | 8 | 6 | 0.48 | 13606481158038 | 4 | 1431 | 25 | 11 | 10 |  | 43606481158039 | 24 | 9220 | 40 | 30 | 30 | [10 empty] | 6 | N | [12 empty] | CUZ | ZZ | 8536201090 | [33 empty] | https://eref.se.com/be/nl/sis-tarif/product/A9D67332 | https://eref.se.com/be/fr/sis-tarif/product/A9D67332
Schneider Electric | Schneider Electric | 01022021 |  | Schneider Electric |  | SED | A9D67410 |  |  | 156.23 |  | 1 |  | 3 | IC60 VIGI 4P 10A 30MA C 6KA | Acti9 IC60 RCBO 4P 10A 30mA C 6kA A |  | Acti9 IC60 RCBO 4P 10A 30MA C 6kA A | [8 empty] | 09.07 | 1 | [8 empty] | 1 | 3606481157591 | 0 |  | 432 | 10 | 9 | 8 | 0.72 | 13606481157598 | 3 | 1368 | 25 | 10 | 11 |  | 43606481157599 | 18 | 8849 | 40 | 30 | 30 | [10 empty] | 6 | N | [12 empty] | CUZ | ZZ | 8536201090 | [33 empty] | https://eref.se.com/be/nl/sis-tarif/product/A9D67410 | https://eref.se.com/be/fr/sis-tarif/product/A9D67410
Schneider Electric | Schneider Electric | 01022021 |  | Schneider Electric |  | SED | A9D67413 |  |  | 156.23 |  | 1 |  | 3 | ACTI9 IC60 VIGI 4P 13A 30MA C 6KA | Acti9 IC60 RCBO 4P 13A 30mA C 6kA A |  | Acti9 IC60 RCBO 4P 13A 30MA C 6kA A | [8 empty] | 09.07 | 1 | [8 empty] | 1 | 3606481157607 | 0 |  | 434 | 10 | 9 | 8 | 0.72 | 13606481157604 | 3 | 1371 | 25 | 10 | 12 |  | 43606481157605 | 18 | 8861 | 40 | 30 | 30 |  | 73606481157606 | 144 | 83512 | 120 | 80 | 50 |  |  |  | 2 | Y | [12 empty] | CUZ | ZZ | 8536201090 | [33 empty] | https://eref.se.com/be/nl/sis-tarif/product/A9D67413 | https://eref.se.com/be/fr/sis-tarif/product/A9D67413
Schneider Electric | Schneider Electric | 01022021 |  | Schneider Electric |  | SED | A9D67416 |  |  | 156.23 |  | 1 |  | 3 | IC60 VIGI 4P 16A 30MA C 6KA | Acti9 IC60 RCBO 4P 16A 30mA C 6kA A |  | Acti9 IC60 RCBO 4P 16A 30MA C 6kA A | [8 empty] | 09.07 | 1 | [8 empty] | 1 | 3606481157614 | 0 |  | 439 | 10 | 8 | 9 | 0.72 | 13606481157611 | 3 | 1390 | 25 | 10 | 11 |  | 43606481157612 | 18 | 9053 | 40 | 30 | 30 |  | 73606481157613 | 144 | 84424 | 120 | 80 | 50 |  |  |  | 2 | Y | [12 empty] | CUZ | ZZ | 8536201090 | [33 empty] | https://eref.se.com/be/nl/sis-tarif/product/A9D67416 | https://eref.se.com/be/fr/sis-tarif/product/A9D67416
Schneider Electric | Schneider Electric | 01022021 |  | Schneider Electric |  | SED | A9D67420 |  |  | 156.23 |  | 1 |  | 3 | IC60 VIGI 4P 20A 30MA C 6KA | Acti9 IC60 RCBO 4P 20A 30mA C 6kA A |  | Acti9 IC60 RCBO 4P 20A 30MA C 6kA A | [8 empty] | 09.07 | 1 | [8 empty] | 1 | 3606481157621 | 0 |  | 453 | 10 | 9 | 8 | 0.72 | 13606481157628 | 3 | 1428 | 25 | 10 | 11 |  | 43606481157629 | 18 | 9208 | 40 | 30 | 30 | [10 empty] | 2 | Y | [12 empty] | CUZ | ZZ | 8536201090 | [33 empty] | https://eref.se.com/be/nl/sis-tarif/product/A9D67420 | https://eref.se.com/be/fr/sis-tarif/product/A9D67420
Schneider Electric | Schneider Electric | 01022021 |  | Schneider Electric |  | SED | A9D67425 |  |  | 165.17 |  | 1 |  | 3 | IC60 VIGI 4P 25A 30MA C 6KA | Acti9 IC60 RCBO 4P 25A 30mA C 6kA A |  | Acti9 IC60 RCBO 4P 25A 30MA C 6kA A | [8 empty] | 09.07 | 1 | [8 empty] | 1 | 3606481157638 | 0 |  | 451 | 10 | 8 | 9 | 0.72 | 13606481157635 | 3 | 1425 | 25 | 9 | 12 |  | 43606481157636 | 18 | 9191 | 40 | 30 | 30 | [10 empty] | 2 | Y | [12 empty] | CUZ | ZZ | 8536201090 | [33 empty] | https://eref.se.com/be/nl/sis-tarif/product/A9D67425 | https://eref.se.com/be/fr/sis-tarif/product/A9D67425
Schneider Electric | Schneider Electric | 01022021 |  | Schneider Electric |  | SED | A9D67432 |  |  | 165.17 |  | 1 |  | 3 | IC60 VIGI 4P 32A 30MA C 6KA | Acti9 IC60 RCBO 4P 32A 30mA C 6kA A |  | Acti9 IC60 RCBO 4P 32A 30MA C 6kA A | [8 empty] | 09.07 | 1 | [8 empty] | 1 | 3606481157645 | 0 |  | 454 | 10 | 8 | 9 | 0.72 | 13606481157642 | 3 | 1430 | 25 | 10 | 11 |  | 43606481157643 | 18 | 9293 | 40 | 30 | 30 | [10 empty] | 2 | Y | [12 empty] | CUZ | ZZ | 8536201090 | [33 empty] | https://eref.se.com/be/nl/sis-tarif/product/A9D67432 | https://eref.se.com/be/fr/sis-tarif/product/A9D67432
Schneider Electric | Schneider Electric | 01022021 |  | Schneider Electric |  | SED | A9D69604 |  |  | 143.97 |  | 1 |  | 6 | iDPN N VIGI 1P+N B4 300MA A | IDPN N VIGI 4A B 300MA A-TYPE DISJONCTEU |  | Acti9 IDPN N VIGI B 4A 1PPN 300MA A | [8 empty] | 09.07 | 1 | [8 empty] | 1 | 3606480472978 | 0 |  | 200 | 8 | 4 | 10 | 0.32 | 13606480472975 | 6 | 1430 | 25.5 | 9 | 10 |  | 43606480472976 | 54 | 13357 | 40 | 30 | 30 | [10 empty] | 12 | N | [12 empty] | CUZ | ZZ | 8536201090 | [14 empty] | aardlekschakelaar - iDPN N Vigi - 1P + N - 4A - 300mA klasse A | disjoncteur différentiel - iDPN N Vigi - 1P + N - 4 A - 300 mA - classe A | [17 empty] | https://eref.se.com/be/nl/sis-tarif/product/A9D69604 | https://eref.se.com/be/fr/sis-tarif/product/A9D69604
Schneider Electric | Schneider Electric | 01022021 |  | Schneider Electric |  | SED | A9D69606 |  |  | 143.97 |  | 1 |  | 6 | iDPN N VIGI 1P+N B6 300MA A | IDPN N VIGI 6A B 300MA A-TYPE DISJONCTEU |  | Acti9 IDPN N VIGI B 6A 1PPN 300MA A | [8 empty] | 09.07 | 1 | [8 empty] | 1 | 3606480472985 | 0 |  | 200 | 8 | 4 | 10 | 0.32 | 13606480472982 | 6 | 1430 | 9 | 25.5 | 10 |  | 43606480472983 | 54 | 13357 | 40 | 30 | 30 | [10 empty] | 9 | N | [12 empty] | CUZ | ZZ | 8536201090 | [14 empty] | aardlekschakelaar - iDPN N Vigi - 1P + N - 6A - 300mA klasse A | disjoncteur différentiel - iDPN N Vigi - 1P + N - 6 A - 300 mA - classe A | [17 empty] | https://eref.se.com/be/nl/sis-tarif/product/A9D69606 | https://eref.se.com/be/fr/sis-tarif/product/A9D69606
Schneider Electric | Schneider Electric | 01022021 |  | Schneider Electric |  | SED | A9D69610 |  |  | 143.97 |  | 1 |  | 6 | iDPN N VIGI 1P+N B10 300MA A | IDPN N VIGI 10A B 300MA A-TYPE DISJONCTE |  | Acti9 IDPN N VIGI B 10A 1PPN 300MA A | [8 empty] | 09.07 | 1 | [8 empty] | 1 | 3606480472992 | 0 |  | 200 | 8 | 4 | 10 | 0.32 | 13606480472999 | 6 | 1430 | 9 | 25.5 | 10 |  | 43606480472990 | 54 | 13357 | 40 | 30 | 30 | [10 empty] | 9 | N | [12 empty] | CUZ | ZZ | 8536201090 | [14 empty] | aardlekschakelaar - iDPN N Vigi - 1P + N - 10A - 300mA klasse A | disjoncteur différentiel - iDPN N Vigi - 1P + N - 10 A - 300 mA - classe A | [17 empty] | https://eref.se.com/be/nl/sis-tarif/product/A9D69610 | https://eref.se.com/be/fr/sis-tarif/product/A9D69610
Schneider Electric | Schneider Electric | 01022021 |  | Schneider Electric |  | SED | A9D69613 |  |  | 143.97 |  | 1 |  | 6 | A9 iDPN N VIGI 13A B 300 mA Type A 6kA | IDPN N VIGI 13A B 300MA A-TYPE DISJONCTE |  | Acti9 IDPN N VIGI B 13A 1PPN 300MA A | [8 empty] | 09.07 | 1 | [8 empty] | 1 | 3606480473005 | 0 |  | 200 | 8 | 4 | 10 | 0.32 | 13606480473002 | 6 | 1430 | 25.5 | 9 | 10 |  | 43606480473003 | 54 | 13357 | 40 | 30 | 30 | [10 empty] | 9 | N | [12 empty] | CUZ | ZZ | 8536201090 | [14 empty] | aardlekschakelaar - iDPN N Vigi - 1P + N - 13A - 300mA klasse A | disjoncteur différentiel - iDPN N Vigi - 1P + N - 13 A - 300 mA - classe A | [17 empty] | https://eref.se.com/be/nl/sis-tarif/product/A9D69613 | https://eref.se.com/be/fr/sis-tarif/product/A9D69613
Schneider Electric | Schneider Electric | 01022021 |  | Schneider Electric |  | SED | A9D69616 |  |  | 143.97 |  | 1 |  | 6 | iDPN N VIGI 1P+N B16 300MA A | IDPN N VIGI 16A B 300MA A-TYPE DISJONCTE |  | Acti9 IDPN N VIGI B 16A 1PPN 300MA A | [8 empty] | 09.07 | 1 | [8 empty] | 1 | 3606480473012 | 0 |  | 200 | 8 | 4 | 10 | 0.32 | 13606480473019 | 6 | 1430 | 25.5 | 9 | 10 |  | 43606480473010 | 54 | 13357 | 40 | 30 | 30 | [10 empty] | 2 | Y | [12 empty] | CUZ | ZZ | 8536201090 | [14 empty] | aardlekschakelaar - iDPN N Vigi - 1P + N - 16A - 300mA klasse A | disjoncteur différentiel - iDPN N Vigi - 1P + N - 16 A - 300 mA - classe A | [17 empty] | https://eref.se.com/be/nl/sis-tarif/product/A9D69616 | https://eref.se.com/be/fr/sis-tarif/product/A9D69616
Schneider Electric | Schneider Electric | 01022021 |  | Schneider Electric |  | SED | A9D69620 |  |  | 143.97 |  | 1 |  | 6 | iDPN N VIGI 1P+N B20 300MA A | IDPN N VIGI 20A B 300MA A-TYPE DISJONCTE |  | ACTI 9 IDPN N VIGI B 20A 1PPN 300MA A 60 | [8 empty] | 09.07 | 1 | [8 empty] | 1 | 3606480473029 | 0 |  | 200 | 8 | 4 | 10 | 0.32 | 13606480473026 | 6 | 1430 | 9 | 25.5 | 10 |  | 43606480473027 | 54 | 13357 | 40 | 30 | 30 | [10 empty] | 9 | N | [12 empty] | CUZ | ZZ | 8536201090 | [14 empty] | aardlekschakelaar - iDPN N Vigi - 1P + N - 20A - 300mA klasse A | disjoncteur différentiel - iDPN N Vigi - 1P + N - 20 A - 300 mA - classe A | [17 empty] | https://eref.se.com/be/nl/sis-tarif/product/A9D69620 | https://eref.se.com/be/fr/sis-tarif/product/A9D69620
Schneider Electric | Schneider Electric | 01022021 |  | Schneider Electric |  | SED | A9D69625 |  |  | 149.53 |  | 1 |  | 6 | iDPN N VIGI 1P+N B25 300MA A | IDPN N VIGI 25A B 300MA A-TYPE DISJONCTE |  | ACTI 9 IDPN N VIGI B 25A 1PPN 300MA A 60 | [8 empty] | 09.07 | 1 | [8 empty] | 1 | 3606480473036 | 0 |  | 200 | 8 | 4 | 10 | 0.32 | 13606480473033 | 6 | 1430 | 25.5 | 9 | 10 |  | 43606480473034 | 54 | 13357 | 40 | 30 | 30 | [10 empty] | 9 | N | [12 empty] | CUZ | ZZ | 8536201090 | [14 empty] | aardlekschakelaar - iDPN N Vigi - 1P + N - 25A - 300mA klasse A | disjoncteur différentiel - iDPN N Vigi - 1P + N - 25 A - 300 mA - classe A | [17 empty] | https://eref.se.com/be/nl/sis-tarif/product/A9D69625 | https://eref.se.com/be/fr/sis-tarif/product/A9D69625
Schneider Electric | Schneider Electric | 01022021 |  | Schneider Electric |  | SED | A9D69632 |  |  | 149.53 |  | 1 |  | 6 | iDPN N VIGI 1P+N B32 300MA A | IDPN N VIGI 32A B 300MA A-TYPE DISJONCTE |  | ACTI 9 IDPN N VIGI B 32A 1PPN 300MA A 60 | [8 empty] | 09.07 | 1 | [8 empty] | 54 | 3606480473043 | 0 |  | 200 | 8 | 4 | 10 | 0.32 | 13606480473040 | 6 | 1430 | 25.5 | 9 | 10 |  | 43606480473041 | 54 | 13357 | 40 | 30 | 30 | [10 empty] | 9 | N | [12 empty] | CUZ | ZZ | 8536201090 | [14 empty] | aardlekschakelaar - iDPN N Vigi - 1P + N - 32A - 300mA klasse A | disjoncteur différentiel - iDPN N Vigi - 1P + N - 32 A - 300 mA - classe A | [17 empty] | https://eref.se.com/be/nl/sis-tarif/product/A9D69632 | https://eref.se.com/be/fr/sis-tarif/product/A9D69632
Schneider Electric | Schneider Electric | 01022021 |  | Schneider Electric |  | SED | A9D69640 |  |  | 149.53 |  | 1 |  | 6 | iDPN N VIGI 1P+N B40 300MA A | IDPN N VIGI 40A B 300MA A-TYPE DISJONCTE |  | ACTI 9 IDPN N VIGI B 40A 1PPN 300MA A 60 | [8 empty] | 09.07 | 1 | [8 empty] | 1 | 3606480473050 | 0 |  | 200 | 8 | 4 | 10 | 0.32 | 13606480473057 | 6 | 1430 | 25.5 | 9 | 10 |  | 43606480473058 | 54 | 13357 | 40 | 30 | 30 | [10 empty] | 9 | N | [12 empty] | CUZ | ZZ | 8536201090 | [14 empty] | aardlekschakelaar - iDPN N Vigi - 1P + N - 40A - 300mA klasse A | disjoncteur différentiel - iDPN N Vigi - 1P + N - 40 A - 300 mA - classe A | [17 empty] | https://eref.se.com/be/nl/sis-tarif/product/A9D69640 | https://eref.se.com/be/fr/sis-tarif/product/A9D69640
Schneider Electric | Schneider Electric | 01022021 |  | Schneider Electric |  | SED | A9D77410 |  |  | 163.74 |  | 1 |  | 3 | IC60 VIGI 4P 10A 30mA C 6kA SI | Acti9 IC60 RCBO 4P 10A 30mA C 6kA SI |  | Acti9 IC60 RCBO 4P 10A 30MA C 6kA SI | [8 empty] | 09.07 | 1 | [8 empty] | 1 | 3606481157867 | 0 |  | 442 | 10 | 9 | 8 | 0.72 | 13606481157864 | 3 | 1400 | 25 | 10 | 11 |  | 43606481157865 | 18 | 8984 | 40 | 30 | 30 | [10 empty] | 6 | N | [12 empty] | CUZ | ZZ | 8536201090 | [33 empty] | https://eref.se.com/be/nl/sis-tarif/product/A9D77410 | https://eref.se.com/be/fr/sis-tarif/product/A9D77410
Schneider Electric | Schneider Electric | 01022021 |  | Schneider Electric |  | SED | A9D77413 |  |  | 163.74 |  | 1 |  | 3 | Acti9 IC60 RCBO 4P 13A 30 C 6kAmA SI | Acti9 IC60 RCBO 4P 13A 30mA C 6kA SI |  | Acti9 IC60 RCBO 4P 13A 30MA C 6kA SI | [8 empty] | 09.07 | 1 | [8 empty] | 1 | 3606481157874 | 0 |  | 443 | 10 | 9 | 8 | 0.72 | 13606481157871 | 3 | 1400 | 25 | 11 | 10 |  | 43606481157872 | 18 | 9036 | 40 | 30 | 30 | [10 empty] | 2 | Y | [12 empty] | CUZ | ZZ | 8536201090 | [33 empty] | https://eref.se.com/be/nl/sis-tarif/product/A9D77413 | https://eref.se.com/be/fr/sis-tarif/product/A9D77413
Schneider Electric | Schneider Electric | 01022021 |  | Schneider Electric |  | SED | A9D77416 |  |  | 163.74 |  | 1 |  | 3 | IC60 VIGI 4P 16A 30mA C 6kA SI | Acti9 IC60 RCBO 4P 16A 30mA C 6kA SI |  | Acti9 IC60 RCBO 4P 16A 30MA C 6kA SI | [8 empty] | 09.07 | 1 | [8 empty] | 1 | 3606481157881 | 0 |  | 450 | 10 | 9 | 8 | 0.72 | 13606481157888 | 3 | 1422 | 25 | 10 | 11 |  | 43606481157889 | 18 | 9116 | 40 | 30 | 30 | [10 empty] | 2 | Y | [12 empty] | CUZ | ZZ | 8536201090 | [33 empty] | https://eref.se.com/be/nl/sis-tarif/product/A9D77416 | https://eref.se.com/be/fr/sis-tarif/product/A9D77416
Schneider Electric | Schneider Electric | 01022021 |  | Schneider Electric |  | SED | A9D77420 |  |  | 163.74 |  | 1 |  | 3 | IC60 VIGI 4P 20A 30mA C 6kA SI | Acti9 IC60 RCBO 4P 20A 30mA C 6kA SI |  | Acti9 IC60 RCBO 4P 20A 30MA C 6kA SI | [8 empty] | 09.07 | 1 | [8 empty] | 1 | 3606481157898 | 0 |  | 462 | 10 | 9 | 8 | 0.72 | 13606481157895 | 3 | 1456 | 25 | 10 | 11 |  | 43606481157896 | 18 | 9309 | 40 | 30 | 30 | [10 empty] | 2 | Y | [12 empty] | CUZ | ZZ | 8536201090 | [33 empty] | https://eref.se.com/be/nl/sis-tarif/product/A9D77420 | https://eref.se.com/be/fr/sis-tarif/product/A9D77420
Schneider Electric | Schneider Electric | 01022021 |  | Schneider Electric |  | SED | A9D77425 |  |  | 163.74 |  | 1 |  | 3 | IC60 VIGI 4P 25A 30mA C 6kA SI | Acti9 IC60 RCBO 4P 25A 30mA C 6kA SI |  | Acti9 IC60 RCBO 4P 25A 30MA C 6kA SI | [8 empty] | 09.07 | 1 | [8 empty] | 1 | 3606481157904 | 0 |  | 460 | 10 | 9 | 8 | 0.72 | 13606481157901 | 3 | 1452 | 25 | 10 | 11 |  | 43606481157902 | 18 | 9292 | 40 | 30 | 30 | [10 empty] | 2 | Y | [12 empty] | CUZ | ZZ | 8536201090 | [33 empty] | https://eref.se.com/be/nl/sis-tarif/product/A9D77425 | https://eref.se.com/be/fr/sis-tarif/product/A9D77425
Schneider Electric | Schneider Electric | 01022021 |  | Schneider Electric |  | SED | A9D77432 |  |  | 163.74 |  | 1 |  | 3 | IC60 VIGI 4P 32A 30mA C 6kA SI | Acti9 IC60 RCBO 4P 32A 30mA C 6kA SI |  | Acti9 IC60 RCBO 4P 32A 30MA C 6kA SI | [8 empty] | 09.07 | 1 | [8 empty] | 1 | 3606481157911 | 0 |  | 462 | 10 | 9 | 8 | 0.72 | 13606481157918 | 3 | 1455 | 25 | 10 | 11 |  | 43606481157919 | 18 | 9380 | 40 | 30 | 30 | [10 empty] | 2 | Y | [12 empty] | CUZ | ZZ | 8536201090 | [33 empty] | https://eref.se.com/be/nl/sis-tarif/product/A9D77432 | https://eref.se.com/be/fr/sis-tarif/product/A9D77432
Schneider Electric | Schneider Electric | 01022021 |  | Schneider Electric |  | SED | A9D87410 |  |  | 161.82 |  | 1 |  | 3 | IC60 RCBO 4P 10A 30 B 6kAmA A | Acti9 IC60 RCBO 4P 10A 30mA B 6kA A |  | Acti9 IC60 RCBO 4P 10A 30MA B 6kA A | [8 empty] | 09.07 | 1 | [8 empty] | 1 | 3606481157539 | 0 |  | 434 | 10 | 9 | 8 | 0.72 | 13606481157536 | 3 | 1373 | 25 | 12 | 10 |  | 23606481157533 | 18 | 8951 | 40 | 30 | 30 | [10 empty] | 6 | N | [12 empty] | CUZ | ZZ | 8536201090 | [33 empty] | https://eref.se.com/be/nl/sis-tarif/product/A9D87410 | https://eref.se.com/be/fr/sis-tarif/product/A9D87410
Schneider Electric | Schneider Electric | 01022021 |  | Schneider Electric |  | SED | A9D87413 |  |  | 161.82 |  | 1 |  | 3 | Acti9 IC60 RCBO 4P 13A 30 B 6kAmA A | Acti9 IC60 RCBO 4P 13A 30mA B 6kA A |  | Acti9 IC60 RCBO 4P 13A 30MA B 6kA A | [8 empty] | 09.07 | 1 | [8 empty] | 1 | 3606481157546 | 0 |  | 432 | 10 | 9 | 8 | 0.72 | 13606481157543 | 3 | 1368 | 25 | 12 | 10 |  | 43606481157544 | 9 | 4817 | 40 | 30 | 30 | [10 empty] | 6 | N | [12 empty] | CUZ | ZZ | 8536201090 | [33 empty] | https://eref.se.com/be/nl/sis-tarif/product/A9D87413 | https://eref.se.com/be/fr/sis-tarif/product/A9D87413
Schneider Electric | Schneider Electric | 01022021 |  | Schneider Electric |  | SED | A9D87416 |  |  | 161.82 |  | 1 |  | 3 | IC60 VIGI 4P 16A 30MA B 6KA | Acti9 IC60 RCBO 4P 16A 30mA B 6kA A |  | Acti9 IC60 RCBO 4P 16A 30MA B 6kA A | [8 empty] | 09.07 | 1 | [8 empty] | 1 | 3606481157553 | 0 |  | 438 | 10 | 9 | 8 | 0.72 | 13606481157550 | 3 | 1387 | 25 | 11 | 10 |  | 43606481157551 | 18 | 8960 | 40 | 30 | 30 | [10 empty] | 2 | Y | [12 empty] | CUZ | ZZ | 8536201090 | [33 empty] | https://eref.se.com/be/nl/sis-tarif/product/A9D87416 | https://eref.se.com/be/fr/sis-tarif/product/A9D87416
Schneider Electric | Schneider Electric | 01022021 |  | Schneider Electric |  | SED | A9D87420 |  |  | 161.82 |  | 1 |  | 3 | IC60 VIGI 4P 20A 30MA B 6KA | Acti9 IC60 RCBO 4P 20A 30mA B 6kA A |  | Acti9 IC60 RCBO 4P 20A 30MA B 6kA A | [8 empty] | 09.07 | 1 | [8 empty] | 1 | 3606481157560 | 0 |  | 453 | 10 | 9 | 8 | 0.72 | 13606481157567 | 3 | 1431 | 25 | 11 | 10 |  | 43606481157568 | 18 | 9206 | 40 | 30 | 30 | [10 empty] | 2 | Y | [12 empty] | CUZ | ZZ | 8536201090 | [33 empty] | https://eref.se.com/be/nl/sis-tarif/product/A9D87420 | https://eref.se.com/be/fr/sis-tarif/product/A9D87420
Schneider Electric | Schneider Electric | 01022021 |  | Schneider Electric |  | SED | A9D87425 |  |  | 167.4 |  | 1 |  | 3 | IC60 VIGI 4P 25A 30MA B 6KA | Acti9 IC60 RCBO 4P 25A 30mA B 6kA A |  | Acti9 IC60 RCBO 4P 25A 30MA B 6kA A | [8 empty] | 09.07 | 1 | [8 empty] | 1 | 3606481157577 | 0 |  | 450 | 10 | 9 | 8 | 0.72 | 13606481157574 | 3 | 1423 | 25 | 12 | 10 |  | 43606481157575 | 18 | 9169 | 40 | 30 | 30 | [10 empty] | 2 | Y | [12 empty] | CUZ | ZZ | 8536201090 | [33 empty] | https://eref.se.com/be/nl/sis-tarif/product/A9D87425 | https://eref.se.com/be/fr/sis-tarif/product/A9D87425
Schneider Electric | Schneider Electric | 01022021 |  | Schneider Electric |  | SED | A9D87432 |  |  | 167.4 |  | 1 |  | 3 | IC60 VIGI 4P 32A 30MA B 6KA | Acti9 IC60 RCBO 4P 32A 30mA B 6kA A |  | Acti9 IC60 RCBO 4P 32A 30MA B 6kA A | [8 empty] | 09.07 | 1 | [8 empty] | 1 | 3606481157584 | 0 |  | 452 | 10 | 9 | 8 | 0.72 | 13606481157581 | 3 | 1427 | 25 | 10 | 11 |  | 43606481157582 | 18 | 9200 | 40 | 30 | 30 | [10 empty] | 2 | Y | [12 empty] | CUZ | ZZ | 8536201090 | [33 empty] | https://eref.se.com/be/nl/sis-tarif/product/A9D87432 | https://eref.se.com/be/fr/sis-tarif/product/A9D87432
Schneider Electric | Schneider Electric | 01022021 |  | Schneider Electric |  | SED | A9D97410 |  |  | 169.59 |  | 1 |  | 1 | IC60 VIGI 4P 10A 30mA C 6kA SI | Acti9 IC60 RCBO 4P 10A 30mA B 6kA SI |  | Acti9 IC60 RCBO 4P 10A 30MA B 6kA SI | [8 empty] | 09.07 | 1 | [8 empty] | 1 | 3606481157805 | 0 |  | 444 | 10 | 9 | 8 | 0.72 | [7 empty] | 43606481157803 | 3 | 2117 | 40 | 30 | 30 | [10 empty] | 6 | N | [12 empty] | CUZ | ZZ | 8536201090 | [33 empty] | https://eref.se.com/be/nl/sis-tarif/product/A9D97410 | https://eref.se.com/be/fr/sis-tarif/product/A9D97410
Schneider Electric | Schneider Electric | 01022021 |  | Schneider Electric |  | SED | A9D97413 |  |  | 169.59 |  | 1 |  | 3 | Acti9 IC60 RCBO 4P 13A 30 B 6kAmA SI | Acti9 IC60 RCBO 4P 13A 30mA B 6kA SI |  | Acti9 IC60 RCBO 4P 13A 30MA B 6kA SI | [8 empty] | 09.07 | 1 | [8 empty] | 1 | 3606481157812 | 0 |  | 444 | 10 | 9 | 8 | 0.72 | 13606481157819 | 3 | 1402 | 25 | 12 | 10 |  | 43606481157810 | 18 | 9043 | 40 | 30 | 30 | [10 empty] | 6 | N | [12 empty] | CUZ | ZZ | 8536201090 | [33 empty] | https://eref.se.com/be/nl/sis-tarif/product/A9D97413 | https://eref.se.com/be/fr/sis-tarif/product/A9D97413
Schneider Electric | Schneider Electric | 01022021 |  | Schneider Electric |  | SED | A9D97416 |  |  | 169.59 |  | 1 |  | 3 | IC60 VIGI 4P 16A 30mA B 6kA SI | Acti9 IC60 RCBO 4P 16A 30mA B 6kA SI |  | Acti9 IC60 RCBO 4P 16A 30MA B 6kA SI | [8 empty] | 09.07 | 1 | [8 empty] | 1 | 3606481157829 | 0 |  | 450 | 10 | 9 | 8 | 0.72 | 13606481157826 | 3 | 1422 | 25 | 12 | 10 |  | 43606481157827 | 18 | 9169 | 40 | 30 | 30 | [10 empty] | 6 | N | [12 empty] | CUZ | ZZ | 8536201090 | [33 empty] | https://eref.se.com/be/nl/sis-tarif/product/A9D97416 | https://eref.se.com/be/fr/sis-tarif/product/A9D97416
Schneider Electric | Schneider Electric | 01022021 |  | Schneider Electric |  | SED | A9D97420 |  |  | 169.59 |  | 1 |  | 3 | IC60 VIGI 4P 20A 30mA B 6kA SI | Acti9 IC60 RCBO 4P 20A 30mA B 6kA SI |  | Acti9 IC60 RCBO 4P 20A 30MA B 6kA SI | [8 empty] | 09.07 | 1 | [8 empty] | 1 | 3606481157836 | 0 |  | 466 | 10 | 8 | 9 | 0.72 | 13606481157833 | 3 | 1455 | 25 | 11 | 10 |  | 43606481157834 | 18 | 9367 | 40 | 30 | 30 | [10 empty] | 6 | N | [12 empty] | CUZ | ZZ | 8536201090 | [33 empty] | https://eref.se.com/be/nl/sis-tarif/product/A9D97420 | https://eref.se.com/be/fr/sis-tarif/product/A9D97420
Schneider Electric | Schneider Electric | 01022021 |  | Schneider Electric |  | SED | A9D97425 |  |  | 169.59 |  | 1 |  | 3 | IC60 VIGI 4P 25A 30mA B 6kA SI | Acti9 IC60 RCBO 4P 25A 30mA B 6kA SI |  | Acti9 IC60 RCBO 4P 25A 30MA B 6kA SI | [8 empty] | 09.07 | 1 | [8 empty] | 1 | 3606481157843 | 0 |  | 460 | 10 | 9 | 8 | 0.72 | 13606481157840 | 3 | 1450 | 25 | 11 | 10 |  | 43606481157841 | 18 | 9335 | 40 | 30 | 30 | [10 empty] | 6 | N | [12 empty] | CUZ | ZZ | 8536201090 | [33 empty] | https://eref.se.com/be/nl/sis-tarif/product/A9D97425 | https://eref.se.com/be/fr/sis-tarif/product/A9D97425
Schneider Electric | Schneider Electric | 01022021 |  | Schneider Electric |  | SED | A9D97432 |  |  | 169.59 |  | 1 |  | 3 | IC60 VIGI 4P 32A 30mA B 6kA SI | Acti9 IC60 RCBO 4P 32A 30mA B 6kA SI |  | Acti9 IC60 RCBO 4P 32A 30MA B 6kA SI | [8 empty] | 09.07 | 1 | [8 empty] | 1 | 3606481157850 | 0 |  | 460 | 10 | 9 | 8 | 0.72 | 13606481157857 | 3 | 1453 | 25 | 11 | 10 |  | 43606481157858 | 18 | 9358 | 40 | 30 | 30 | [10 empty] | 6 | N | [12 empty] | CUZ | ZZ | 8536201090 | [33 empty] | https://eref.se.com/be/nl/sis-tarif/product/A9D97432 | https://eref.se.com/be/fr/sis-tarif/product/A9D97432
Schneider Electric | Schneider Electric | 01022021 |  | Schneider Electric |  | SED | A9E15120 |  |  | 46.57 |  | 1 |  | 1 | ICMB SWITCH 2P 10A 415V | COMMUTATEUR BIPOLAIRE ICMB 10A 2P U 415V |  | 2 POLE SWITCH ICMB 10 A 10A 2P U 415V CA | [8 empty] | 09.07 | 1 | [8 empty] | 1 | 3606480376986 | 0 |  | 74 | 8 | 8 | 4 | 0.256 | [7 empty] | 43606480376984 | 80 | 6407 | 40 | 30 | 30 | [10 empty] | 6 | N | [12 empty] | CUC | ZC | 8536508090 | [14 empty] | 2-polige schakelaar iCMB 10 A 2P U 415V CA | INTERRUPTEUR 2 pôles iCMB 10 A 10 A 2P U 415 V AC | [17 empty] | https://eref.se.com/be/nl/sis-tarif/product/A9E15120 | https://eref.se.com/be/fr/sis-tarif/product/A9E15120
Schneider Electric | Schneider Electric | 01022021 |  | Schneider Electric |  | SED | A9E15121 |  |  | 46.57 |  | 1 |  | 1 | iCMD 4 richtingsomschakelaar | Commutateur iCMD 4 directions |  | 4 WAYS SWITCH ICMD 10 A 10A 2P U 415V CA | [8 empty] | 09.07 | 1 | [8 empty] | 1 | 3606480376993 | 0 |  | 75 | 8 | 8 | 4 | 0.256 | [7 empty] | 43606480376991 | 80 | 6487 | 40 | 30 | 30 | [10 empty] | 6 | N | [12 empty] | CUC | ZC | 8536508090 | [14 empty] | 4-wegs schakelaar iCMD 10 A 10A 2P U 415V CA | INTERRUPTEUR 4 directions iCMD 10 A 10 A 2P U 415 V AC | [17 empty] | https://eref.se.com/be/nl/sis-tarif/product/A9E15121 | https://eref.se.com/be/fr/sis-tarif/product/A9E15121
Schneider Electric | Schneider Electric | 01022021 |  | Schneider Electric |  | SED | A9E15122 |  |  | 48.94 |  | 1 |  | 1 | iCME 2 richtingsomschakelaar | Commutateur iCME 2 directions |  | 2 WAYS LOW LEVEL SWITCH ICME 10 A 0,1..5 | [8 empty] | 09.07 | 1 | [8 empty] | 1 | 3606480377006 | 0 |  | 67 | 8 | 8 | 4 | 0.256 | [7 empty] | 43606480377004 | 80 | 5847 | 40 | 30 | 30 | [10 empty] | 6 | N | [12 empty] | CUC | ZC | 8536508090 | [14 empty] | 2-wegs laag niveau schak. iCME 10A 0,1..5 CA 0,05..3 CCA 2P U 1..440 VAC/VCCV CA | inter. de niveau infé. 2 direct. iCME 10A 0,1-5CA 0,05-3CCA 2PU 1-440VCA/VCCV CA | [17 empty] | https://eref.se.com/be/nl/sis-tarif/product/A9E15122 | https://eref.se.com/be/fr/sis-tarif/product/A9E15122
Schneider Electric | Schneider Electric | 01022021 |  | Schneider Electric |  | SED | A9E15123 |  |  | 47.94 |  | 1 |  | 1 | iCMC 2 richtingsomschakelaar met sleutel | Commutateur iCMC 2 directions avec clé |  | 2 POSITIONS WITH KEY SWITCH ICMC 10A 2P | [8 empty] | 09.07 | 1 | [8 empty] | 1 | 3606480377013 | 0 |  | 89 | 8 | 8 | 4 | 0.256 | [7 empty] | 43606480377011 | 80 | 7607 | 40 | 30 | 30 | [10 empty] | 6 | N | [12 empty] | CUC | ZC | 8536508090 | [14 empty] | 2 posities met sleutel schakelaar iCMC 10A 2P U 415V CA | INTERRUPTEUR 2 positions avec clé iCMC 10 A 2P U 415 V CA | [17 empty] | https://eref.se.com/be/nl/sis-tarif/product/A9E15123 | https://eref.se.com/be/fr/sis-tarif/product/A9E15123
Schneider Electric | Schneider Electric | 01022021 |  | Schneider Electric |  | SED | A9E15535 |  |  | 34.74 |  | 1 |  | 12 | IRLI HULPRELAIS 1W+1M 10A 240V | RELAIS INVERSEUR IRLI 10A 2P UC 230V-240 |  | CHANGEOVER RELAY IRLI 10A 2P UC 230V-240 | [8 empty] | 09.07 | 1 | [8 empty] | 1 | 3606480377310 | 0 |  | 115 | 9 | 8 | 2 | 0.144 | 13606480377317 | 12 | 1430 | 23 | 8 | 10 |  | 43606480377318 | 144 | 17050 | 40 | 30 | 30 | [10 empty] | 6 | N | [12 empty] | G11 | OH | 8536490099 | [14 empty] | Omschakelrelais iRLI 10A 2P Uc 230V-240VAC Ue 250VAC | Relais inverseur iRLI 10 A 2P Uc 230 V-240 VCA Ue 250 VCC | [17 empty] | https://eref.se.com/be/nl/sis-tarif/product/A9E15535 | https://eref.se.com/be/fr/sis-tarif/product/A9E15535
Schneider Electric | Schneider Electric | 01022021 |  | Schneider Electric |  | SED | A9E15536 |  |  | 34.74 |  | 1 |  | 12 | IRLI HULPRELAIS 1W+1M 10A 48V | RELAIS INVERSEUR IRLI 10A 2P UC 48VAC UE |  | CHANGEOVER RELAY IRLI 10A 2P UC 48VAC UE | [8 empty] | 09.07 | 1 | [8 empty] | 1 | 3606480377327 | 0 |  | 115 | 8 | 7 | 2 | 0.112 | 13606480377324 | 12 | 1441 | 23 | 8 | 9 |  | 43606480377325 | 144 | 17273 | 40 | 30 | 30 | [10 empty] | 6 | N | [12 empty] | G11 | OH | 8536490099 | [14 empty] | Omschakelrelais iRLI 10A 2P Uc 48VAC Ue 250VAC | Relais inverseur iRLI 10 A 2P Uc 48 VCA Ue 250 VCC | [17 empty] | https://eref.se.com/be/nl/sis-tarif/product/A9E15536 | https://eref.se.com/be/fr/sis-tarif/product/A9E15536
Schneider Electric | Schneider Electric | 01022021 |  | Schneider Electric |  | SED | A9E15537 |  |  | 34.74 |  | 1 |  | 12 | IRLI HULPRELAIS 1W+1M 10A 24V | RELAIS INVERSEUR IRLI 10A 2P UC 24VAC UE |  | CHANGEOVER RELAY IRLI 10A 2P UC 24VAC UE | [8 empty] | 09.07 | 1 | [8 empty] | 1 | 3606480377334 | 0 |  | 116 | 9 | 7 | 2 | 0.126 | 13606480377331 | 12 | 1460 | 23 | 8 | 9 |  | 43606480377332 | 144 | 18066 | 40 | 30 | 30 | [10 empty] | 6 | N | [12 empty] | G11 | OH | 8536490099 | [14 empty] | Omschakelrelais iRLI 10A 2P Uc 24VAC Ue 250VAC | Relais inverseur iRLI 10 A 2P Uc 24 VCA Ue 250 VCC | [17 empty] | https://eref.se.com/be/nl/sis-tarif/product/A9E15537 | https://eref.se.com/be/fr/sis-tarif/product/A9E15537
Schneider Electric | Schneider Electric | 01022021 |  | Schneider Electric |  | SED | A9E15538 |  |  | 34.74 |  | 1 |  | 12 | IRLI HULPRELAIS 1W+1M 10A 12V | RELAIS INVERSEUR IRLI 10A 2P UC 12VAC UE |  | CHANGEOVER RELAY IRLI 10A 2P UC 12VAC UE | [8 empty] | 09.07 | 1 | [8 empty] | 1 | 3606480377341 | 0 |  | 117 | 9 | 7 | 2 | 0.126 | 13606480377348 | 12 | 1471 | 22 | 8 | 9 |  | 43606480377349 | 144 | 17335 | 40 | 30 | 30 | [10 empty] | 6 | N | [12 empty] | G11 | OH | 8536490099 | [14 empty] | Omschakelrelais iRLI 10A 2P Uc 12VAC Ue 250VAC | Relais inverseur iRLI 10 A 2P Uc 12 VCA Ue 250 VCC | [17 empty] | https://eref.se.com/be/nl/sis-tarif/product/A9E15538 | https://eref.se.com/be/fr/sis-tarif/product/A9E15538
Schneider Electric | Schneider Electric | 01022021 |  | Schneider Electric |  | SED | A9E15539 |  |  | 34.74 |  | 1 |  | 12 | IERL UITBREIDINGSELEMENT 1W+1M 10A 240V | EXTENSION RELAIS INVERSEUR IERL 10A 2P U |  | CHANGEOVER RELAY EXTENSION IERL 10A 2P U | [8 empty] | 09.07 | 1 | [8 empty] | 1 | 3606480377358 | 0 |  | 112 | 9 | 7 | 2 | 0.126 | 13606480377355 | 12 | 1400 | 23 | 9 | 8 |  | 43606480377356 | 144 | 16625 | 40 | 30 | 30 | [10 empty] | 6 | N | [12 empty] | G11 | OH | 8538909999 | [14 empty] | Omschakelrelais uitbreiding iERL 10A 2P Uc 230V-240VAC Ue 250VAC | Extension de relais inverseur iERL 10 A 2P Uc 230 V-240 VCA Ue 250 VCC | [17 empty] | https://eref.se.com/be/nl/sis-tarif/product/A9E15539 | https://eref.se.com/be/fr/sis-tarif/product/A9E15539
Schneider Electric | Schneider Electric | 01022021 |  | Schneider Electric |  | SED | A9E15540 |  |  | 34.74 |  | 1 |  | 12 | IERL UITBREIDINGSELEMENT 1W+1M 10A 48V | EXTENSION RELAIS INVERSEUR IERL 10A 2P U |  | CHANGEOVER RELAY EXTENSION IERL 10A 2P U | [8 empty] | 09.07 | 1 | [8 empty] | 1 | 3606480377365 | 0 |  | 112 | 9 | 7 | 2 | 0.126 | 13606480377362 | 12 | 1410 | 23 | 10 | 8 |  | 43606480377363 | 144 | 16615 | 40 | 30 | 30 | [10 empty] | 12 | N | [12 empty] | G11 | OH | 8538909999 | [14 empty] | Omschakelrelais uitbreiding iERL 10A 2P Uc 48VAC Ue 250VAC | Extension de relais inverseur iERL 10 A 2P Uc 48 V AC Ue 250 VCC | [17 empty] | https://eref.se.com/be/nl/sis-tarif/product/A9E15540 | https://eref.se.com/be/fr/sis-tarif/product/A9E15540
Schneider Electric | Schneider Electric | 01022021 |  | Schneider Electric |  | SED | A9E15541 |  |  | 34.74 |  | 1 |  | 12 | IERL UITBREIDINGSELEMENT 1W+1M 10A 24V | EXTENSION RELAIS INVERSEUR IERL 10A 2P U |  | CHANGEOVER RELAY EXTENSION IERL 10A 2P U | [8 empty] | 09.07 | 1 | [8 empty] | 1 | 3606480377372 | 0 |  | 115 | 9 | 7 | 2 | 0.126 | 13606480377379 | 12 | 1436 | 22 | 8 | 9 |  | 43606480377370 | 144 | 17733 | 40 | 30 | 30 | [10 empty] | 6 | N | [12 empty] | G11 | OH | 8538909999 | [14 empty] | Omschakelrelais uitbreiding iERL 10A 2P Uc 24VAC Ue 250VAC | Extension de relais inverseur iERL 10 A 2P Uc 24 V AC Ue 250 VCC | [17 empty] | https://eref.se.com/be/nl/sis-tarif/product/A9E15541 | https://eref.se.com/be/fr/sis-tarif/product/A9E15541
Schneider Electric | Schneider Electric | 01022021 |  | Schneider Electric |  | SED | A9E15542 |  |  | 34.74 |  | 1 |  | 12 | IERL UITBREIDINGSELEMENT 1W+1M 10A 12V | EXTENSION RELAIS INVERSEUR IERL 10A 2P U |  | CHANGEOVER RELAY EXTENSION IERL 10A 2P U | [8 empty] | 09.07 | 1 | [8 empty] | 1 | 3606480377389 | 0 |  | 116 | 9 | 7 | 2 | 0.126 | 13606480377386 | 12 | 1450 | 23 | 8 | 9 |  | 43606480377387 | 72 | 8839 | 40 | 30 | 30 | [10 empty] | 12 | N | [12 empty] | G11 | OH | 8538909999 | [14 empty] | Omschakelrelais uitbreiding iERL 10A 2P Uc 12VAC Ue 250VAC | Extension de relais inverseur iERL 10 A 2P Uc 12 V AC Ue 250 VCC | [17 empty] | https://eref.se.com/be/nl/sis-tarif/product/A9E15542 | https://eref.se.com/be/fr/sis-tarif/product/A9E15542
Schneider Electric | Schneider Electric | 01022021 |  | Schneider Electric |  | SED | A9E16065 |  |  | 66.88 |  | 1 |  | 12 | iRTA TIJDRELAIS VERTRAAGD OPKOMEND | IRTA 2P UC 24-240 VCA/24VCC RELAIS A RET |  | IRTA 2P UC 24-240 VCA/24VCC time relay | [8 empty] | 09.07 | 1 | [8 empty] | 1 | 3606480377419 | 0 |  | 74 | 9 | 2 | 8 | 0.144 | 13606480377416 | 1 | 80 | 7.5 | 10.3 | 2 |  | 43606480377417 | 108 | 9064 | 40 | 30 | 30 | [10 empty] | 2 | Y | [12 empty] | G11 | OH | 8536303099 | [14 empty] | iRTA relais-vertraagt het inschakelen van een belasting-1C/O-Uc 24-240 VAC/24VDC | Relais iRTA-retarde la mise sous tension d'une charge-1C/O-Uc 24-240 V CA/24V CC | [17 empty] | https://eref.se.com/be/nl/sis-tarif/product/A9E16065 | https://eref.se.com/be/fr/sis-tarif/product/A9E16065
Schneider Electric | Schneider Electric | 01022021 |  | Schneider Electric |  | SED | A9E16066 |  |  | 71.66 |  | 1 |  | 1 | iRTB TIJDRELAIS VERTRAAGD AFVALLEND | IRTB 2P UC 24-240 VCA/24VCC RELAIS A DUR |  | IRTB 2P UC 24-240 VCA/24VCC RELAYTIME DE | [8 empty] | 09.07 | 1 | [8 empty] | 1 | 3606480377426 | 0 |  | 82 | 9 | 2 | 7 | 0.126 | [7 empty] | 43606480377424 | 40 | 3615 | 40 | 30 | 15 | [10 empty] | 2 | Y | [12 empty] | G11 | OH | 8536303099 | [14 empty] | iRTB relais-vertraagt uitsch. van belasting na sluiten-1C/O-Uc 24-240VAC/24VDC | Relais iRTB-ret. la mise HT d'1 charge lors de la ferme.-1C/O-Uc24-240VCA/24V CC | [17 empty] | https://eref.se.com/be/nl/sis-tarif/product/A9E16066 | https://eref.se.com/be/fr/sis-tarif/product/A9E16066
Schneider Electric | Schneider Electric | 01022021 |  | Schneider Electric |  | SED | A9E16067 |  |  | 71.66 |  | 1 |  | 1 | iRTC TIJDRELAIS VERTRAAGD AFVALLEND | IRTC 2P UC 24-240 VCA/24VCC RELAIS A DUR |  | IRTC 2P UC 24-240 VCA/24VCC RELAY TIME D | [8 empty] | 09.07 | 1 | [8 empty] | 1 | 3606480377433 | 0 |  | 74 | 10 | 8 | 2 | 0.16 | [7 empty] | 43606480377431 | 40 | 3615 | 40 | 30 | 15 | [10 empty] | 2 | Y | [12 empty] | G11 | OH | 8536303099 | [14 empty] | iRTC relais-vertraagt uitsch. van belasting na openen-1O/C-Uc 24-240 VAC/24VDC | Relais iRTC-re. la mise H.T. d'1 charge lors de l'ouv.-1O/C-Uc 24-240V CA/24V CC | [17 empty] | https://eref.se.com/be/nl/sis-tarif/product/A9E16067 | https://eref.se.com/be/fr/sis-tarif/product/A9E16067
Schneider Electric | Schneider Electric | 01022021 |  | Schneider Electric |  | SED | A9E16068 |  |  | 66.88 |  | 1 |  | 1 | iRTH TIJDRELAIS VERTRAAGD AFVALLEND | IRTH 2P UC 24-240 VCA/24VCC RELAIS A DUR |  | IRTH 2P UC 24-240 VCA/24VCC RELAY TIME D | [8 empty] | 09.07 | 1 | [8 empty] | 1 | 3606480377440 | 0 |  | 74 | 9 | 2 | 8 | 0.144 | [7 empty] | 43606480377448 | 40 | 3655 | 40 | 30 | 15 | [10 empty] | 2 | Y | [12 empty] | G11 | OH | 8536303099 | [14 empty] | iRTH relais-vertraagt het uitschakelen van belasting-1C/O-Uc 24-240 VAC/24VDC | Relais iRTH - ap. une tempo. à la mise H.T. d'1 charge-1C/O-Uc 24-240V CA/24V CC | [17 empty] | https://eref.se.com/be/nl/sis-tarif/product/A9E16068 | https://eref.se.com/be/fr/sis-tarif/product/A9E16068
Schneider Electric | Schneider Electric | 01022021 |  | Schneider Electric |  | SED | A9E16069 |  |  | 85.94 |  | 1 |  | 1 | iRTL TIJDRELAIS KNIPPER | IRTL 2P UC 12-240 VCA/CC RELAIS TEMPORIS |  | IRTL 2P UC 12-240 VCA/CC RELAY TIME DELA | [8 empty] | 09.07 | 1 | [8 empty] | 1 | 3606480377457 | 0 |  | 75 | 9 | 2 | 8 | 0.144 | [7 empty] | 43606480377455 | 40 | 3695 | 40 | 30 | 15 | [10 empty] | 2 | Y | [12 empty] | G11 | OH | 8536303099 | [14 empty] | knipperrelais iRTL - 1C/O - Uc 24-240 VAC/24VDC | relais clignotant iRTL - 1C/O - Uc 24-240 V CA/24 V CC | [17 empty] | https://eref.se.com/be/nl/sis-tarif/product/A9E16069 | https://eref.se.com/be/fr/sis-tarif/product/A9E16069
Schneider Electric | Schneider Electric | 01022021 |  | Schneider Electric |  | SED | A9E16070 |  |  | 101.54 |  | 1 |  | 1 | iRTMF TIJDRELAIS UNIVERSEEL | IRTMF 2P UC 24-240 VCA/24VCC RELAIS TEMP |  | RELAY TIME DELAYED MULTIFUNCTION IRTMF 1 | [8 empty] | 09.07 | 1 | [8 empty] | 1 | 3606480377464 | 0 |  | 81 | 10 | 7 | 2 | 0.14 | [7 empty] | 43606480377462 | 40 | 3695 | 40 | 30 | 15 | [10 empty] | 2 | Y | [12 empty] | G11 | OH | 8536303099 | [14 empty] | iRTMF multifunctioneel vertragingstijdrelais - OC - 12-240 VAC/DC | relais de temporisation multifonction iRTMF - 1 OC - 12-240 V CA/CC | [17 empty] | https://eref.se.com/be/nl/sis-tarif/product/A9E16070 | https://eref.se.com/be/fr/sis-tarif/product/A9E16070
Schneider Electric | Schneider Electric | 01022021 |  | Schneider Electric |  | SED | A9E18030 |  |  | 11.41 |  | 1 |  | 12 | iBP DRUKKNOP GRIJS 1V | iPB 1NF simple gris |  | ACTI9 IPB 1NC SINGLE PUSH BUTTON GREY | [8 empty] | 09.07 | 1 | [8 empty] | 1 | 3606480088223 | 0 |  | 40 | 8 | 2 | 9 | 0.144 | 13606480088220 | 12 | 540 | 23 | 8 | 10 |  | 43606480088221 | 108 | 5422 | 40 | 30 | 30 | [10 empty] | 6 | N | [12 empty] | CUC | ZC | 8536508090 | [14 empty] | Drukknoppen iPB 1NC enkelvoudig grijs | Bouton poussoir iPB 1NF simple gris | [17 empty] | https://eref.se.com/be/nl/sis-tarif/product/A9E18030 | https://eref.se.com/be/fr/sis-tarif/product/A9E18030
Schneider Electric | Schneider Electric | 01022021 |  | Schneider Electric |  | SED | A9E18031 |  |  | 11.41 |  | 1 |  | 12 | iBP DRUKKNOP ROOD 1V | iPB 1NF simple Rouge |  | ACTI9 IPB 1NC SINGLE PUSH BUTTON RED | [8 empty] | 09.07 | 1 | [8 empty] | 1 | 3606480088230 | 0 |  | 39.29 | 9 | 8 | 2 | 0.144 | 13606480088237 | 12 | 527 | 23.5 | 10 | 8 |  | 43606480088238 | 108 | 5162 | 40 | 30 | 30 | [10 empty] | 6 | N | [12 empty] | CUC | ZC | 8536508090 | [14 empty] | Drukknoppen iPB 1NC enkelvoudig rood | Bouton poussoir iPB 1NF simple Rouge | [17 empty] | https://eref.se.com/be/nl/sis-tarif/product/A9E18031 | https://eref.se.com/be/fr/sis-tarif/product/A9E18031
Schneider Electric | Schneider Electric | 01022021 |  | Schneider Electric |  | SED | A9E18032 |  |  | 11.41 |  | 1 |  | 12 | iBP DRUKKNOP GRIJS 1M | iPB 1NO simple gris |  | ACTI9 IPB 1NO SINGLE PUSH BUTTON GREY | [8 empty] | 09.07 | 1 | [8 empty] | 1 | 3606480088247 | 0 |  | 38.833 | 9 | 7 | 2 | 0.126 | 13606480088244 | 12 | 523.164 | 23.3 | 10 | 8 |  | 43606480088245 | 108 | 5129 | 40 | 30 | 30 | [10 empty] | 2 | Y | [12 empty] | CUC | ZC | 8536508090 | [14 empty] | Drukknoppen iPB 1NO enkelvoudig grijs | Bouton poussoir iPB 1NO simple gris | [17 empty] | https://eref.se.com/be/nl/sis-tarif/product/A9E18032 | https://eref.se.com/be/fr/sis-tarif/product/A9E18032
Schneider Electric | Schneider Electric | 01022021 |  | Schneider Electric |  | SED | A9E18033 |  |  | 14.44 |  | 1 |  | 12 | iBP DRUKKNOP GRIJS 1M+1V | iPB 1NO-1NF simple gris |  | ACTI9 IPB 1NO-1NC SINGLE PUSH BUTTON GRE | [8 empty] | 09.07 | 1 | [8 empty] | 1 | 3606480088254 | 0 |  | 46 | 9 | 7 | 2 | 0.126 | 13606480088251 | 12 | 600 | 23 | 8 | 10 |  | 43606480088252 | 108 | 5887 | 40 | 30 | 30 | [10 empty] | 2 | Y | [12 empty] | CUC | ZC | 8536508090 | [14 empty] | Drukknoppen iPB 1NO-1NC enkelvoudig grijs | Bouton poussoir iPB 1NO-1NF simple gris | [17 empty] | https://eref.se.com/be/nl/sis-tarif/product/A9E18033 | https://eref.se.com/be/fr/sis-tarif/product/A9E18033
Schneider Electric | Schneider Electric | 01022021 |  | Schneider Electric |  | SED | A9E18034 |  |  | 20.83 |  | 1 |  | 12 | iBP DRUKKNOP ROOD 1V + GROEN 1M | iPB 1NO-1NF double gris/gris |  | ACTI9 IPB 1NO-1NC DOUBLE PUSH BUTTON GRE | [8 empty] | 09.07 | 1 | [8 empty] | 1 | 3606480088261 | 0 |  | 47.61 | 9 | 7 | 2 | 0.126 | 13606480088268 | 12 | 620 | 23 | 10 | 8 |  | 43606480088269 | 108 | 6239 | 40 | 30 | 30 | [10 empty] | 6 | N | [12 empty] | CUC | ZC | 8536508090 | [14 empty] | Drukknoppen iPB 1NO-1NC dubbel grijs/grijs | Bouton poussoir iPB 1NO-1NF double gris/gris | [17 empty] | https://eref.se.com/be/nl/sis-tarif/product/A9E18034 | https://eref.se.com/be/fr/sis-tarif/product/A9E18034
Schneider Electric | Schneider Electric | 01022021 |  | Schneider Electric |  | SED | A9E18035 |  |  | 20.83 |  | 1 |  | 12 | iBP DRUKKNOP GRIJS 1M + GRIJS 1M | iPB 1NO-1NO double Vert/Rouge |  | ACTI9 IPB 1NO-1NO DOUBLE PUSH BUTTON GRE | [8 empty] | 09.07 | 1 | [8 empty] | 1 | 3606480088278 | 0 |  | 40 | 9 | 8 | 2 | 0.144 | 13606480088275 | 12 | 620 | 23 | 8 | 10 |  | 43606480088276 | 108 | 6134 | 40 | 30 | 30 | [10 empty] | 2 | Y | [12 empty] | CUC | ZC | 8536508090 | [14 empty] | Drukknoppen iPB 1NO-1NO dubbel groen/rood | Bouton poussoir iPB 1NO-1NO double Vert/Rouge | [17 empty] | https://eref.se.com/be/nl/sis-tarif/product/A9E18035 | https://eref.se.com/be/fr/sis-tarif/product/A9E18035
Schneider Electric | Schneider Electric | 01022021 |  | Schneider Electric |  | SED | A9E18036 |  |  | 15.19 |  | 1 |  | 12 | iBP DRUKKNOP 1M+SIGN.LAMP GROEN | iPB 1NO simple gris-voyant Vert 230Vac |  | ACTI9 IPB 1NO SINGLE PUSH BUTTON GREY - | [8 empty] | 09.07 | 1 | [8 empty] | 1 | 3606480088285 | 0 |  | 48 | 9 | 7 | 2 | 0.126 | 13606480088282 | 12 | 1576 | 23 | 8 | 10 |  | 43606480088283 | 108 | 6050 | 40 | 30 | 30 | [10 empty] | 2 | Y | [12 empty] | CUC | ZC | 8536508090 | [14 empty] | Drukknoppen iPB 1NO grijs - controlelampje grijs | Bouton poussoir iPB 1NO simple gris-voyant Vert 230Vac | [17 empty] | https://eref.se.com/be/nl/sis-tarif/product/A9E18036 | https://eref.se.com/be/fr/sis-tarif/product/A9E18036
Schneider Electric | Schneider Electric | 01022021 |  | Schneider Electric |  | SED | A9E18037 |  |  | 15.19 |  | 1 |  | 12 | iBP DRUKKNOP 1V+SIGN.LAMP ROOD | iPB 1NF simple gris-voyant Rouge 230Vac |  | ACTI9 IPB 1NC SINGLE PUSH BUTTON GREY - | [8 empty] | 09.07 | 1 | [8 empty] | 1 | 3606480088292 | 0 |  | 40 | 9 | 8 | 2 | 0.144 | 13606480088299 | 12 | 620 | 23 | 8 | 10 |  | 43606480088290 | 108 | 6067 | 40 | 30 | 30 | [10 empty] | 6 | N | [12 empty] | CUC | ZC | 8536508090 | [14 empty] | Drukknoppen iPB 1NC grijs - controlelampje rood | Bouton poussoir iPB 1NF simple gris-voyant Rouge 230Vac | [17 empty] | https://eref.se.com/be/nl/sis-tarif/product/A9E18037 | https://eref.se.com/be/fr/sis-tarif/product/A9E18037
Schneider Electric | Schneider Electric | 01022021 |  | Schneider Electric |  | SED | A9E18038 |  |  | 16.2 |  | 1 |  | 12 | iBP DRUKKNOP GRS 1M+SIGNLAMP GRN 12-48V | iPB 1NO gris-voyant Vert 48Vac/dc |  | ACTI9 IPB 1NO SINGLE PUSH BUTTON GREY - | [8 empty] | 09.07 | 1 | [8 empty] | 1 | 3606480088308 | 0 |  | 46 | 8 | 2 | 7 | 0.112 | 13606480088305 | 12 | 605 | 23.3 | 9.8 | 7.8 |  | 43606480088306 | 108 | 5940 | 40 | 30 | 30 | [10 empty] | 6 | N | [12 empty] | CUC | ZC | 8536508090 | [14 empty] | Drukknoppen iPB 1NO grijs - controlelampje groen | Bouton poussoir iPB 1NO gris-voyant Vert 48Vac/dc | [17 empty] | https://eref.se.com/be/nl/sis-tarif/product/A9E18038 | https://eref.se.com/be/fr/sis-tarif/product/A9E18038
Schneider Electric | Schneider Electric | 01022021 |  | Schneider Electric |  | SED | A9E18039 |  |  | 16.2 |  | 1 |  | 12 | iBP DRUKKNOP GRS 1V+SIGN.LAMP RD 12-48V | iPB 1NF gris-voyant Rouge 48Vac/dc |  | ACTI9 IPB 1NC SINGLE PUSH BUTTON GREY - | [8 empty] | 09.07 | 1 | [8 empty] | 1 | 3606480088315 | 0 |  | 40 | 9 | 8 | 2 | 0.144 | 13606480088312 | 12 | 620 | 23 | 8 | 10 |  | 43606480088313 | 108 | 6293 | 40 | 30 | 30 | [10 empty] | 6 | N | [12 empty] | CUC | ZC | 8536508090 | [14 empty] | Drukknoppen iPB 1NC grijs - controlelampje rood 48V | Bouton poussoir iPB 1NF gris-voyant Rouge 48Vac/dc | [17 empty] | https://eref.se.com/be/nl/sis-tarif/product/A9E18039 | https://eref.se.com/be/fr/sis-tarif/product/A9E18039
Schneider Electric | Schneider Electric | 01022021 |  | Schneider Electric |  | SED | A9E18070 |  |  | 11.72 |  | 1 |  | 12 | iCM 2-STANDENSCHAKELAAR 1P 20A | iSSW 2 positions - 1 contact 20A 250V |  | ACTI9 ISSW 1 CHANGEOVER SWITCH | [8 empty] | 09.07 | 1 | [8 empty] | 1 | 3606480088476 | 0 |  | 46 | 8 | 2 | 7 | 0.112 | 13606480088473 | 12 | 583 | 23.3 | 9.8 | 7.8 |  | 43606480088474 | 108 | 5740 | 40 | 30 | 30 | [10 empty] | 2 | Y | [12 empty] | CUC | ZC | 8536508090 | [14 empty] | Omschakelaar iSSW 2 posities - 1 contact 20A 250V | Commutateur iSSW 2 positions - 1 contact 20A 250V | [17 empty] | https://eref.se.com/be/nl/sis-tarif/product/A9E18070 | https://eref.se.com/be/fr/sis-tarif/product/A9E18070
Schneider Electric | Schneider Electric | 01022021 |  | Schneider Electric |  | SED | A9E18071 |  |  | 26.53 |  | 1 |  | 6 | iCM 2-STANDENSCHAKELAAR 2P 20A | iSSW 2 positions - 2 contacts 20A 250V |  | ACTI9 ISSW | [8 empty] | 09.07 | 1 | [8 empty] | 1 | 3606480088483 | 0 |  | 88 | 8 | 4 | 8 | 0.256 | 13606480088480 | 6 | 596 | 23 | 8 | 10 |  | 43606480088481 | 54 | 5888 | 40 | 30 | 30 | [10 empty] | 2 | Y | [12 empty] | CUC | ZC | 8536508090 | [14 empty] | Omschakelaar iSSW 2 posities - 2 contacten 20A 250V | Commutateur iSSW 2 positions - 2 contacts 20A 250V | [17 empty] | https://eref.se.com/be/nl/sis-tarif/product/A9E18071 | https://eref.se.com/be/fr/sis-tarif/product/A9E18071
Schneider Electric | Schneider Electric | 01022021 |  | Schneider Electric |  | SED | A9E18072 |  |  | 13.76 |  | 1 |  | 12 | iCM 2-STANDENSCHAKELAAR 1M+1V 20A | iSSW 2 positions-contacts 1NF + 1NO |  | ACTI9 ISSW | [8 empty] | 09.07 | 1 | [8 empty] | 1 | 3606480088490 | 0 |  | 47 | 9 | 8 | 2 | 0.144 | 13606480088497 | 12 | 634 | 23 | 10 | 8 |  | 43606480088498 | 108 | 5939 | 40 | 30 | 30 | [10 empty] | 6 | N | [12 empty] | CUC | ZC | 8536508090 | [14 empty] | Omschakelaar iSSW 2 posities - 2 contacten 1NC+1NO | Commutateur iSSW 2 positions-contacts 1NF + 1NO | [17 empty] | https://eref.se.com/be/nl/sis-tarif/product/A9E18072 | https://eref.se.com/be/fr/sis-tarif/product/A9E18072
Schneider Electric | Schneider Electric | 01022021 |  | Schneider Electric |  | SED | A9E18073 |  |  | 12.35 |  | 1 |  | 12 | iCM 3-STANDENSCHAKELAAR 1P 20A | iSSW 3 positions-1 contact 20A 250V |  | ACTI9 ISSW | [8 empty] | 09.07 | 1 | [8 empty] | 1 | 3606480088506 | 0 |  | 45 | 8 | 2 | 7 | 0.112 | 13606480088503 | 12 | 592 | 23.3 | 9.8 | 7.8 |  | 43606480088504 | 108 | 5820 | 40 | 30 | 30 | [10 empty] | 2 | Y | [12 empty] | CUC | ZC | 8536508090 | [14 empty] | Omschakelaar iSSW 3 posities - 1 contact 20A 250V | Commutateur iSSW 3 positions-1 contact 20A 250V | [17 empty] | https://eref.se.com/be/nl/sis-tarif/product/A9E18073 | https://eref.se.com/be/fr/sis-tarif/product/A9E18073
Schneider Electric | Schneider Electric | 01022021 |  | Schneider Electric |  | SED | A9E18074 |  |  | 27.65 |  | 1 |  | 6 | iCM 3-STANDENSCHAKELAAR 2P 20A | iSSW 3 positions-2 contacts 20A 250V |  | ACTI9 ISSW 2 CHANGEOVER SWITCHES 20A 230 | [8 empty] | 09.07 | 1 | [8 empty] | 1 | 3606480088513 | 0 |  | 88.5 | 9 | 8 | 4 | 0.288 | 13606480088510 | 6 | 589.752 | 23 | 10 | 8 |  | 43606480088511 | 54 | 5734 | 40 | 30 | 30 | [10 empty] | 6 | N | [12 empty] | CUC | ZC | 8536508090 | [14 empty] | Omschakelaar iSSW 3 posities - 2 contacten 20A 250V | Commutateur iSSW 3 positions-2 contacts 20A 250V | [17 empty] | https://eref.se.com/be/nl/sis-tarif/product/A9E18074 | https://eref.se.com/be/fr/sis-tarif/product/A9E18074
Schneider Electric | Schneider Electric | 01022021 |  | Schneider Electric |  | SED | A9E18320 |  |  | 12.08 |  | 1 |  | 12 | iV SIGNAALLAMP ROOD 110-230V | iIL - Rouge - 110-230 Vac |  | Acti9 IIL SINGLE INDICATOR LIGHT RED | [8 empty] | 09.07 | 1 | [8 empty] | 1 | 3606480088322 | 0 |  | 38.5 | 9 | 7 | 2 | 0.126 | 13606480088329 | 12 | 519.996 | 23.3 | 10 | 8 |  | 43606480088320 | 108 | 5100 | 40 | 30 | 30 |  | 73606480088321 | 864 | 53345 | 120 | 80 | 45 |  |  |  | 2 | Y | [12 empty] | CUC | ZC | 8531807000 | [14 empty] | Controlelampje iIL - rood - 110-230 Vac | Voyant iIL - Rouge - 110-230 Vac | [17 empty] | https://eref.se.com/be/nl/sis-tarif/product/A9E18320 | https://eref.se.com/be/fr/sis-tarif/product/A9E18320
Schneider Electric | Schneider Electric | 01022021 |  | Schneider Electric |  | SED | A9E18321 |  |  | 12.08 |  | 1 |  | 12 | iV SIGNAALLAMP GROEN 110-230V | iIL - Vert - 110-230 Vac |  | ACTI9 IIL SINGLE INDICATOR LIGHT | [8 empty] | 09.07 | 1 | [8 empty] | 1 | 3606480088339 | 0 |  | 40.3 | 9 | 7 | 2 | 0.126 | 13606480088336 | 12 | 542.4 | 23 | 10 | 8 |  | 43606480088337 | 108 | 5304 | 40 | 30 | 30 | [10 empty] | 2 | Y | [12 empty] | CUC | ZC | 8531807000 | [14 empty] | Controlelampje iIL - groen - 110-230 Vac | Voyant iIL - Vert - 110-230 Vac | [17 empty] | https://eref.se.com/be/nl/sis-tarif/product/A9E18321 | https://eref.se.com/be/fr/sis-tarif/product/A9E18321
Schneider Electric | Schneider Electric | 01022021 |  | Schneider Electric |  | SED | A9E18322 |  |  | 12.08 |  | 1 |  | 12 | iV SIGNAALLAMP HELDER 110-230V | iIL- BlaNF - 110-230 Vac |  | ACTI9 IIL SINGLE INDICATOR LIGHT | [8 empty] | 09.07 | 1 | [8 empty] | 1 | 3606480088346 | 0 |  | 40 | 9 | 7 | 2 | 0.126 | 13606480088343 | 12 | 534 | 23 | 10 | 8 |  | 43606480088344 | 108 | 5293 | 40 | 30 | 30 | [10 empty] | 2 | Y | [12 empty] | CUC | ZC | 8531807000 | [14 empty] | Controlelampje iIL- blauw - 110-230 Vac | Voyant iIL- BlaNF - 110-230 Vac | [17 empty] | https://eref.se.com/be/nl/sis-tarif/product/A9E18322 | https://eref.se.com/be/fr/sis-tarif/product/A9E18322
Schneider Electric | Schneider Electric | 01022021 |  | Schneider Electric |  | SED | A9E18323 |  |  | 12.08 |  | 1 |  | 12 | iV SIGNAALLAMP BLAUW 110-230V | iIL - Bleu - 110-230 Vac |  | ACTI9 IIL SINGLE INDICATOR LIGHT | [8 empty] | 09.07 | 1 | [8 empty] | 1 | 3606480088353 | 0 |  | 38 | 9 | 7 | 2 | 0.126 | 13606480088350 | 12 | 519 | 23.3 | 9.8 | 7.8 |  | 43606480088351 | 108 | 5160 | 40 | 30 | 30 | [10 empty] | 6 | N | [12 empty] | CUC | ZC | 8531807000 | [14 empty] | Controlelampje iIL - blauw - 110-230 Vac | Voyant iIL - Bleu - 110-230 Vac | [17 empty] | https://eref.se.com/be/nl/sis-tarif/product/A9E18323 | https://eref.se.com/be/fr/sis-tarif/product/A9E18323
Schneider Electric | Schneider Electric | 01022021 |  | Schneider Electric |  | SED | A9E18324 |  |  | 12.08 |  | 1 |  | 12 | iV SIGNAALLAMP GEEL 110-230V | iIL - Jaune - 110-230 Vac |  | Acti9 IIL SINGLE INDICATOR LIGHT YELLOW | [8 empty] | 09.07 | 1 | [8 empty] | 1 | 3606480088360 | 0 |  | 39 | 8 | 2 | 7 | 0.112 | 13606480088367 | 12 | 523 | 23.3 | 9.8 | 7.8 |  | 43606480088368 | 108 | 5160 | 40 | 30 | 30 | [10 empty] | 2 | Y | [12 empty] | CUC | ZC | 8531807000 | [14 empty] | Controlelampje iIL - geel - 110-230 Vac | Voyant iIL - Jaune - 110-230 Vac | [17 empty] | https://eref.se.com/be/nl/sis-tarif/product/A9E18324 | https://eref.se.com/be/fr/sis-tarif/product/A9E18324
Schneider Electric | Schneider Electric | 01022021 |  | Schneider Electric |  | SED | A9E18325 |  |  | 14.83 |  | 1 |  | 12 | iV SIGNAALLAMP DUBBEL RD/GRN 110-230V | iIL - Vert/Rouge - 110-230 Vac |  | ACTI9 IIL DOUBLE INDICATOR LIGHT | [8 empty] | 09.07 | 1 | [8 empty] | 1 | 3606480088377 | 0 |  | 45 | 8 | 2 | 7 | 0.112 | 13606480088374 | 12 | 602 | 23.3 | 9.8 | 7.8 |  | 43606480088375 | 108 | 5910 | 40 | 30 | 30 | [10 empty] | 6 | N | [12 empty] | CUC | ZC | 8531807000 | [14 empty] | Controlelampje iIL - groen/rood - 110-230 Vac | Voyant iIL - Vert/Rouge - 110-230 Vac | [17 empty] | https://eref.se.com/be/nl/sis-tarif/product/A9E18325 | https://eref.se.com/be/fr/sis-tarif/product/A9E18325
Schneider Electric | Schneider Electric | 01022021 |  | Schneider Electric |  | SED | A9E18326 |  |  | 16.53 |  | 1 |  | 12 | iV SIGNAALLAMP KNIPPEREND RD 110-230V | iIL clignotant - Rouge - 110-230 Vac |  | ACTI9 IIL BLINKER INDICATOR LIGHT - RED | [8 empty] | 09.07 | 1 | [8 empty] | 1 | 3606480088384 | 0 |  | 44 | 9 | 7 | 2 | 0.126 | 13606480088381 | 12 | 588 | 23 | 10 | 8 |  | 43606480088382 | 108 | 5811 | 40 | 30 | 30 | [10 empty] | 6 | N | [12 empty] | CUC | ZC | 8531807000 | [14 empty] | Controlelampje iIL knipperend - rood - 110-230 Vac | Voyant iIL clignotant - Rouge - 110-230 Vac | [17 empty] | https://eref.se.com/be/nl/sis-tarif/product/A9E18326 | https://eref.se.com/be/fr/sis-tarif/product/A9E18326
Schneider Electric | Schneider Electric | 01022021 |  | Schneider Electric |  | SED | A9E18327 |  |  | 24.16 |  | 1 |  | 12 | iV SIGNAALLAMP 3XROOD 3F 230/400V | iIL 3Ph t- Rouge - 230-400 Vac |  | ACTI9 IIL THREE-PHASE VOLTAGE INDICATOR | [8 empty] | 09.07 | 1 | [8 empty] | 1 | 3606480088391 | 0 |  | 49.25 | 9 | 7 | 2 | 0.126 | 13606480088398 | 12 | 633.996 | 23.5 | 10 | 8 |  | 43606480088399 | 108 | 6126 | 40 | 30 | 30 | [10 empty] | 2 | Y | [12 empty] | CUC | ZC | 8531807000 | [14 empty] | Controlelampje iIL 3F t- rood - 230-400 Vac | Voyant iIL 3Ph t- Rouge - 230-400 Vac | [17 empty] | https://eref.se.com/be/nl/sis-tarif/product/A9E18327 | https://eref.se.com/be/fr/sis-tarif/product/A9E18327
Schneider Electric | Schneider Electric | 01022021 |  | Schneider Electric |  | SED | A9E18328 |  |  | 14.83 |  | 1 |  | 12 | iV SIGNAALLAMP DUBBEL WIT/WIT 110-230V | ACTI9 V DOUBLE BLANC + BLANC 110 230V |  | ACTI9 IIL DOUBLE INDICATOR LIGHT | [8 empty] | 09.07 | 1 | [8 empty] | 1 | 3606480088407 | 0 |  | 46 | 9 | 7 | 2 | 0.126 | 13606480088404 | 12 | 614 | 23 | 10 | 8 |  | 43606480088405 | 108 | 6040 | 40 | 30 | 30 | [10 empty] | 6 | N | [12 empty] | CUC | ZC | 8531807000 | [14 empty] | Acti9 iIL dubbele signaallamp - Wit/Wit - 110-230 Vac | Acti9 iIL voyant lumineux double - Blanc/Blanc - 110 à 230 Vca | [17 empty] | https://eref.se.com/be/nl/sis-tarif/product/A9E18328 | https://eref.se.com/be/fr/sis-tarif/product/A9E18328
Schneider Electric | Schneider Electric | 01022021 |  | Schneider Electric |  | SED | A9E18330 |  |  | 12.26 |  | 1 |  | 12 | iV SIGNAALLAMP ROOD 12-48V | iIL - Rouge - 12-48 Vac/dc |  | ACTI9 IIL SINGLE INDICATOR LIGHT | [8 empty] | 09.07 | 1 | [8 empty] | 1 | 3606480088414 | 0 |  | 41 | 9 | 7 | 2 | 0.126 | 13606480088411 | 12 | 538 | 24 | 10 | 9 |  | 43606480088412 | 108 | 5342 | 40 | 30 | 30 | [10 empty] | 2 | Y | [12 empty] | CUC | ZC | 8531807000 | [14 empty] | Controlelampje iIL - rood - 12-48 Vac/dc | Voyant iIL - Rouge - 12-48 Vac/dc | [17 empty] | https://eref.se.com/be/nl/sis-tarif/product/A9E18330 | https://eref.se.com/be/fr/sis-tarif/product/A9E18330
Schneider Electric | Schneider Electric | 01022021 |  | Schneider Electric |  | SED | A9E18331 |  |  | 12.26 |  | 1 |  | 12 | iV SIGNAALLAMP GROEN 12-48V | iIL - Vert - 12-48 Vac/dc |  | ACTI9 IIL SINGLE INDICATOR LIGHT | [8 empty] | 09.07 | 1 | [8 empty] | 1 | 3606480088421 | 0 |  | 41 | 9 | 7 | 2 | 0.126 | 13606480088428 | 12 | 532 | 24 | 10 | 9 |  | 43606480088429 | 108 | 5213 | 40 | 30 | 30 | [10 empty] | 2 | Y | [12 empty] | CUC | ZC | 8531807000 | [14 empty] | Controlelampje iIL - groen - 12-48 Vac/dc | Voyant iIL - Vert - 12-48 Vac/dc | [17 empty] | https://eref.se.com/be/nl/sis-tarif/product/A9E18331 | https://eref.se.com/be/fr/sis-tarif/product/A9E18331
Schneider Electric | Schneider Electric | 01022021 |  | Schneider Electric |  | SED | A9E18332 |  |  | 12.26 |  | 1 |  | 12 | iV SIGNAALLAMP HELDER 12-48V | iIL - BlaNF - 12-48 Vac/dc |  | ACTI9 IIL SINGLE INDICATOR LIGHT | [8 empty] | 09.07 | 1 | [8 empty] | 1 | 3606480088438 | 0 |  | 40 | 9 | 7 | 2 | 0.126 | 13606480088435 | 12 | 538 | 23 | 10 | 8 |  | 43606480088436 | 108 | 5360 | 40 | 30 | 30 | [10 empty] | 2 | Y | [12 empty] | CUC | ZC | 8531807000 | [14 empty] | Controlelampje iIL - blauw - 12-48 Vac/dc | Voyant iIL - BlaNF - 12-48 Vac/dc | [17 empty] | https://eref.se.com/be/nl/sis-tarif/product/A9E18332 | https://eref.se.com/be/fr/sis-tarif/product/A9E18332
Schneider Electric | Schneider Electric | 01022021 |  | Schneider Electric |  | SED | A9E18333 |  |  | 12.26 |  | 1 |  | 12 | iV SIGNAALLAMP BLAUW 12-48V | iIL - Bleu - 12-48 Vac/dc |  | ACTI9 IIL SINGLE INDICATOR LIGHT | [8 empty] | 09.07 | 1 | [8 empty] | 1 | 3606480088445 | 0 |  | 40 | 9 | 7 | 2 | 0.126 | 13606480088442 | 12 | 539 | 23 | 10 | 8 |  | 43606480088443 | 108 | 5338 | 40 | 30 | 30 | [10 empty] | 6 | N | [12 empty] | CUC | ZC | 8531807000 | [14 empty] | Controlelampje iIL - blauw - 12-48 Vac/dc | Voyant iIL - Bleu - 12-48 Vac/dc | [17 empty] | https://eref.se.com/be/nl/sis-tarif/product/A9E18333 | https://eref.se.com/be/fr/sis-tarif/product/A9E18333
Schneider Electric | Schneider Electric | 01022021 |  | Schneider Electric |  | SED | A9E18334 |  |  | 12.26 |  | 1 |  | 12 | iV SIGNAALLAMP GEEL 12-48V | iIL - Jaune - 12-48 Vac/dc |  | ACTI9 IIL SINGLE INDICATOR LIGHT | [8 empty] | 09.07 | 1 | [8 empty] | 1 | 3606480088452 | 0 |  | 40 | 9 | 7 | 2 | 0.126 | 13606480088459 | 12 | 539 | 23 | 10 | 8 |  | 43606480088450 | 108 | 5377 | 40 | 30 | 30 | [10 empty] | 2 | Y | [12 empty] | CUC | ZC | 8531807000 | [14 empty] | Controlelampje iIL - geel - 12-48 Vac/dc | Voyant iIL - Jaune - 12-48 Vac/dc | [17 empty] | https://eref.se.com/be/nl/sis-tarif/product/A9E18334 | https://eref.se.com/be/fr/sis-tarif/product/A9E18334
Schneider Electric | Schneider Electric | 01022021 |  | Schneider Electric |  | SED | A9E18335 |  |  | 22.68 |  | 1 |  | 12 | iV SIGNAALLAMP DUBBEL RD/GRN 12-48V | IIL DOUBLE VOYANT VERT-ROUGE 48V |  | ACTI9 IIL DOUBLE INDICATOR LIGHT | [8 empty] | 09.07 | 1 | [8 empty] | 1 | 3606480088469 | 0 |  | 46 | 9 | 7 | 2 | 0.126 | 13606480088466 | 12 | 619 | 23 | 10 | 8 |  | 43606480088467 | 108 | 6111 | 40 | 30 | 30 | [10 empty] | 6 | N | [12 empty] | CUC | ZC | 8531807000 | [14 empty] | Acti9 iIL dubbele signaallamp - Groen/Rood - 12-48 Vac/dc | Acti9 iIL voyant lumineux double - vert/rouge - 12-48 Vca/cc | [17 empty] | https://eref.se.com/be/nl/sis-tarif/product/A9E18335 | https://eref.se.com/be/fr/sis-tarif/product/A9E18335
Schneider Electric | Schneider Electric | 01022021 |  | Schneider Electric |  | SED | A9E21180 |  |  | 106.66 |  | 1 |  | 1 | FASEBEWAKING IRCP 400V AC | RELAIS DE CONTROLE DE PHASE IRCP 8A 2P U |  | PHASE CONTROL RELAY IRCP 8A 2P UC 400 | [8 empty] | 09.07 | 1 | [8 empty] | 1 | 3606480377495 | 0 |  | 222 | 9 | 8 | 4 | 0.288 | [7 empty] | 43606480377493 | 36 | 8591 | 40 | 30 | 15 | [10 empty] | 2 | Y | [12 empty] | CUC | ZC | 8536490099 | [14 empty] | faseregelingsrelais iRCP - 8 A - 400 V 50/60Hz - 1 OC | relais de contrôle de phase iRCP - 8 A - 400 V 50/60 Hz - 1 OC | [17 empty] | https://eref.se.com/be/nl/sis-tarif/product/A9E21180 | https://eref.se.com/be/fr/sis-tarif/product/A9E21180
Schneider Electric | Schneider Electric | 01022021 |  | Schneider Electric |  | SED | A9E21181 |  |  | 133.94 |  | 1 |  | 1 | STROOMBEWAKING IRCI 230V AC | RELAIS DE CONTROLE D INTENSITE IRCI |  | CURRENT CONTROL RELAY IRCI 8A 2P UC 230 | [8 empty] | 09.07 | 1 | [8 empty] | 1 | 3606480377501 | 0 |  | 243 | 9 | 8 | 4 | 0.288 | [7 empty] | 43606480377509 | 36 | 8959 | 40 | 30 | 15 | [10 empty] | 6 | N | [12 empty] | CUC | ZC | 8536490099 | [14 empty] | stroomregelingsrelais iRCI - 8 A - 230 V 50/60Hz - 1 OC | relais de contrôle de courant iRCI - 8 A - 230 V 50/60 Hz - 1 OC | [17 empty] | https://eref.se.com/be/nl/sis-tarif/product/A9E21181 | https://eref.se.com/be/fr/sis-tarif/product/A9E21181
Schneider Electric | Schneider Electric | 01022021 |  | Schneider Electric |  | SED | A9E21182 |  |  | 128.64 |  | 1 |  | 1 | iRCU SPANNINGSBEWAKINGSRELAIS | RELAIS DE CONTROLE DE TENSION IRCU |  | VOLTAGE CONTROL RELAY IRCU 8A 2P UC 230 | [8 empty] | 09.07 | 1 | [8 empty] | 1 | 3606480377518 | 0 |  | 244 | 10 | 8 | 5 | 0.4 | [7 empty] | 43606480377516 | 36 | 9239 | 40 | 30 | 15 | [10 empty] | 6 | N | [12 empty] | CUC | ZC | 8536490099 | [14 empty] | spanningsregelingsrelais iRCU - 8 A - 230 V 50/60Hz - 1 OC | relais de contrôle de tension iRCU - 8 A - 230 V 50/60 Hz - 1 OC | [17 empty] | https://eref.se.com/be/nl/sis-tarif/product/A9E21182 | https://eref.se.com/be/fr/sis-tarif/product/A9E21182
Schneider Electric | Schneider Electric | 01022021 |  | Schneider Electric |  | SED | A9E21183 |  |  | 181.71 |  | 1 |  | 1 | RELAIS VOOR COMPRESSORBEWAKING IRCC 230V | RELAIS DE CONTROLE POUR COMPRESSEUR IRCC |  | COMPRESSOR CONTROL RELAY IRCC 8A 2P UC 2 | [8 empty] | 09.07 | 1 | [8 empty] | 1 | 3606480377525 | 0 |  | 227 | 9 | 8 | 4 | 0.288 | [7 empty] | 43606480377523 | 36 | 8627 | 40 | 30 | 15 | [10 empty] | 20 | N | [12 empty] | CUC | ZC | 8536490099 | [14 empty] | compressorregelingsrelais iRCC 8A 1NC + 1NO - Uc 230V | Relais de contrôle de compresseur iRCC 8 A 1NC + 1NO - Uc 230 V | [17 empty] | https://eref.se.com/be/nl/sis-tarif/product/A9E21183 | https://eref.se.com/be/fr/sis-tarif/product/A9E21183
Schneider Electric | Schneider Electric | 01022021 |  | Schneider Electric |  | SED | A9F64101 |  |  | 16.95 |  | 1 |  | 12 | IC60A 1P 1A C | IC60A 1P 1A C |  | Acti9 iC60A 1P C 1A MCB | [8 empty] | 09.07 | 1 | [8 empty] | 12 | 3606480092114 | 0 |  | 113 | 10 | 8 | 2 | 0.16 | 13606480092111 | 12 | 1410 | 22.4 | 9.7 | 8.2 |  | 43606480092112 | 132 | 15997 | 40 | 30 | 30 | [10 empty] | 12 | N | [12 empty] | CUA | ZA | 8536201090 | [14 empty] | iC60a miniatuur stroomonderbreker - 1P - 1 A - C curve | disjoncteur modulaire iC60a - 1P - 1 A - courbe C | [17 empty] | https://eref.se.com/be/nl/sis-tarif/product/A9F64101 | https://eref.se.com/be/fr/sis-tarif/product/A9F64101
Schneider Electric | Schneider Electric | 01022021 |  | Schneider Electric |  | SED | A9F64102 |  |  | 16.95 |  | 1 |  | 12 | iC60a 1P 2A C | iC60a 1P 2A C |  | Acti9 iC60A 1P C 2A MCB | [8 empty] | 09.07 | 1 | [8 empty] | 1 | 3606480092213 | 0 |  | 112 | 9 | 2 | 8 | 0.144 | 13606480092210 | 12 | 1404 | 22.5 | 9.8 | 8 |  | 43606480092211 | 132 | 15931 | 40 | 30 | 30 | [10 empty] | 2 | Y | [12 empty] | CUA | ZA | 8536201090 | [14 empty] | Automaat iC60a 1P 2A C | Disjoncteur iC60a 1P 2A C | [17 empty] | https://eref.se.com/be/nl/sis-tarif/product/A9F64102 | https://eref.se.com/be/fr/sis-tarif/product/A9F64102
Schneider Electric | Schneider Electric | 01022021 |  | Schneider Electric |  | SED | A9F64103 |  |  | 16.95 |  | 1 |  | 12 | IC60A 1P 3A C | IC60A 1P 3A C |  | Acti9 iC60A 1P C 3A MCB | [8 empty] | 09.07 | 1 | [8 empty] | 1 | 3606480092138 | 0 |  | 113 | 10 | 8 | 2 | 0.16 | 13606480092135 | 12 | 1416 | 23 | 8 | 10 |  | 43606480092136 | 132 | 16063 | 40 | 30 | 30 | [10 empty] | 12 | N | [12 empty] | CUA | ZA | 8536201090 | [14 empty] | iC60a miniatuur stroomonderbreker - 1P - 3 A - C curve | disjoncteur modulaire iC60a - 1P - 3 A - courbe C | [17 empty] | https://eref.se.com/be/nl/sis-tarif/product/A9F64103 | https://eref.se.com/be/fr/sis-tarif/product/A9F64103
Schneider Electric | Schneider Electric | 01022021 |  | Schneider Electric |  | SED | A9F64104 |  |  | 16.95 |  | 1 |  | 12 | iC60a 1P 4A C | iC60a 1P 4A C |  | Acti9 iC60A 1P C 4A MCB | [8 empty] | 09.07 | 1 | [8 empty] | 1 | 3606480092145 | 0 |  | 112 | 9 | 8 | 2 | 0.144 | 13606480092142 | 12 | 1392 | 23 | 8 | 10 |  | 43606480092143 | 132 | 15799 | 40 | 30 | 30 | [10 empty] | 6 | N | [12 empty] | CUA | ZA | 8536201090 | [14 empty] | Automaat iC60a 1P 4A C | Disjoncteur iC60a 1P 4A C | [17 empty] | https://eref.se.com/be/nl/sis-tarif/product/A9F64104 | https://eref.se.com/be/fr/sis-tarif/product/A9F64104
Schneider Electric | Schneider Electric | 01022021 |  | Schneider Electric |  | SED | A9F64106 |  |  | 12.8 |  | 1 |  | 12 | iC60a 1P 6A C | iC60a 1P 6A C |  | Acti9 iC60A 1P C 6A MCB | [8 empty] | 09.07 | 1 | [8 empty] | 1 | 3606480092152 | 0 |  | 108 | 10 | 8 | 2 | 0.16 | 13606480092159 | 12 | 1356 | 23 | 8 | 10 |  | 43606480092150 | 132 | 15403 | 40 | 30 | 30 |  | 73606480092151 | 1056 | 135224 | 120 | 80 | 50 |  |  |  | 6 | N | [12 empty] | CUA | ZA | 8536201090 | [14 empty] | Automaat iC60a 1P 6A C | Disjoncteur iC60a 1P 6A C | [17 empty] | https://eref.se.com/be/nl/sis-tarif/product/A9F64106 | https://eref.se.com/be/fr/sis-tarif/product/A9F64106
Schneider Electric | Schneider Electric | 01022021 |  | Schneider Electric |  | SED | A9F64110 |  |  | 12.8 |  | 1 |  | 12 | iC60a 1P 10A C | iC60a 1P 10A C |  | Acti9 iC60A 1P C 10A MCB | [8 empty] | 09.07 | 1 | [8 empty] | 1 | 3606480092169 | 0 |  | 107 | 10 | 8 | 2 | 0.16 | 13606480092166 | 12 | 1340 | 22 | 8 | 10 |  | 43606480092167 | 132 | 15227 | 40 | 30 | 30 |  | 73606480092168 | 1056 | 133816 | 120 | 80 | 50 |  |  |  | 6 | N | [12 empty] | CUA | ZA | 8536201090 | [14 empty] | Automaat iC60a 1P 10A C | Disjoncteur iC60a 1P 10A C | [17 empty] | https://eref.se.com/be/nl/sis-tarif/product/A9F64110 | https://eref.se.com/be/fr/sis-tarif/product/A9F64110
Schneider Electric | Schneider Electric | 01022021 |  | Schneider Electric |  | SED | A9F64113 |  |  | 12.8 |  | 1 |  | 12 | IC60A 1P 13A C | IC60A 1P 13A C |  | Acti9 iC60A 1P C 13A MCB | [8 empty] | 09.07 | 1 | [8 empty] | 1 | 3606480092190 | 0 |  | 130 | 9 | 8 | 2 | 0.144 | 13606480092197 | 12 | 1630 | 22.5 | 9.8 | 8 |  | 43606480092198 | 132 | 18417 | 40 | 30 | 30 | [10 empty] | 12 | N | [12 empty] | CUA | ZA | 8536201090 | [14 empty] | iC60a miniatuur stroomonderbreker - 1P - 13 A - C curve | disjoncteur modulaire iC60a - 1P - 13 A - courbe C | [17 empty] | https://eref.se.com/be/nl/sis-tarif/product/A9F64113 | https://eref.se.com/be/fr/sis-tarif/product/A9F64113
Schneider Electric | Schneider Electric | 01022021 |  | Schneider Electric |  | SED | A9F64116 |  |  | 12.8 |  | 1 |  | 12 | iC60a 1P 16A C | iC60a 1P 16A C |  | Acti9 iC60A 1P C 16A MCB | [8 empty] | 09.07 | 1 | [8 empty] | 1 | 3606480092176 | 0 |  | 109 | 9 | 8 | 2 | 0.144 | 13606480092173 | 12 | 1355 | 23 | 8 | 10 |  | 43606480092174 | 132 | 15433 | 40 | 30 | 30 |  | 73606480092175 | 1056 | 135136 | 120 | 80 | 50 |  |  |  | 6 | N | [12 empty] | CUA | ZA | 8536201090 | [14 empty] | Automaat iC60a 1P 16A C | Disjoncteur iC60a 1P 16A C | [17 empty] | https://eref.se.com/be/nl/sis-tarif/product/A9F64116 | https://eref.se.com/be/fr/sis-tarif/product/A9F64116
Schneider Electric | Schneider Electric | 01022021 |  | Schneider Electric |  | SED | A9F64120 |  |  | 12.8 |  | 1 |  | 12 | iC60a 1P 20A C | iC60a 1P 20A C |  | Acti9 iC60A 1P C 20A MCB | [8 empty] | 09.07 | 1 | [8 empty] | 1 | 3606480092183 | 0 |  | 114 | 9 | 2 | 7 | 0.126 | 13606480092180 | 12 | 1412 | 22.3 | 9.7 | 7.8 |  | 43606480092181 | 132 | 16038 | 40 | 30 | 30 |  | 73606480092182 | 1056 | 140152 | 120 | 80 | 50 |  |  |  | 6 | N | [12 empty] | CUA | ZA | 8536201090 | [14 empty] | Automaat iC60a 1P 20A C | Disjoncteur iC60a 1P 20A C | [17 empty] | https://eref.se.com/be/nl/sis-tarif/product/A9F64120 | https://eref.se.com/be/fr/sis-tarif/product/A9F64120
Schneider Electric | Schneider Electric | 01022021 |  | Schneider Electric |  | SED | A9F64125 |  |  | 12.8 |  | 1 |  | 12 | iC60a 1P 25A C | iC60a 1P 25A C |  | Acti9 iC60A 1P C 25A MCB | [8 empty] | 09.07 | 1 | [8 empty] | 1 | 3606480092244 | 0 |  | 116 | 9 | 2 | 7 | 0.126 | 13606480092241 | 12 | 1513 | 22.3 | 9.7 | 7.7 |  | 43606480092242 | 132 | 16390 | 40 | 30 | 30 | [10 empty] | 6 | N | [12 empty] | CUA | ZA | 8536201090 | [14 empty] | Automaat iC60a 1P 25A C | Disjoncteur iC60a 1P 25A C | [17 empty] | https://eref.se.com/be/nl/sis-tarif/product/A9F64125 | https://eref.se.com/be/fr/sis-tarif/product/A9F64125
Schneider Electric | Schneider Electric | 01022021 |  | Schneider Electric |  | SED | A9F64132 |  |  | 12.8 |  | 1 |  | 12 | iC60a 1P 32A C | iC60a 1P 32A C |  | Acti9 iC60A 1P C 32A MCB | [8 empty] | 09.07 | 1 | [8 empty] | 1 | 3606480092121 | 0 |  | 121 | 9 | 8 | 2 | 0.144 | 13606480092128 | 12 | 1490 | 23 | 8 | 10 |  | 43606480092129 | 132 | 16930 | 40 | 30 | 30 | [10 empty] | 6 | N | [12 empty] | CUA | ZA | 8536201090 | [14 empty] | Automaat iC60a 1P 32A C | Disjoncteur iC60a 1P 32A C | [17 empty] | https://eref.se.com/be/nl/sis-tarif/product/A9F64132 | https://eref.se.com/be/fr/sis-tarif/product/A9F64132
Schneider Electric | Schneider Electric | 01022021 |  | Schneider Electric |  | SED | A9F64140 |  |  | 14.26 |  | 1 |  | 12 | iC60a 1P 40A C | iC60a 1P 40A C |  | Acti9 iC60A 1P C 40A MCB | [8 empty] | 09.07 | 1 | [8 empty] | 1 | 3606480092206 | 0 |  | 123 | 10 | 8 | 2 | 0.16 | 13606480092203 | 12 | 1552 | 23 | 8 | 10 |  | 43606480092204 | 132 | 17070 | 40 | 30 | 30 | [10 empty] | 6 | N | [12 empty] | CUA | ZA | 8536201090 | [14 empty] | Automaat iC60a 1P 40A C | Disjoncteur iC60a 1P 40A C | [17 empty] | https://eref.se.com/be/nl/sis-tarif/product/A9F64140 | https://eref.se.com/be/fr/sis-tarif/product/A9F64140
Schneider Electric | Schneider Electric | 01022021 |  | Schneider Electric |  | SED | A9F64150 |  |  | 21.27 |  | 1 |  | 12 | IC60A 1P 50A C | IC60A 1P 50A C |  | Acti9 iC60A 1P C 50A MCB | [8 empty] | 09.07 | 1 | [8 empty] | 12 | 3606480092220 | 0 |  | 124 | 10 | 2 | 7 | 0.14 | 13606480092227 | 12 | 1600 | 22 | 10 | 8 |  | 43606480092228 | 132 | 18087 | 40 | 30 | 30 | [10 empty] | 12 | N | [12 empty] | CUA | ZA | 8536201090 | [14 empty] | iC60a miniatuur stroomonderbreker - 1P - 50 A - C curve | disjoncteur modulaire iC60a - 1P - 50 A - courbe C | [17 empty] | https://eref.se.com/be/nl/sis-tarif/product/A9F64150 | https://eref.se.com/be/fr/sis-tarif/product/A9F64150
Schneider Electric | Schneider Electric | 01022021 |  | Schneider Electric |  | SED | A9F64163 |  |  | 24.94 |  | 1 |  | 12 | IC60A 1P 63A C | IC60A 1P 63A C |  | Acti9 iC60A 1P C 63A MCB | [8 empty] | 09.07 | 1 | [8 empty] | 12 | 3606480092237 | 0 |  | 129 | 9 | 7 | 2 | 0.126 | 13606480092234 | 12 | 1612 | 22.3 | 9.8 | 7.9 |  | 43606480092235 | 132 | 18219 | 40 | 30 | 30 | [10 empty] | 12 | N | [12 empty] | CUA | ZA | 8536201090 | [14 empty] | iC60a miniatuur stroomonderbreker - 1P - 63 A - C curve | disjoncteur modulaire iC60a - 1P - 63 A - courbe C | [17 empty] | https://eref.se.com/be/nl/sis-tarif/product/A9F64163 | https://eref.se.com/be/fr/sis-tarif/product/A9F64163
Schneider Electric | Schneider Electric | 01022021 |  | Schneider Electric |  | SED | A9F64201 |  |  | 32.58 |  | 1 |  | 6 | IC60A 2P 1A C | IC60A 2P 1A C |  | Acti9 iC60A 2P C 1A MCB | [8 empty] | 09.07 | 1 | [8 empty] | 1 | 3606480092367 | 0 |  | 224 | 9 | 8 | 4 | 0.288 | 13606480092364 | 6 | 1404 | 23 | 8 | 10 |  | 43606480092365 | 66 | 15931 | 40 | 30 | 30 | [10 empty] | 6 | N | [12 empty] | CUA | ZA | 8536201090 | [14 empty] | iC60a miniatuur stroomonderbreker - 2P - 1 A - C curve | disjoncteur modulaire iC60a - 2 pôles - 1 A - courbe C | [17 empty] | https://eref.se.com/be/nl/sis-tarif/product/A9F64201 | https://eref.se.com/be/fr/sis-tarif/product/A9F64201
Schneider Electric | Schneider Electric | 01022021 |  | Schneider Electric |  | SED | A9F64202 |  |  | 32.58 |  | 1 |  | 6 | iC60a 2P 2A C | iC60a 2P 2A C |  | Acti9 iC60A 2P C 2A MCB | [8 empty] | 09.07 | 1 | [8 empty] | 1 | 3606480092350 | 0 |  | 222 | 9 | 4 | 8 | 0.288 | 13606480092357 | 6 | 1384 | 9.8 | 22.5 | 8 |  | 43606480092358 | 66 | 15711 | 40 | 30 | 30 | [10 empty] | 2 | Y | [12 empty] | CUA | ZA | 8536201090 | [14 empty] | Automaat iC60a 2P 2A C | Disjoncteur iC60a 2P 2A C | [17 empty] | https://eref.se.com/be/nl/sis-tarif/product/A9F64202 | https://eref.se.com/be/fr/sis-tarif/product/A9F64202
Schneider Electric | Schneider Electric | 01022021 |  | Schneider Electric |  | SED | A9F64203 |  |  | 32.58 |  | 1 |  | 6 | IC60A 2P 3A C | IC60A 2P 3A C |  | Acti9 iC60A 2P C 3A MCB | [8 empty] | 09.07 | 1 | [8 empty] | 6 | 3606480092343 | 0 |  | 223 | 10 | 8 | 4 | 0.32 | 13606480092340 | 6 | 1397 | 23 | 8 | 10 |  | 43606480092341 | 66 | 15854 | 40 | 30 | 30 | [10 empty] | 12 | N | [12 empty] | CUA | ZA | 8536201090 | [14 empty] | iC60a miniatuur stroomonderbreker - 2P - 3 A - C curve | disjoncteur modulaire iC60a - 2P - 3 A - courbe C | [17 empty] | https://eref.se.com/be/nl/sis-tarif/product/A9F64203 | https://eref.se.com/be/fr/sis-tarif/product/A9F64203
Schneider Electric | Schneider Electric | 01022021 |  | Schneider Electric |  | SED | A9F64204 |  |  | 32.58 |  | 1 |  | 6 | iC60a 2P 4A C | iC60a 2P 4A C |  | Acti9 iC60A 2P C 4A MCB | [8 empty] | 09.07 | 1 | [8 empty] | 1 | 3606480092336 | 0 |  | 219 | 9 | 4 | 8 | 0.288 | 13606480092333 | 6 | 1374 | 22.5 | 9.8 | 8 |  | 43606480092334 | 66 | 15601 | 40 | 30 | 30 | [10 empty] | 2 | Y | [12 empty] | CUA | ZA | 8536201090 | [14 empty] | Automaat iC60a 2P 4A C | Disjoncteur iC60a 2P 4A C | [17 empty] | https://eref.se.com/be/nl/sis-tarif/product/A9F64204 | https://eref.se.com/be/fr/sis-tarif/product/A9F64204
Schneider Electric | Schneider Electric | 01022021 |  | Schneider Electric |  | SED | A9F64206 |  |  | 24.57 |  | 1 |  | 6 | iC60a 2P 6A C | iC60a 2P 6A C |  | Acti9 iC60A 2P C 6A MCB | [8 empty] | 09.07 | 1 | [8 empty] | 1 | 3606480092329 | 0 |  | 215 | 9 | 4 | 8 | 0.288 | 13606480092326 | 6 | 1347 | 9.8 | 22.5 | 8 |  | 43606480092327 | 66 | 15304 | 40 | 30 | 30 | [10 empty] | 2 | Y | [12 empty] | CUB | ZB | 8536201090 | [14 empty] | Automaat iC60a 2P 6A C | Disjoncteur iC60a 2P 6A C | [17 empty] | https://eref.se.com/be/nl/sis-tarif/product/A9F64206 | https://eref.se.com/be/fr/sis-tarif/product/A9F64206
Schneider Electric | Schneider Electric | 01022021 |  | Schneider Electric |  | SED | A9F64210 |  |  | 16.19 |  | 1 |  | 6 | iC60a 2P 10A C | iC60a 2P 10A C |  | Acti9 iC60A 2P C 10A MCB | [8 empty] | 09.07 | 1 | [8 empty] | 1 | 3606480092312 | 0 |  | 212 | 9 | 4 | 8 | 0.288 | 13606480092319 | 6 | 1330 | 22.5 | 9.8 | 8 |  | 43606480092310 | 66 | 15117 | 40 | 30 | 30 | [10 empty] | 2 | Y | [12 empty] | CUB | ZB | 8536201090 | [14 empty] | Automaat iC60a 2P 10A C | Disjoncteur iC60a 2P 10A C | [17 empty] | https://eref.se.com/be/nl/sis-tarif/product/A9F64210 | https://eref.se.com/be/fr/sis-tarif/product/A9F64210
Schneider Electric | Schneider Electric | 01022021 |  | Schneider Electric |  | SED | A9F64213 |  |  | 25.06 |  | 1 |  | 6 | IC60A 2P 13A C | IC60A 2P 13A C |  | Acti9 iC60A 2P C 13A MCB | [8 empty] | 09.07 | 1 | [8 empty] | 6 | 3606480092268 | 0 |  | 214 | 9 | 8 | 4 | 0.288 | 13606480092265 | 6 | 1344 | 22 | 9.8 | 8 |  | 43606480092266 | 66 | 15271 | 40 | 30 | 30 | [10 empty] | 12 | N | [12 empty] | CUA | ZA | 8536201090 | [14 empty] | iC60a miniatuur stroomonderbreker - 2P - 13 A - C curve | disjoncteur modulaire iC60a - 2P - 13 A - courbe C | [17 empty] | https://eref.se.com/be/nl/sis-tarif/product/A9F64213 | https://eref.se.com/be/fr/sis-tarif/product/A9F64213
Schneider Electric | Schneider Electric | 01022021 |  | Schneider Electric |  | SED | A9F64216 |  |  | 16.19 |  | 1 |  | 6 | iC60a 2P 16A C | iC60a 2P 16A C |  | Acti9 iC60A 2P C 16A MCB | [8 empty] | 09.07 | 1 | [8 empty] | 1 | 3606480092251 | 0 |  | 216 | 10 | 4 | 8 | 0.32 | 13606480092258 | 6 | 1364.5 | 9.8 | 22.5 | 8 |  | 43606480092259 | 66 | 15063 | 40 | 30 | 30 |  | 73606480092250 | 528 | 133992 | 80 | 120 | 50 |  |  |  | 2 | Y | [12 empty] | CUB | ZB | 8536201090 | [14 empty] | Automaat iC60a 2P 16A C | Disjoncteur iC60a 2P 16A C | [17 empty] | https://eref.se.com/be/nl/sis-tarif/product/A9F64216 | https://eref.se.com/be/fr/sis-tarif/product/A9F64216
Schneider Electric | Schneider Electric | 01022021 |  | Schneider Electric |  | SED | A9F64220 |  |  | 16.19 |  | 1 |  | 6 | iC60a 2P 20A C | iC60a 2P 20A C |  | Acti9 iC60A 2P C 20A MCB | [8 empty] | 09.07 | 1 | [8 empty] | 1 | 3606480092374 | 0 |  | 219 | 10 | 4 | 8 | 0.32 | 13606480092371 | 6 | 1374 | 22.5 | 10 | 8 |  | 43606480092372 | 66 | 15601 | 40 | 30 | 30 | [10 empty] | 2 | Y | [12 empty] | CUB | ZB | 8536201090 | [14 empty] | Automaat iC60a 2P 20A C | Disjoncteur iC60a 2P 20A C | [17 empty] | https://eref.se.com/be/nl/sis-tarif/product/A9F64220 | https://eref.se.com/be/fr/sis-tarif/product/A9F64220
Schneider Electric | Schneider Electric | 01022021 |  | Schneider Electric |  | SED | A9F64225 |  |  | 25.06 |  | 1 |  | 6 | iC60a 2P 25A C | iC60a 2P 25A C |  | Acti9 iC60A 2P C 25A MCB | [8 empty] | 09.07 | 1 | [8 empty] | 1 | 3606480092305 | 0 |  | 231 | 9 | 4 | 7 | 0.252 | 13606480092302 | 6 | 1444 | 22.5 | 9.6 | 7.7 |  | 43606480092303 | 66 | 16173 | 40 | 30 | 30 | [10 empty] | 2 | Y | [12 empty] | CUA | ZA | 8536201090 | [14 empty] | Automaat iC60a 2P 25A C | Disjoncteur iC60a 2P 25A C | [17 empty] | https://eref.se.com/be/nl/sis-tarif/product/A9F64225 | https://eref.se.com/be/fr/sis-tarif/product/A9F64225
Schneider Electric | Schneider Electric | 01022021 |  | Schneider Electric |  | SED | A9F64232 |  |  | 25.06 |  | 1 |  | 6 | iC60a 2P 32A C | iC60a 2P 32A C |  | Acti9 iC60A 2P C 32A MCB | [8 empty] | 09.07 | 1 | [8 empty] | 1 | 3606480092381 | 0 |  | 237 | 10 | 8 | 4 | 0.32 | 13606480092388 | 6 | 1486 | 22.3 | 9.8 | 8 |  | 43606480092389 | 66 | 16858 | 40 | 30 | 30 | [10 empty] | 2 | Y | [12 empty] | CUA | ZA | 8536201090 | [14 empty] | Automaat iC60a 2P 32A C | Disjoncteur iC60a 2P 32A C | [17 empty] | https://eref.se.com/be/nl/sis-tarif/product/A9F64232 | https://eref.se.com/be/fr/sis-tarif/product/A9F64232
Schneider Electric | Schneider Electric | 01022021 |  | Schneider Electric |  | SED | A9F64240 |  |  | 28.15 |  | 1 |  | 6 | iC60a 2P 40A C | iC60a 2P 40A C |  | Acti9 iC60A 2P C 40A MCB | [8 empty] | 09.07 | 1 | [8 empty] | 1 | 3606480092299 | 0 |  | 240 | 10 | 8 | 4 | 0.32 | 13606480092296 | 6 | 1484 | 22.5 | 9.8 | 8 |  | 43606480092297 | 66 | 17004 | 40 | 30 | 30 | [10 empty] | 6 | N | [12 empty] | CUA | ZA | 8536201090 | [14 empty] | Automaat iC60a 2P 40A C | Disjoncteur iC60a 2P 40A C | [17 empty] | https://eref.se.com/be/nl/sis-tarif/product/A9F64240 | https://eref.se.com/be/fr/sis-tarif/product/A9F64240
Schneider Electric | Schneider Electric | 01022021 |  | Schneider Electric |  | SED | A9F64250 |  |  | 41.69 |  | 1 |  | 6 | IC60A 2P 50A C | IC60A 2P 50A C |  | Acti9 iC60A 2P C 50A MCB | [8 empty] | 09.07 | 1 | [8 empty] | 6 | 3606480092282 | 0 |  | 246 | 10 | 4 | 8 | 0.32 | 13606480092289 | 6 | 1592 | 22 | 10 | 8 |  | 43606480092280 | 66 | 17999 | 40 | 30 | 30 | [10 empty] | 12 | N | [12 empty] | CUA | ZA | 8536201090 | [14 empty] | iC60a miniatuur stroomonderbreker - 2P - 50 A - C curve | disjoncteur modulaire iC60a - 2P - 50 A - courbe C | [17 empty] | https://eref.se.com/be/nl/sis-tarif/product/A9F64250 | https://eref.se.com/be/fr/sis-tarif/product/A9F64250
Schneider Electric | Schneider Electric | 01022021 |  | Schneider Electric |  | SED | A9F64263 |  |  | 49.61 |  | 1 |  | 6 | IC60A 2P 63A C | IC60A 2P 63A C |  | Acti9 iC60A 2P C 63A MCB | [8 empty] | 09.07 | 1 | [8 empty] | 6 | 3606480092275 | 0 |  | 247 | 10 | 4 | 7 | 0.28 | 13606480092272 | 6 | 1592 | 22.3 | 9.7 | 7.7 |  | 43606480092273 | 66 | 17999 | 40 | 30 | 30 | [10 empty] | 12 | N | [12 empty] | CUA | ZA | 8536201090 | [14 empty] | iC60a miniatuur stroomonderbreker - 2P - 63 A - C curve | disjoncteur modulaire iC60a - 2P - 63 A - courbe C | [17 empty] | https://eref.se.com/be/nl/sis-tarif/product/A9F64263 | https://eref.se.com/be/fr/sis-tarif/product/A9F64263
Schneider Electric | Schneider Electric | 01022021 |  | Schneider Electric |  | SED | A9F64301 |  |  | 63.33 |  | 1 |  | 4 | IC60A 3P 1A C | IC60A 3P 1A C |  | Acti9 iC60A 3P C 1A MCB | [8 empty] | 09.07 | 1 | [8 empty] | 4 | 3606480092503 | 0 |  | 336 | 10 | 5 | 7 | 0.35 | 13606480092500 | 4 | 1398 | 22.5 | 9.8 | 8.1 |  | 43606480092501 | 44 | 15865 | 40 | 30 | 30 | [10 empty] | 12 | N | [12 empty] | CUA | ZA | 8536201090 | [14 empty] | iC60a miniatuur stroomonderbreker - 3P - 1 A - C curve | disjoncteur modulaire iC60a - 3P - 1 A - courbe C | [17 empty] | https://eref.se.com/be/nl/sis-tarif/product/A9F64301 | https://eref.se.com/be/fr/sis-tarif/product/A9F64301
Schneider Electric | Schneider Electric | 01022021 |  | Schneider Electric |  | SED | A9F64302 |  |  | 63.33 |  | 1 |  | 4 | iC60a 3P 2A C | iC60a 3P 2A C |  | Acti9 iC60A 3P C 2A MCB | [8 empty] | 09.07 | 1 | [8 empty] | 4 | 3606480092497 | 0 |  | 333 | 9 | 5 | 8 | 0.36 | 13606480092494 | 4 | 1380 | 22.5 | 9.8 | 8 |  | 43606480092495 | 44 | 15667 | 40 | 30 | 30 | [10 empty] | 12 | N | [12 empty] | CUA | ZA | 8536201090 | [14 empty] | Automaat iC60a 3P 2A C | Disjoncteur iC60a 3P 2A C | [17 empty] | https://eref.se.com/be/nl/sis-tarif/product/A9F64302 | https://eref.se.com/be/fr/sis-tarif/product/A9F64302
Schneider Electric | Schneider Electric | 01022021 |  | Schneider Electric |  | SED | A9F64303 |  |  | 63.33 |  | 1 |  | 4 | IC60A 3P 3A C | IC60A 3P 3A C |  | Acti9 iC60A 3P C 3A MCB | [8 empty] | 09.07 | 1 | [8 empty] | 4 | 3606480092480 | 0 |  | 336 | 9 | 5 | 8 | 0.36 | 13606480092487 | 4 | 1408 | 22.5 | 9.8 | 8 |  | 43606480092488 | 44 | 15975 | 40 | 30 | 30 | [10 empty] | 12 | N | [12 empty] | CUA | ZA | 8536201090 | [14 empty] | iC60a miniatuur stroomonderbreker - 3P - 3 A - C curve | disjoncteur modulaire iC60a - 3P - 3 A - courbe C | [17 empty] | https://eref.se.com/be/nl/sis-tarif/product/A9F64303 | https://eref.se.com/be/fr/sis-tarif/product/A9F64303
Schneider Electric | Schneider Electric | 01022021 |  | Schneider Electric |  | SED | A9F64304 |  |  | 63.33 |  | 1 |  | 4 | iC60a 3P 4A C | iC60a 3P 4A C |  | Acti9 iC60A 3P C 4A MCB | [8 empty] | 09.07 | 1 | [8 empty] | 4 | 3606480092398 | 0 |  | 330 | 10 | 5 | 7 | 0.35 | 13606480092395 | 4 | 1386 | 22.5 | 9.7 | 8 |  | 43606480092396 | 44 | 15733 | 40 | 30 | 30 | [10 empty] | 12 | N | [12 empty] | CUA | ZA | 8536201090 | [14 empty] | Automaat iC60a 3P 4A C | Disjoncteur iC60a 3P 4A C | [17 empty] | https://eref.se.com/be/nl/sis-tarif/product/A9F64304 | https://eref.se.com/be/fr/sis-tarif/product/A9F64304
Schneider Electric | Schneider Electric | 01022021 |  | Schneider Electric |  | SED | A9F64306 |  |  | 48 |  | 1 |  | 4 | iC60a 3P 6A C | iC60a 3P 6A C |  | Acti9 iC60A 3P C 6A MCB | [8 empty] | 09.07 | 1 | [8 empty] | 1 | 3606480092404 | 0 |  | 323 | 10 | 7 | 5 | 0.35 | 13606480092401 | 4 | 1359 | 22 | 8 | 10 |  | 43606480092402 | 44 | 15436 | 40 | 30 | 30 | [10 empty] | 6 | N | [12 empty] | CUA | ZA | 8536201090 | [14 empty] | Automaat iC60a 3P 6A C | Disjoncteur iC60a 3P 6A C | [17 empty] | https://eref.se.com/be/nl/sis-tarif/product/A9F64306 | https://eref.se.com/be/fr/sis-tarif/product/A9F64306
Schneider Electric | Schneider Electric | 01022021 |  | Schneider Electric |  | SED | A9F64310 |  |  | 48 |  | 1 |  | 4 | iC60a 3P 10A C | iC60a 3P 10A C |  | Acti9 iC60A 3P C 10A MCB | [8 empty] | 09.07 | 1 | [8 empty] | 1 | 3606480092510 | 0 |  | 318 | 10 | 8 | 5 | 0.4 | 13606480092517 | 4 | 1312 | 22.5 | 9.8 | 8 |  | 43606480092518 | 44 | 15342 | 40 | 30 | 30 | [10 empty] | 6 | N | [12 empty] | CUA | ZA | 8536201090 | [14 empty] | Automaat iC60a 3P 10A C | Disjoncteur iC60a 3P 10A C | [17 empty] | https://eref.se.com/be/nl/sis-tarif/product/A9F64310 | https://eref.se.com/be/fr/sis-tarif/product/A9F64310
Schneider Electric | Schneider Electric | 01022021 |  | Schneider Electric |  | SED | A9F64313 |  |  | 48 |  | 1 |  | 4 | IC60A 3P 13A C | IC60A 3P 13A C |  | Acti9 iC60A 3P C 13A MCB | [8 empty] | 09.07 | 1 | [8 empty] | 4 | 3606480092527 | 0 |  | 390 | 9 | 5 | 8 | 0.36 | 13606480092524 | 4 | 1347 | 22.5 | 9.8 | 8 |  | 43606480092525 | 44 | 15304 | 40 | 30 | 30 | [10 empty] | 12 | N | [12 empty] | CUA | ZA | 8536201090 | [14 empty] | iC60a miniatuur stroomonderbreker - 3P - 13 A - C curve | disjoncteur modulaire iC60a - 3P - 13 A - courbe C | [17 empty] | https://eref.se.com/be/nl/sis-tarif/product/A9F64313 | https://eref.se.com/be/fr/sis-tarif/product/A9F64313
Schneider Electric | Schneider Electric | 01022021 |  | Schneider Electric |  | SED | A9F64316 |  |  | 45.55 |  | 1 |  | 4 | iC60a 3P 16A C | iC60a 3P 16A C |  | Acti9 iC60A 3P C 16A MCB | [8 empty] | 09.07 | 1 | [8 empty] | 1 | 3606480092473 | 0 |  | 323 | 10 | 8 | 5 | 0.4 | 13606480092470 | 4 | 1345 | 22.3 | 9.8 | 8 |  | 43606480092471 | 44 | 15530 | 40 | 30 | 30 | [10 empty] | 6 | N | [12 empty] | CUA | ZA | 8536201090 | [14 empty] | Automaat iC60a 3P 16A C | Disjoncteur iC60a 3P 16A C | [17 empty] | https://eref.se.com/be/nl/sis-tarif/product/A9F64316 | https://eref.se.com/be/fr/sis-tarif/product/A9F64316
Schneider Electric | Schneider Electric | 01022021 |  | Schneider Electric |  | SED | A9F64320 |  |  | 45.55 |  | 1 |  | 4 | iC60a 3P 20A C | iC60a 3P 20A C |  | Acti9 iC60A 3P C 20A MCB | [8 empty] | 09.07 | 1 | [8 empty] | 1 | 3606480092411 | 0 |  | 340 | 10 | 5 | 7 | 0.35 | 13606480092418 | 4 | 1418 | 22.3 | 9.7 | 7.6 |  | 43606480092419 | 44 | 16124 | 40 | 30 | 30 | [10 empty] | 6 | N | [12 empty] | CUA | ZA | 8536201090 | [14 empty] | Automaat iC60a 3P 20A C | Disjoncteur iC60a 3P 20A C | [17 empty] | https://eref.se.com/be/nl/sis-tarif/product/A9F64320 | https://eref.se.com/be/fr/sis-tarif/product/A9F64320
Schneider Electric | Schneider Electric | 01022021 |  | Schneider Electric |  | SED | A9F64325 |  |  | 45.55 |  | 1 |  | 4 | iC60a 3P 25A C | iC60a 3P 25A C |  | Acti9 iC60A 3P C 25A MCB | [8 empty] | 09.07 | 1 | [8 empty] | 1 | 3606480092428 | 0 |  | 372.818 | 9 | 5 | 7 | 0.315 | 13606480092425 | 4 | 1492 | 9.7 | 22.3 | 7.7 |  | 43606480092426 | 44 | 16404 | 40 | 30 | 30 | [10 empty] | 6 | N | [12 empty] | CUA | ZA | 8536201090 | [14 empty] | Automaat iC60a 3P 25A C | Disjoncteur iC60a 3P 25A C | [17 empty] | https://eref.se.com/be/nl/sis-tarif/product/A9F64325 | https://eref.se.com/be/fr/sis-tarif/product/A9F64325
Schneider Electric | Schneider Electric | 01022021 |  | Schneider Electric |  | SED | A9F64332 |  |  | 45.55 |  | 1 |  | 4 | iC60a 3P 32A C | iC60a 3P 32A C |  | Acti9 iC60A 3P C 32A MCB | [8 empty] | 09.07 | 1 | [8 empty] | 1 | 3606480092435 | 0 |  | 358 | 10 | 8 | 5 | 0.4 | 13606480092432 | 4 | 1483 | 22.5 | 9.8 | 8 |  | 43606480092433 | 44 | 16973 | 40 | 30 | 30 | [10 empty] | 6 | N | [12 empty] | CUA | ZA | 8536201090 | [14 empty] | Automaat iC60a 3P 32A C | Disjoncteur iC60a 3P 32A C | [17 empty] | https://eref.se.com/be/nl/sis-tarif/product/A9F64332 | https://eref.se.com/be/fr/sis-tarif/product/A9F64332
Schneider Electric | Schneider Electric | 01022021 |  | Schneider Electric |  | SED | A9F64340 |  |  | 52.83 |  | 1 |  | 4 | iC60a 3P 40A C | iC60a 3P 40A C |  | Acti9 iC60A 3P C 40A MCB | [8 empty] | 09.07 | 1 | [8 empty] | 1 | 3606480092442 | 0 |  | 358 | 10 | 8 | 5 | 0.4 | 13606480092449 | 4 | 1498 | 22.5 | 9.8 | 8 |  | 43606480092440 | 44 | 16995 | 40 | 30 | 30 | [10 empty] | 6 | N | [12 empty] | CUA | ZA | 8536201090 | [14 empty] | Automaat iC60a 3P 40A C | Disjoncteur iC60a 3P 40A C | [17 empty] | https://eref.se.com/be/nl/sis-tarif/product/A9F64340 | https://eref.se.com/be/fr/sis-tarif/product/A9F64340
Schneider Electric | Schneider Electric | 01022021 |  | Schneider Electric |  | SED | A9F64350 |  |  | 79.4 |  | 1 |  | 4 | IC60A 3P 50A C | IC60A 3P 50A C |  | Acti9 iC60A 3P C 50A MCB | [8 empty] | 09.07 | 1 | [8 empty] | 4 | 3606480092459 | 0 |  | 371 | 9 | 5 | 8 | 0.36 | 13606480092456 | 4 | 1592 | 22.3 | 9.7 | 7.7 |  | 43606480092457 | 44 | 17999 | 40 | 30 | 30 | [10 empty] | 12 | N | [12 empty] | CUA | ZA | 8536201090 | [14 empty] | iC60a miniatuur stroomonderbreker - 3P - 50 A - C curve | disjoncteur modulaire iC60a - 3P - 50 A - courbe C | [17 empty] | https://eref.se.com/be/nl/sis-tarif/product/A9F64350 | https://eref.se.com/be/fr/sis-tarif/product/A9F64350
Schneider Electric | Schneider Electric | 01022021 |  | Schneider Electric |  | SED | A9F64363 |  |  | 86.7 |  | 1 |  | 4 | IC60A 3P 63A C | IC60A 3P 63A C |  | Acti9 iC60A 3P C 63A MCB | [8 empty] | 09.07 | 1 | [8 empty] | 4 | 3606480092466 | 0 |  | 373 | 10 | 5 | 8 | 0.4 | 13606480092463 | 4 | 1595 | 22.3 | 9.7 | 7.7 |  | 43606480092464 | 44 | 18032 | 40 | 30 | 30 | [10 empty] | 12 | N | [12 empty] | CUA | ZA | 8536201090 | [14 empty] | iC60a miniatuur stroomonderbreker - 3P - 63 A - C curve | disjoncteur modulaire iC60a - 3P - 63 A - courbe C | [17 empty] | https://eref.se.com/be/nl/sis-tarif/product/A9F64363 | https://eref.se.com/be/fr/sis-tarif/product/A9F64363
Schneider Electric | Schneider Electric | 01022021 |  | Schneider Electric |  | SED | A9F64401 |  |  | 85.44 |  | 1 |  | 3 | IC60A 4P 1A C | IC60A 4P 1A C |  | Acti9 iC60A 4P C 1A MCB | [8 empty] | 09.07 | 1 | [8 empty] | 3 | 3606480092558 | 0 |  | 520 | 9 | 8 | 7 | 0.504 | 13606480092555 | 3 | 1630 | 23 | 10 | 8 |  | 43606480092556 | 33 | 18417 | 40 | 30 | 30 | [10 empty] | 12 | N | [12 empty] | CUA | ZA | 8536201090 | [14 empty] | iC60a miniatuur stroomonderbreker - 4P - 1 A - C curve | disjoncteur modulaire iC60a - 4P - 1 A - courbe C | [17 empty] | https://eref.se.com/be/nl/sis-tarif/product/A9F64401 | https://eref.se.com/be/fr/sis-tarif/product/A9F64401
Schneider Electric | Schneider Electric | 01022021 |  | Schneider Electric |  | SED | A9F64402 |  |  | 85.44 |  | 1 |  | 3 | iC60a 4P 2A C | iC60a 4P 2A C |  | Acti9 iC60A 4P C 2A MCB | [8 empty] | 09.07 | 1 | [8 empty] | 3 | 3606480092640 | 0 |  | 443 | 10 | 7 | 8 | 0.56 | 13606480092647 | 3 | 1387 | 22.5 | 9.8 | 8 |  | 43606480092648 | 33 | 15744 | 40 | 30 | 30 | [10 empty] | 12 | N | [12 empty] | CUA | ZA | 8536201090 | [14 empty] | Automaat iC60a 4P 2A C | Disjoncteur iC60a 4P 2A C | [17 empty] | https://eref.se.com/be/nl/sis-tarif/product/A9F64402 | https://eref.se.com/be/fr/sis-tarif/product/A9F64402
Schneider Electric | Schneider Electric | 01022021 |  | Schneider Electric |  | SED | A9F64403 |  |  | 85.44 |  | 1 |  | 3 | IC60A 4P 3A C | IC60A 4P 3A C |  | Acti9 iC60A 4P C 3A MCB | [8 empty] | 09.07 | 1 | [8 empty] | 3 | 3606480092565 | 0 |  | 448 | 9 | 7 | 7 | 0.441 | 13606480092562 | 3 | 1406 | 22.3 | 9.8 | 7.9 |  | 43606480092563 | 33 | 15953 | 40 | 30 | 30 | [10 empty] | 12 | N | [12 empty] | CUA | ZA | 8536201090 | [14 empty] | iC60a miniatuur stroomonderbreker - 4P - 3 A - C curve | disjoncteur modulaire iC60a - 4P - 3 A - courbe C | [17 empty] | https://eref.se.com/be/nl/sis-tarif/product/A9F64403 | https://eref.se.com/be/fr/sis-tarif/product/A9F64403
Schneider Electric | Schneider Electric | 01022021 |  | Schneider Electric |  | SED | A9F64404 |  |  | 85.44 |  | 1 |  | 3 | iC60a 4P 4A C | iC60a 4P 4A C |  | Acti9 iC60A 4P C 4A MCB | [8 empty] | 09.07 | 1 | [8 empty] | 1 | 3606480092572 | 0 |  | 438 | 10 | 7 | 7 | 0.49 | 13606480092579 | 3 | 1369 | 22.5 | 9.5 | 8 |  | 43606480092570 | 33 | 15546 | 40 | 30 | 30 | [10 empty] | 12 | N | [12 empty] | CUA | ZA | 8536201090 | [14 empty] | Automaat iC60a 4P 4A C | Disjoncteur iC60a 4P 4A C | [17 empty] | https://eref.se.com/be/nl/sis-tarif/product/A9F64404 | https://eref.se.com/be/fr/sis-tarif/product/A9F64404
Schneider Electric | Schneider Electric | 01022021 |  | Schneider Electric |  | SED | A9F64406 |  |  | 64.07 |  | 1 |  | 3 | iC60a 4P 6A C | iC60a 4P 6A C |  | Acti9 iC60A 4P C 6A MCB | [8 empty] | 09.07 | 1 | [8 empty] | 1 | 3606480092589 | 0 |  | 429 | 10 | 7 | 7 | 0.49 | 13606480092586 | 3 | 1354 | 23 | 8 | 10 |  | 43606480092587 | 33 | 15460 | 40 | 30 | 30 | [10 empty] | 12 | N | [12 empty] | CUA | ZA | 8536201090 | [14 empty] | Automaat iC60a 4P 6A C | Disjoncteur iC60a 4P 6A C | [17 empty] | https://eref.se.com/be/nl/sis-tarif/product/A9F64406 | https://eref.se.com/be/fr/sis-tarif/product/A9F64406
Schneider Electric | Schneider Electric | 01022021 |  | Schneider Electric |  | SED | A9F64410 |  |  | 64.07 |  | 1 |  | 3 | iC60a 4P 10A C | iC60a 4P 10A C |  | Acti9 iC60A 4P C 10A MCB | [8 empty] | 09.07 | 1 | [8 empty] | 1 | 3606480092596 | 0 |  | 425 | 9 | 7 | 8 | 0.504 | 13606480092593 | 3 | 1332 | 22.5 | 9.8 | 8 |  | 43606480092594 | 33 | 15139 | 40 | 30 | 30 | [10 empty] | 12 | N | [12 empty] | CUA | ZA | 8536201090 | [14 empty] | Automaat iC60a 4P 10A C | Disjoncteur iC60a 4P 10A C | [17 empty] | https://eref.se.com/be/nl/sis-tarif/product/A9F64410 | https://eref.se.com/be/fr/sis-tarif/product/A9F64410
Schneider Electric | Schneider Electric | 01022021 |  | Schneider Electric |  | SED | A9F64413 |  |  | 64.07 |  | 1 |  | 3 | IC60A 4P 13A C | IC60A 4P 13A C |  | Acti9 iC60A 4P C 13A MCB | [8 empty] | 09.07 | 1 | [8 empty] | 3 | 3606480092602 | 0 |  | 520 | 9 | 7 | 8 | 0.504 | 13606480092609 | 3 | 1348 | 22.5 | 9.8 | 8 |  | 43606480092600 | 33 | 15315 | 40 | 30 | 30 | [10 empty] | 12 | N | [12 empty] | CUA | ZA | 8536201090 | [14 empty] | iC60a miniatuur stroomonderbreker - 4P - 13 A - C curve | disjoncteur modulaire iC60a - 4P - 13 A - courbe C | [17 empty] | https://eref.se.com/be/nl/sis-tarif/product/A9F64413 | https://eref.se.com/be/fr/sis-tarif/product/A9F64413
Schneider Electric | Schneider Electric | 01022021 |  | Schneider Electric |  | SED | A9F64416 |  |  | 59.53 |  | 1 |  | 3 | iC60a 4P 16A C | iC60a 4P 16A C |  | Acti9 iC60A 4P C 16A MCB | [8 empty] | 09.07 | 1 | [8 empty] | 1 | 3606480092619 | 0 |  | 433 | 10 | 7 | 8 | 0.56 | 13606480092616 | 3 | 1354 | 22.5 | 10 | 8 |  | 43606480092617 | 33 | 15381 | 40 | 30 | 30 | [10 empty] | 2 | Y | [12 empty] | CUB | ZB | 8536201090 | [14 empty] | Automaat iC60a 4P 16A C | Disjoncteur iC60a 4P 16A C | [17 empty] | https://eref.se.com/be/nl/sis-tarif/product/A9F64416 | https://eref.se.com/be/fr/sis-tarif/product/A9F64416
Schneider Electric | Schneider Electric | 01022021 |  | Schneider Electric |  | SED | A9F64420 |  |  | 59.53 |  | 1 |  | 3 | iC60a 4P 20A C | iC60a 4P 20A C |  | Acti9 iC60A 4P C 20A MCB | [8 empty] | 09.07 | 1 | [8 empty] | 1 | 3606480092534 | 0 |  | 439 | 10 | 7 | 8 | 0.56 | 13606480092531 | 3 | 1405 | 9.6 | 22.4 | 7.6 |  | 43606480092532 | 33 | 15942 | 40 | 30 | 30 | [10 empty] | 2 | Y | [12 empty] | CUB | ZB | 8536201090 | [14 empty] | Automaat iC60a 4P 20A C | Disjoncteur iC60a 4P 20A C | [17 empty] | https://eref.se.com/be/nl/sis-tarif/product/A9F64420 | https://eref.se.com/be/fr/sis-tarif/product/A9F64420
Schneider Electric | Schneider Electric | 01022021 |  | Schneider Electric |  | SED | A9F64425 |  |  | 60.73 |  | 1 |  | 3 | iC60a 4P 25A C | iC60a 4P 25A C |  | Acti9 iC60A 4P C 25A MCB | [8 empty] | 09.07 | 1 | [8 empty] | 1 | 3606480092626 | 0 |  | 450 | 10 | 7 | 8 | 0.56 | 13606480092623 | 3 | 1397 | 22.5 | 10 | 8 |  | 43606480092624 | 33 | 15854 | 40 | 30 | 30 | [10 empty] | 2 | Y | [12 empty] | CUA | ZA | 8536201090 | [14 empty] | Automaat iC60a 4P 25A C | Disjoncteur iC60a 4P 25A C | [17 empty] | https://eref.se.com/be/nl/sis-tarif/product/A9F64425 | https://eref.se.com/be/fr/sis-tarif/product/A9F64425
Schneider Electric | Schneider Electric | 01022021 |  | Schneider Electric |  | SED | A9F64432 |  |  | 59.53 |  | 1 |  | 3 | iC60a 4P 32A C | iC60a 4P 32A C |  | Acti9 iC60A 4P C 32A MCB | [8 empty] | 09.07 | 1 | [8 empty] | 1 | 3606480092657 | 0 |  | 477 | 9 | 7 | 8 | 0.504 | 13606480092654 | 3 | 1488 | 22.5 | 9.8 | 8 |  | 43606480092655 | 33 | 16855 | 40 | 30 | 30 | [10 empty] | 2 | Y | [12 empty] | CUB | ZB | 8536201090 | [14 empty] | Automaat iC60a 4P 32A C | Disjoncteur iC60a 4P 32A C | [17 empty] | https://eref.se.com/be/nl/sis-tarif/product/A9F64432 | https://eref.se.com/be/fr/sis-tarif/product/A9F64432
Schneider Electric | Schneider Electric | 01022021 |  | Schneider Electric |  | SED | A9F64440 |  |  | 67.66 |  | 1 |  | 3 | iC60a 4P 40A C | iC60a 4P 40A C |  | Acti9 iC60A 4P C 40A MCB | [8 empty] | 09.07 | 1 | [8 empty] | 1 | 3606480092664 | 0 |  | 490 | 10 | 7 | 8 | 0.56 | 13606480092661 | 3 | 1525 | 9.8 | 22.5 | 8 |  | 43606480092662 | 33 | 17262 | 40 | 30 | 30 | [10 empty] | 2 | Y | [12 empty] | CUA | ZA | 8536201090 | [14 empty] | Automaat iC60a 4P 40A C | Disjoncteur iC60a 4P 40A C | [17 empty] | https://eref.se.com/be/nl/sis-tarif/product/A9F64440 | https://eref.se.com/be/fr/sis-tarif/product/A9F64440
Schneider Electric | Schneider Electric | 01022021 |  | Schneider Electric |  | SED | A9F64450 |  |  | 108.11 |  | 1 |  | 3 | IC60A 4P 50A C | IC60A 4P 50A C |  | Acti9 iC60A 4P C 50A MCB | [8 empty] | 09.07 | 1 | [8 empty] | 1 | 3606480092541 | 0 |  | 513 | 9 | 8 | 7 | 0.504 | 13606480092548 | 3 | 1598 | 22 | 9.8 | 8.5 |  | 43606480092549 | 33 | 18065 | 40 | 30 | 30 | [10 empty] | 6 | N | [12 empty] | CUA | ZA | 8536201090 | [14 empty] | iC60a miniatuur stroomonderbreker - 4P - 50 A - C curve | disjoncteur modulaire iC60a - 4P - 50 A - courbe C | [17 empty] | https://eref.se.com/be/nl/sis-tarif/product/A9F64450 | https://eref.se.com/be/fr/sis-tarif/product/A9F64450
Schneider Electric | Schneider Electric | 01022021 |  | Schneider Electric |  | SED | A9F64463 |  |  | 119.48 |  | 1 |  | 3 | IC60A 4P 63A C | IC60A 4P 63A C |  | Acti9 iC60A 4P C 63A MCB | [8 empty] | 09.07 | 1 | [8 empty] | 1 | 3606480092633 | 0 |  | 494 | 10 | 7 | 8 | 0.56 | 13606480092630 | 3 | 1592 | 9.6 | 22.5 | 7.8 |  | 43606480092631 | 33 | 17999 | 40 | 30 | 30 | [10 empty] | 2 | Y | [12 empty] | CUB | ZB | 8536201090 | [14 empty] | iC60a miniatuur stroomonderbreker - 4P - 63 A - C curve | disjoncteur modulaire iC60a - 4P - 63 A - courbe C | [17 empty] | https://eref.se.com/be/nl/sis-tarif/product/A9F64463 | https://eref.se.com/be/fr/sis-tarif/product/A9F64463
Schneider Electric | Schneider Electric | 01022021 |  | Schneider Electric |  | SED | A9F68101 |  |  | 20.8 |  | 1 |  | 12 | iT60N 1P 1A C | iT60N 1P 1A C |  | Acti9 iT60N 1P C 1A MCB | [8 empty] | 09.07 | 1 | [8 empty] | 1 | 3606480096334 | 0 |  | 113 | 10 | 2 | 8 | 0.16 | 13606480096331 | 12 | 1417 | 10 | 22.5 | 8 |  | 43606480096332 | 132 | 16074 | 40 | 30 | 30 | [10 empty] | 2 | Y | [12 empty] | CUT | ZT | 8536201090 | [14 empty] | Automaat iT60N 1P 1A C | Disjoncteur iT60N 1P 1A C | [17 empty] | https://eref.se.com/be/nl/sis-tarif/product/A9F68101 | https://eref.se.com/be/fr/sis-tarif/product/A9F68101
Schneider Electric | Schneider Electric | 01022021 |  | Schneider Electric |  | SED | A9F68102 |  |  | 20.8 |  | 1 |  | 12 | iT60N 1P 2A C | iT60N 1P 2A C |  | Acti9 iT60N 1P C 2A MCB | [8 empty] | 09.07 | 1 | [8 empty] | 1 | 3606480096341 | 0 |  | 107 | 9 | 2 | 8 | 0.144 | 13606480096348 | 12 | 1402 | 22.5 | 9.8 | 8 |  | 43606480096349 | 132 | 15909 | 40 | 30 | 30 | [10 empty] | 2 | Y | [12 empty] | CUT | ZT | 8536201090 | [14 empty] | Automaat iT60N 1P 2A C | Disjoncteur iT60N 1P 2A C | [17 empty] | https://eref.se.com/be/nl/sis-tarif/product/A9F68102 | https://eref.se.com/be/fr/sis-tarif/product/A9F68102
Schneider Electric | Schneider Electric | 01022021 |  | Schneider Electric |  | SED | A9F68104 |  |  | 20.8 |  | 1 |  | 12 | iT60N 1P 4A C | iT60N 1P 4A C |  | Acti9 iT60N 1P C 4A MCB | [8 empty] | 09.07 | 1 | [8 empty] | 1 | 3606480096365 | 0 |  | 111 | 9 | 2 | 8 | 0.144 | 13606480096362 | 12 | 1387 | 9.8 | 22.5 | 8 |  | 43606480096363 | 132 | 15744 | 40 | 30 | 30 | [10 empty] | 2 | Y | [12 empty] | CUT | ZT | 8536201090 | [14 empty] | Automaat iT60N 1P 4A C | Disjoncteur iT60N 1P 4A C | [17 empty] | https://eref.se.com/be/nl/sis-tarif/product/A9F68104 | https://eref.se.com/be/fr/sis-tarif/product/A9F68104
Schneider Electric | Schneider Electric | 01022021 |  | Schneider Electric |  | SED | A9F68106 |  |  | 16.53 |  | 1 |  | 12 | iT60N 1P 6A C | iT60N 1P 6A C |  | Acti9 iT60N 1P C 6A MCB | [8 empty] | 09.07 | 1 | [8 empty] | 1 | 3606480096372 | 0 |  | 108 | 9 | 2 | 8 | 0.144 | 13606480096379 | 12 | 1366 | 22.5 | 9.8 | 8 |  | 43606480096370 | 132 | 15513 | 40 | 30 | 30 | [10 empty] | 2 | Y | [12 empty] | CUT | ZT | 8536201090 | [14 empty] | Automaat iT60N 1P 6A C | Disjoncteur iT60N 1P 6A C | [17 empty] | https://eref.se.com/be/nl/sis-tarif/product/A9F68106 | https://eref.se.com/be/fr/sis-tarif/product/A9F68106
Schneider Electric | Schneider Electric | 01022021 |  | Schneider Electric |  | SED | A9F68110 |  |  | 16.53 |  | 1 |  | 12 | iT60N 1P 10A C | iT60N 1P 10A C |  | Acti9 iT60N 1P C 10A MCB | [8 empty] | 09.07 | 1 | [8 empty] | 1 | 3606480096389 | 0 |  | 107 | 9 | 2 | 8 | 0.144 | 13606480096386 | 12 | 1332 | 22.5 | 9.8 | 8 |  | 43606480096387 | 132 | 15139 | 40 | 30 | 30 | [10 empty] | 2 | Y | [12 empty] | CUT | ZT | 8536201090 | [14 empty] | Automaat iT60N 1P 10A C | Disjoncteur iT60N 1P 10A C | [17 empty] | https://eref.se.com/be/nl/sis-tarif/product/A9F68110 | https://eref.se.com/be/fr/sis-tarif/product/A9F68110
Schneider Electric | Schneider Electric | 01022021 |  | Schneider Electric |  | SED | A9F68116 |  |  | 16.43 |  | 1 |  | 12 | iT60N 1P 16A C | iT60N 1P 16A C |  | Acti9 iT60N 1P C 16A MCB | [8 empty] | 09.07 | 1 | [8 empty] | 12 | 3606480096396 | 0 |  | 109 | 9 | 8 | 2 | 0.144 | 13606480096393 | 12 | 1358 | 23 | 8 | 10 |  | 43606480096394 | 132 | 15425 | 40 | 30 | 30 | [10 empty] | 12 | N | [12 empty] | CUT | ZT | 8536201090 | [14 empty] | Automaat iT60N 1P 16A C | Disjoncteur iT60N 1P 16A C | [17 empty] | https://eref.se.com/be/nl/sis-tarif/product/A9F68116 | https://eref.se.com/be/fr/sis-tarif/product/A9F68116
Schneider Electric | Schneider Electric | 01022021 |  | Schneider Electric |  | SED | A9F68120 |  |  | 16.43 |  | 1 |  | 12 | iT60N 1P 20A C | iT60N 1P 20A C |  | Acti9 iT60N 1P C 20A MCB | [8 empty] | 09.07 | 1 | [8 empty] | 1 | 3606480096402 | 0 |  | 113 | 9 | 8 | 2 | 0.144 | 13606480096409 | 12 | 1417 | 23 | 10 | 8 |  | 43606480096400 | 132 | 16074 | 40 | 30 | 30 | [10 empty] | 12 | N | [12 empty] | CUT | ZT | 8536201090 | [14 empty] | Automaat iT60N 1P 20A C | Disjoncteur iT60N 1P 20A C | [17 empty] | https://eref.se.com/be/nl/sis-tarif/product/A9F68120 | https://eref.se.com/be/fr/sis-tarif/product/A9F68120
Schneider Electric | Schneider Electric | 01022021 |  | Schneider Electric |  | SED | A9F68125 |  |  | 16.43 |  | 1 |  | 12 | iT60N 1P 25A C | iT60N 1P 25A C |  | Acti9 iT60N 1P C 25A MCB | [8 empty] | 09.07 | 1 | [8 empty] | 1 | 3606480096419 | 0 |  | 130 | 9 | 2 | 8 | 0.144 | 13606480096416 | 12 | 1630 | 9.8 | 22.5 | 8 |  | 43606480096417 | 132 | 18417 | 40 | 30 | 30 | [10 empty] | 8 | N | [12 empty] | CUT | ZT | 8536201090 | [14 empty] | Automaat iT60N 1P 25A C | Disjoncteur iT60N 1P 25A C | [17 empty] | https://eref.se.com/be/nl/sis-tarif/product/A9F68125 | https://eref.se.com/be/fr/sis-tarif/product/A9F68125
Schneider Electric | Schneider Electric | 01022021 |  | Schneider Electric |  | SED | A9F68132 |  |  | 16.43 |  | 1 |  | 12 | iT60N 1P 32A C | iT60N 1P 32A C |  | Acti9 iT60N 1P C 32A MCB | [8 empty] | 09.07 | 1 | [8 empty] | 12 | 3606480096426 | 0 |  | 120 | 9 | 2 | 8 | 0.144 | 13606480096423 | 12 | 1503 | 22.5 | 9.8 | 8 |  | 43606480096424 | 132 | 17020 | 40 | 30 | 30 | [10 empty] | 12 | N | [12 empty] | CUT | ZT | 8536201090 | [14 empty] | Automaat iT60N 1P 32A C | Disjoncteur iT60N 1P 32A C | [17 empty] | https://eref.se.com/be/nl/sis-tarif/product/A9F68132 | https://eref.se.com/be/fr/sis-tarif/product/A9F68132
Schneider Electric | Schneider Electric | 01022021 |  | Schneider Electric |  | SED | A9F68140 |  |  | 20.4 |  | 1 |  | 12 | iT60N 1P 40A C | iT60N 1P 40A C |  | Acti9 iT60N 1P C 40A MCB | [8 empty] | 09.07 | 1 | [8 empty] | 1 | 3606480096433 | 0 |  | 124 | 10 | 7 | 2 | 0.14 | 13606480096430 | 12 | 1550 | 22 | 10 | 8 |  | 43606480096431 | 132 | 17537 | 40 | 30 | 30 | [10 empty] | 12 | N | [12 empty] | CUT | ZT | 8536201090 | [14 empty] | Automaat iT60N 1P 40A C | Disjoncteur iT60N 1P 40A C | [17 empty] | https://eref.se.com/be/nl/sis-tarif/product/A9F68140 | https://eref.se.com/be/fr/sis-tarif/product/A9F68140
Schneider Electric | Schneider Electric | 01022021 |  | Schneider Electric |  | SED | A9F68150 |  |  | 25.9 |  | 1 |  | 12 | iT60N 1P 50A C | iT60N 1P 50A C |  | Acti9 iT60N 1P C 50A MCB | [8 empty] | 09.07 | 1 | [8 empty] | 12 | 3606480096440 | 0 |  | 130 | 9 | 2 | 8 | 0.144 | 13606480096447 | 12 | 1630 | 22.5 | 9.8 | 8 |  | 43606480096448 | 132 | 18417 | 40 | 30 | 30 | [10 empty] | 12 | N | [12 empty] | CUT | ZT | 8536201090 | [14 empty] | Automaat iT60N 1P 50A C | Disjoncteur iT60N 1P 50A C | [17 empty] | https://eref.se.com/be/nl/sis-tarif/product/A9F68150 | https://eref.se.com/be/fr/sis-tarif/product/A9F68150
Schneider Electric | Schneider Electric | 01022021 |  | Schneider Electric |  | SED | A9F68163 |  |  | 28.7 |  | 1 |  | 12 | iT60N 1P 63A C | iT60N 1P 63A C |  | Acti9 iT60N 1P C 63A MCB | [8 empty] | 09.07 | 1 | [8 empty] | 12 | 3606480096457 | 0 |  | 130 | 9 | 2 | 8 | 0.144 | 13606480096454 | 12 | 1612 | 23 | 10 | 8 |  | 43606480096455 | 132 | 18219 | 40 | 30 | 30 | [10 empty] | 12 | N | [12 empty] | CUT | ZT | 8536201090 | [14 empty] | Automaat iT60N 1P 63A C | Disjoncteur iT60N 1P 63A C | [17 empty] | https://eref.se.com/be/nl/sis-tarif/product/A9F68163 | https://eref.se.com/be/fr/sis-tarif/product/A9F68163
Schneider Electric | Schneider Electric | 01022021 |  | Schneider Electric |  | SED | A9F68201 |  |  | 30.91 |  | 1 |  | 6 | iT60N 2P 1A C | iT60N 2P 1A C |  | Acti9 iT60N 2P C 1A MCB | [8 empty] | 09.07 | 1 | [8 empty] | 1 | 3606480096464 | 0 |  | 225 | 10 | 3 | 8 | 0.24 | 13606480096461 | 6 | 1406 | 9.5 | 22 | 8 |  | 43606480096462 | 66 | 15953 | 40 | 30 | 30 | [10 empty] | 2 | Y | [12 empty] | CUT | ZT | 8536201090 | [14 empty] | Automaat iT60N 2P 1A C | Disjoncteur iT60N 2P 1A C | [17 empty] | https://eref.se.com/be/nl/sis-tarif/product/A9F68201 | https://eref.se.com/be/fr/sis-tarif/product/A9F68201
Schneider Electric | Schneider Electric | 01022021 |  | Schneider Electric |  | SED | A9F68202 |  |  | 30.91 |  | 1 |  | 6 | iT60N 2P 2A C | iT60N 2P 2A C |  | Acti9 iT60N 2P C 2A MCB | [8 empty] | 09.07 | 1 | [8 empty] | 1 | 3606480096471 | 0 |  | 223 | 9 | 4 | 8 | 0.288 | 13606480096478 | 6 | 1394 | 9.8 | 22.5 | 8 |  | 43606480096479 | 66 | 16047 | 40 | 30 | 30 | [10 empty] | 2 | Y | [12 empty] | CUT | ZT | 8536201090 | [14 empty] | Automaat iT60N 2P 2A C | Disjoncteur iT60N 2P 2A C | [17 empty] | https://eref.se.com/be/nl/sis-tarif/product/A9F68202 | https://eref.se.com/be/fr/sis-tarif/product/A9F68202
Schneider Electric | Schneider Electric | 01022021 |  | Schneider Electric |  | SED | A9F68204 |  |  | 30.91 |  | 1 |  | 6 | iT60N 2P 4A C | iT60N 2P 4A C |  | Acti9 iT60N 2P C 4A MCB | [8 empty] | 09.07 | 1 | [8 empty] | 1 | 3606480096495 | 0 |  | 221 | 9 | 4 | 8 | 0.288 | 13606480096492 | 6 | 1392 | 22.5 | 9.8 | 8 |  | 43606480096493 | 66 | 15799 | 40 | 30 | 30 | [10 empty] | 2 | Y | [12 empty] | CUT | ZT | 8536201090 | [14 empty] | Automaat iT60N 2P 4A C | Disjoncteur iT60N 2P 4A C | [17 empty] | https://eref.se.com/be/nl/sis-tarif/product/A9F68204 | https://eref.se.com/be/fr/sis-tarif/product/A9F68204
Schneider Electric | Schneider Electric | 01022021 |  | Schneider Electric |  | SED | A9F68206 |  |  | 24.28 |  | 1 |  | 6 | iT60N 2P 6A C | iT60N 2P 6A C |  | Acti9 iT60N 2P C 6A MCB | [8 empty] | 09.07 | 1 | [8 empty] | 1 | 3606480096501 | 0 |  | 215 | 9 | 4 | 8 | 0.288 | 13606480096508 | 6 | 1349 | 9.8 | 22.5 | 8 |  | 43606480096509 | 66 | 15326 | 40 | 30 | 30 | [10 empty] | 2 | Y | [12 empty] | CUU | ZU | 8536201090 | [14 empty] | Automaat iT60N 2P 6A C | Disjoncteur iT60N 2P 6A C | [17 empty] | https://eref.se.com/be/nl/sis-tarif/product/A9F68206 | https://eref.se.com/be/fr/sis-tarif/product/A9F68206
Schneider Electric | Schneider Electric | 01022021 |  | Schneider Electric |  | SED | A9F68210 |  |  | 22.55 |  | 1 |  | 6 | iT60N 2P 10A C | iT60N 2P 10A C |  | Acti9 iT60N 2P C 10A MCB | [8 empty] | 09.07 | 1 | [8 empty] | 1 | 3606480096518 | 0 |  | 213.5 | 9 | 8 | 4 | 0.288 | 13606480096515 | 6 | 1338 | 9.8 | 22.5 | 8 |  | 43606480096516 | 66 | 15205 | 40 | 30 | 30 | [10 empty] | 2 | Y | [12 empty] | CUU | ZU | 8536201090 | [14 empty] | Automaat iT60N 2P 10A C | Disjoncteur iT60N 2P 10A C | [17 empty] | https://eref.se.com/be/nl/sis-tarif/product/A9F68210 | https://eref.se.com/be/fr/sis-tarif/product/A9F68210
Schneider Electric | Schneider Electric | 01022021 |  | Schneider Electric |  | SED | A9F68216 |  |  | 20.49 |  | 1 |  | 6 | iT60N 2P 16A C | iT60N 2P 16A C |  | Acti9 iT60N 2P C 16A MCB | [8 empty] | 09.07 | 1 | [8 empty] | 1 | 3606480096525 | 0 |  | 217.5 | 9 | 3 | 8 | 0.216 | 13606480096522 | 6 | 1358 | 9.8 | 22.5 | 8 |  | 43606480096523 | 66 | 15410 | 40 | 30 | 30 | [10 empty] | 2 | Y | [12 empty] | CUU | ZU | 8536201090 | [14 empty] | Automaat iT60N 2P 16A C | Disjoncteur iT60N 2P 16A C | [17 empty] | https://eref.se.com/be/nl/sis-tarif/product/A9F68216 | https://eref.se.com/be/fr/sis-tarif/product/A9F68216
Schneider Electric | Schneider Electric | 01022021 |  | Schneider Electric |  | SED | A9F68220 |  |  | 20.49 |  | 1 |  | 6 | iT60N 2P 20A C | iT60N 2P 20A C |  | Acti9 iT60N 2P C 20A MCB | [8 empty] | 09.07 | 1 | [8 empty] | 1 | 3606480096532 | 0 |  | 231 | 10 | 8 | 3 | 0.24 | 13606480096539 | 6 | 1418 | 9.5 | 22.5 | 8 |  | 43606480096530 | 66 | 16085 | 40 | 30 | 30 | [10 empty] | 2 | Y | [12 empty] | CUU | ZU | 8536201090 | [14 empty] | Automaat iT60N 2P 20A C | Disjoncteur iT60N 2P 20A C | [17 empty] | https://eref.se.com/be/nl/sis-tarif/product/A9F68220 | https://eref.se.com/be/fr/sis-tarif/product/A9F68220
Schneider Electric | Schneider Electric | 01022021 |  | Schneider Electric |  | SED | A9F68225 |  |  | 24.89 |  | 1 |  | 6 | iT60N 2P 25A C | iT60N 2P 25A C |  | Acti9 iT60N 2P C 25A MCB | [8 empty] | 09.07 | 1 | [8 empty] | 1 | 3606480096549 | 0 |  | 230 | 9 | 8 | 4 | 0.288 | 13606480096546 | 6 | 1431 | 22.5 | 9.8 | 8 |  | 43606480096547 | 66 | 16228 | 40 | 30 | 30 | [10 empty] | 2 | Y | [12 empty] | CUT | ZT | 8536201090 | [14 empty] | Automaat iT60N 2P 25A C | Disjoncteur iT60N 2P 25A C | [17 empty] | https://eref.se.com/be/nl/sis-tarif/product/A9F68225 | https://eref.se.com/be/fr/sis-tarif/product/A9F68225
Schneider Electric | Schneider Electric | 01022021 |  | Schneider Electric |  | SED | A9F68232 |  |  | 24.89 |  | 1 |  | 6 | iT60N 2P 32A C | iT60N 2P 32A C |  | Acti9 iT60N 2P C 32A MCB | [8 empty] | 09.07 | 1 | [8 empty] | 1 | 3606480096556 | 0 |  | 238 | 9 | 4 | 8 | 0.288 | 13606480096553 | 6 | 1486 | 9.8 | 22.5 | 8 |  | 43606480096554 | 66 | 16833 | 40 | 30 | 30 | [10 empty] | 2 | Y | [12 empty] | CUT | ZT | 8536201090 | [14 empty] | Automaat iT60N 2P 32A C | Disjoncteur iT60N 2P 32A C | [17 empty] | https://eref.se.com/be/nl/sis-tarif/product/A9F68232 | https://eref.se.com/be/fr/sis-tarif/product/A9F68232
Schneider Electric | Schneider Electric | 01022021 |  | Schneider Electric |  | SED | A9F68240 |  |  | 26.91 |  | 1 |  | 6 | iT60N 2P 40A C | iT60N 2P 40A C |  | Acti9 iT60N 2P C 40A MCB | [8 empty] | 09.07 | 1 | [8 empty] | 1 | 3606480096563 | 0 |  | 245 | 10 | 3 | 8 | 0.24 | 13606480096560 | 6 | 1526 | 22.5 | 9.5 | 8 |  | 43606480096561 | 66 | 17273 | 40 | 30 | 30 | [10 empty] | 2 | Y | [12 empty] | CUT | ZT | 8536201090 | [14 empty] | Automaat iT60N 2P 40A C | Disjoncteur iT60N 2P 40A C | [17 empty] | https://eref.se.com/be/nl/sis-tarif/product/A9F68240 | https://eref.se.com/be/fr/sis-tarif/product/A9F68240
Schneider Electric | Schneider Electric | 01022021 |  | Schneider Electric |  | SED | A9F68250 |  |  | 38.47 |  | 1 |  | 6 | iT60N 2P 50A C | iT60N 2P 50A C |  | Acti9 iT60N 2P C 50A MCB | [8 empty] | 09.07 | 1 | [8 empty] | 6 | 3606480096570 | 0 |  | 257 | 9 | 8 | 4 | 0.288 | 13606480096577 | 6 | 1586 | 22.5 | 9.8 | 8 |  | 43606480096578 | 66 | 17933 | 40 | 30 | 30 | [10 empty] | 12 | N | [12 empty] | CUT | ZT | 8536201090 | [14 empty] | Automaat iT60N 2P 50A C | Disjoncteur iT60N 2P 50A C | [17 empty] | https://eref.se.com/be/nl/sis-tarif/product/A9F68250 | https://eref.se.com/be/fr/sis-tarif/product/A9F68250
Schneider Electric | Schneider Electric | 01022021 |  | Schneider Electric |  | SED | A9F68263 |  |  | 45.73 |  | 1 |  | 6 | iT60N 2P 63A C | iT60N 2P 63A C |  | Acti9 iT60N 2P C 63A MCB | [8 empty] | 09.07 | 1 | [8 empty] | 1 | 3606480096587 | 0 |  | 256.5 | 9 | 8 | 4 | 0.288 | 13606480096584 | 6 | 1584 | 24.5 | 9 | 8.5 |  | 43606480096585 | 66 | 17911 | 40 | 30 | 30 | [10 empty] | 12 | N | [12 empty] | CUT | ZT | 8536201090 | [14 empty] | Automaat iT60N 2P 63A C | Disjoncteur iT60N 2P 63A C | [17 empty] | https://eref.se.com/be/nl/sis-tarif/product/A9F68263 | https://eref.se.com/be/fr/sis-tarif/product/A9F68263
Schneider Electric | Schneider Electric | 01022021 |  | Schneider Electric |  | SED | A9F68301 |  |  | 63.81 |  | 1 |  | 4 | iT60N 3P 1A C | iT60N 3P 1A C |  | Acti9 iT60N 3P C 1A MCB | [8 empty] | 09.07 | 1 | [8 empty] | 4 | 3606480096594 | 0 |  | 390 | 9 | 5 | 8 | 0.36 | 13606480096591 | 4 | 1630 | 9.8 | 22.5 | 8 |  | 43606480096592 | 44 | 18417 | 40 | 30 | 30 | [10 empty] | 8 | N | [12 empty] | CUT | ZT | 8536201090 | [14 empty] | Automaat iT60N 3P 1A C | Disjoncteur iT60N 3P 1A C | [17 empty] | https://eref.se.com/be/nl/sis-tarif/product/A9F68301 | https://eref.se.com/be/fr/sis-tarif/product/A9F68301
Schneider Electric | Schneider Electric | 01022021 |  | Schneider Electric |  | SED | A9F68302 |  |  | 63.81 |  | 1 |  | 4 | iT60N 3P 2A C | iT60N 3P 2A C |  | Acti9 iT60N 3P C 2A MCB | [8 empty] | 09.07 | 1 | [8 empty] | 1 | 3606480096600 | 0 |  | 390 | 9 | 5 | 8 | 0.36 | 13606480096607 | 4 | 1630 | 9.8 | 22.5 | 8 |  | 43606480096608 | 44 | 18417 | 40 | 30 | 30 | [10 empty] | 2 | Y | [12 empty] | CUT | ZT | 8536201090 | [14 empty] | Automaat iT60N 3P 2A C | Disjoncteur iT60N 3P 2A C | [17 empty] | https://eref.se.com/be/nl/sis-tarif/product/A9F68302 | https://eref.se.com/be/fr/sis-tarif/product/A9F68302
Schneider Electric | Schneider Electric | 01022021 |  | Schneider Electric |  | SED | A9F68304 |  |  | 63.81 |  | 1 |  | 4 | iT60N 3P 4A C | iT60N 3P 4A C |  | Acti9 iT60N 3P C 4A MCB | [8 empty] | 09.07 | 1 | [8 empty] | 4 | 3606480096624 | 0 |  | 329 | 9 | 5 | 8 | 0.36 | 13606480096621 | 4 | 1373 | 22.5 | 9.8 | 8 |  | 43606480096622 | 44 | 15590 | 40 | 30 | 30 | [10 empty] | 12 | N | [12 empty] | CUT | ZT | 8536201090 | [14 empty] | Automaat iT60N 3P 4A C | Disjoncteur iT60N 3P 4A C | [17 empty] | https://eref.se.com/be/nl/sis-tarif/product/A9F68304 | https://eref.se.com/be/fr/sis-tarif/product/A9F68304
Schneider Electric | Schneider Electric | 01022021 |  | Schneider Electric |  | SED | A9F68306 |  |  | 50.61 |  | 1 |  | 4 | iT60N 3P 6A C | iT60N 3P 6A C |  | Acti9 iT60N 3P C 6A MCB | [8 empty] | 09.07 | 1 | [8 empty] | 1 | 3606480096631 | 0 |  | 324 | 10 | 5 | 8 | 0.4 | 13606480096638 | 4 | 1354 | 22 | 9.5 | 8 |  | 43606480096639 | 44 | 15381 | 40 | 30 | 30 | [10 empty] | 2 | Y | [12 empty] | CUT | ZT | 8536201090 | [14 empty] | Automaat iT60N 3P 6A C | Disjoncteur iT60N 3P 6A C | [17 empty] | https://eref.se.com/be/nl/sis-tarif/product/A9F68306 | https://eref.se.com/be/fr/sis-tarif/product/A9F68306
Schneider Electric | Schneider Electric | 01022021 |  | Schneider Electric |  | SED | A9F68310 |  |  | 50.61 |  | 1 |  | 4 | iT60N 3P 10A C | iT60N 3P 10A C |  | Acti9 iT60N 3P C 10A MCB | [8 empty] | 09.07 | 1 | [8 empty] | 1 | 3606480096648 | 0 |  | 320 | 9 | 5 | 8 | 0.36 | 13606480096645 | 4 | 1337 | 9.8 | 22.5 | 8 |  | 43606480096646 | 44 | 15194 | 40 | 30 | 30 | [10 empty] | 2 | Y | [12 empty] | CUT | ZT | 8536201090 | [14 empty] | Automaat iT60N 3P 10A C | Disjoncteur iT60N 3P 10A C | [17 empty] | https://eref.se.com/be/nl/sis-tarif/product/A9F68310 | https://eref.se.com/be/fr/sis-tarif/product/A9F68310
Schneider Electric | Schneider Electric | 01022021 |  | Schneider Electric |  | SED | A9F68316 |  |  | 50.15 |  | 1 |  | 4 | iT60N 3P 16A C | iT60N 3P 16A C |  | Acti9 iT60N 3P C 16A MCB | [8 empty] | 09.07 | 1 | [8 empty] | 1 | 3606480096655 | 0 |  | 326 | 9 | 5 | 8 | 0.36 | 13606480096652 | 4 | 1358 | 9.8 | 22.5 | 8 |  | 43606480096653 | 44 | 15425 | 40 | 30 | 30 | [10 empty] | 2 | Y | [12 empty] | CUT | ZT | 8536201090 | [14 empty] | Automaat iT60N 3P 16A C | Disjoncteur iT60N 3P 16A C | [17 empty] | https://eref.se.com/be/nl/sis-tarif/product/A9F68316 | https://eref.se.com/be/fr/sis-tarif/product/A9F68316
Schneider Electric | Schneider Electric | 01022021 |  | Schneider Electric |  | SED | A9F68320 |  |  | 50.15 |  | 1 |  | 4 | iT60N 3P 20A C | iT60N 3P 20A C |  | Acti9 iT60N 3P C 20A MCB | [8 empty] | 09.07 | 1 | [8 empty] | 1 | 3606480096662 | 0 |  | 340 | 9 | 5 | 8 | 0.36 | 13606480096669 | 4 | 1415 | 22.5 | 9.8 | 8 |  | 43606480096660 | 44 | 16052 | 40 | 30 | 30 | [10 empty] | 2 | Y | [12 empty] | CUT | ZT | 8536201090 | [14 empty] | Automaat iT60N 3P 20A C | Disjoncteur iT60N 3P 20A C | [17 empty] | https://eref.se.com/be/nl/sis-tarif/product/A9F68320 | https://eref.se.com/be/fr/sis-tarif/product/A9F68320
Schneider Electric | Schneider Electric | 01022021 |  | Schneider Electric |  | SED | A9F68325 |  |  | 50.15 |  | 1 |  | 4 | iT60N 3P 25A C | iT60N 3P 25A C |  | Acti9 iT60N 3P C 25A MCB | [8 empty] | 09.07 | 1 | [8 empty] | 1 | 3606480096679 | 0 |  | 347 | 10 | 6 | 8 | 0.48 | 13606480096676 | 4 | 1443 | 22.5 | 9.5 | 8 |  | 43606480096677 | 44 | 16360 | 40 | 30 | 30 | [10 empty] | 2 | Y | [12 empty] | CUT | ZT | 8536201090 | [14 empty] | Automaat iT60N 3P 25A C | Disjoncteur iT60N 3P 25A C | [17 empty] | https://eref.se.com/be/nl/sis-tarif/product/A9F68325 | https://eref.se.com/be/fr/sis-tarif/product/A9F68325
Schneider Electric | Schneider Electric | 01022021 |  | Schneider Electric |  | SED | A9F68332 |  |  | 50.15 |  | 1 |  | 4 | iT60N 3P 32A C | iT60N 3P 32A C |  | Acti9 iT60N 3P C 32A MCB | [8 empty] | 09.07 | 1 | [8 empty] | 1 | 3606480096686 | 0 |  | 359 | 9 | 5 | 8 | 0.36 | 13606480096683 | 4 | 1494 | 9.8 | 22.5 | 8 |  | 43606480096684 | 44 | 16921 | 40 | 30 | 30 | [10 empty] | 2 | Y | [12 empty] | CUT | ZT | 8536201090 | [14 empty] | Automaat iT60N 3P 32A C | Disjoncteur iT60N 3P 32A C | [17 empty] | https://eref.se.com/be/nl/sis-tarif/product/A9F68332 | https://eref.se.com/be/fr/sis-tarif/product/A9F68332
Schneider Electric | Schneider Electric | 01022021 |  | Schneider Electric |  | SED | A9F68340 |  |  | 62.71 |  | 1 |  | 4 | iT60N 3P 40A C | iT60N 3P 40A C |  | Acti9 iT60N 3P C 40A MCB | [8 empty] | 09.07 | 1 | [8 empty] | 4 | 3606480096693 | 0 |  | 368 | 9 | 5 | 8 | 0.36 | 13606480096690 | 4 | 1538 | 22.5 | 9.8 | 8 |  | 43606480096691 | 44 | 17405 | 40 | 30 | 30 | [10 empty] | 2 | Y | [12 empty] | CUT | ZT | 8536201090 | [14 empty] | Automaat iT60N 3P 40A C | Disjoncteur iT60N 3P 40A C | [17 empty] | https://eref.se.com/be/nl/sis-tarif/product/A9F68340 | https://eref.se.com/be/fr/sis-tarif/product/A9F68340
Schneider Electric | Schneider Electric | 01022021 |  | Schneider Electric |  | SED | A9F68350 |  |  | 90.99 |  | 1 |  | 4 | iT60N 3P 50A C | iT60N 3P 50A C |  | Acti9 iT60N 3P C 50A MCB | [8 empty] | 09.07 | 1 | [8 empty] | 1 | 3606480096709 | 0 |  | 390 | 9 | 5 | 8 | 0.36 | 13606480096706 | 4 | 1630 | 9.8 | 22.5 | 8 |  | 43606480096707 | 44 | 18417 | 40 | 30 | 30 | [10 empty] | 2 | Y | [12 empty] | CUT | ZT | 8536201090 | [14 empty] | Automaat iT60N 3P 50A C | Disjoncteur iT60N 3P 50A C | [17 empty] | https://eref.se.com/be/nl/sis-tarif/product/A9F68350 | https://eref.se.com/be/fr/sis-tarif/product/A9F68350
Schneider Electric | Schneider Electric | 01022021 |  | Schneider Electric |  | SED | A9F68363 |  |  | 99.36 |  | 1 |  | 4 | iT60N 3P 63A C | iT60N 3P 63A C |  | Acti9 iT60N 3P C 63A MCB | [8 empty] | 09.07 | 1 | [8 empty] | 1 | 3606480096716 | 0 |  | 388 | 9 | 5 | 8 | 0.36 | 13606480096713 | 4 | 1608 | 9.8 | 22.5 | 8 |  | 43606480096714 | 44 | 18175 | 40 | 30 | 30 | [10 empty] | 2 | Y | [12 empty] | CUT | ZT | 8536201090 | [14 empty] | Automaat iT60N 3P 63A C | Disjoncteur iT60N 3P 63A C | [17 empty] | https://eref.se.com/be/nl/sis-tarif/product/A9F68363 | https://eref.se.com/be/fr/sis-tarif/product/A9F68363
Schneider Electric | Schneider Electric | 01022021 |  | Schneider Electric |  | SED | A9F68401 |  |  | 83.66 |  | 1 |  | 3 | iT60N 4P 1A C | iT60N 4P 1A C |  | Acti9 iT60N 4P C 1A MCB | [8 empty] | 09.07 | 1 | [8 empty] | 3 | 3606480096723 | 0 |  | 520 | 9 | 7 | 8 | 0.504 | 13606480096720 | 3 | 1630 | 9.8 | 22.5 | 8 |  | 43606480096721 | 33 | 15915 | 40 | 30 | 30 | [10 empty] | 8 | N | [12 empty] | CUT | ZT | 8536201090 | [14 empty] | Automaat iT60N 4P 1A C | Disjoncteur iT60N 4P 1A C | [17 empty] | https://eref.se.com/be/nl/sis-tarif/product/A9F68401 | https://eref.se.com/be/fr/sis-tarif/product/A9F68401
Schneider Electric | Schneider Electric | 01022021 |  | Schneider Electric |  | SED | A9F68402 |  |  | 83.66 |  | 1 |  | 3 | iT60N 4P 2A C | iT60N 4P 2A C |  | Acti9 iT60N 4P C 2A MCB | [8 empty] | 09.07 | 1 | [8 empty] | 1 | 3606480096730 | 0 |  | 445 | 10 | 7 | 8 | 0.56 | 13606480096737 | 3 | 1390 | 9.5 | 22 | 8 |  | 43606480096738 | 33 | 15777 | 40 | 30 | 30 | [10 empty] | 2 | Y | [12 empty] | CUT | ZT | 8536201090 | [14 empty] | Automaat iT60N 4P 2A C | Disjoncteur iT60N 4P 2A C | [17 empty] | https://eref.se.com/be/nl/sis-tarif/product/A9F68402 | https://eref.se.com/be/fr/sis-tarif/product/A9F68402
Schneider Electric | Schneider Electric | 01022021 |  | Schneider Electric |  | SED | A9F68404 |  |  | 83.66 |  | 1 |  | 3 | iT60N 4P 4A C | iT60N 4P 4A C |  | Acti9 iT60N 4P C 4A MCB | [8 empty] | 09.07 | 1 | [8 empty] | 1 | 3606480096754 | 0 |  | 441.5 | 9 | 7 | 8 | 0.504 | 13606480096751 | 3 | 1370 | 22.5 | 10 | 8 |  | 43606480096752 | 33 | 15557 | 40 | 30 | 30 | [10 empty] | 2 | Y | [12 empty] | CUT | ZT | 8536201090 | [14 empty] | Automaat iT60N 4P 4A C | Disjoncteur iT60N 4P 4A C | [17 empty] | https://eref.se.com/be/nl/sis-tarif/product/A9F68404 | https://eref.se.com/be/fr/sis-tarif/product/A9F68404
Schneider Electric | Schneider Electric | 01022021 |  | Schneider Electric |  | SED | A9F68406 |  |  | 67.5 |  | 1 |  | 3 | iT60N 4P 6A C | iT60N 4P 6A C |  | Acti9 iT60N 4P C 6A MCB | [8 empty] | 09.07 | 1 | [8 empty] | 1 | 3606480096761 | 0 |  | 431 | 9 | 7 | 8 | 0.504 | 13606480096768 | 3 | 1351 | 9.8 | 22.5 | 8 |  | 43606480096769 | 33 | 15348 | 40 | 30 | 30 | [10 empty] | 2 | Y | [12 empty] | CUT | ZT | 8536201090 | [14 empty] | Automaat iT60N 4P 6A C | Disjoncteur iT60N 4P 6A C | [17 empty] | https://eref.se.com/be/nl/sis-tarif/product/A9F68406 | https://eref.se.com/be/fr/sis-tarif/product/A9F68406
Schneider Electric | Schneider Electric | 01022021 |  | Schneider Electric |  | SED | A9F68410 |  |  | 65.95 |  | 1 |  | 3 | iT60N 4P 10A C | iT60N 4P 10A C |  | Acti9 iT60N 4P C 10A MCB | [8 empty] | 09.07 | 1 | [8 empty] | 1 | 3606480096778 | 0 |  | 426 | 9 | 7 | 8 | 0.504 | 13606480096775 | 3 | 1335 | 9.8 | 22.5 | 8 |  | 43606480096776 | 33 | 15172 | 40 | 30 | 30 | [10 empty] | 2 | Y | [12 empty] | CUT | ZT | 8536201090 | [14 empty] | Automaat iT60N 4P 10A C | Disjoncteur iT60N 4P 10A C | [17 empty] | https://eref.se.com/be/nl/sis-tarif/product/A9F68410 | https://eref.se.com/be/fr/sis-tarif/product/A9F68410
Schneider Electric | Schneider Electric | 01022021 |  | Schneider Electric |  | SED | A9F68416 |  |  | 65.23 |  | 1 |  | 3 | iT60N 4P 16A C | iT60N 4P 16A C |  | Acti9 iT60N 4P C 16A MCB | [8 empty] | 09.07 | 1 | [8 empty] | 1 | 3606480096785 | 0 |  | 434 | 10 | 7 | 8 | 0.56 | 13606480096782 | 3 | 1350 | 10 | 22 | 8 |  | 43606480096783 | 33 | 15337 | 40 | 30 | 30 | [10 empty] | 2 | Y | [12 empty] | CUU | ZU | 8536201090 | [14 empty] | Automaat iT60N 4P 16A C | Disjoncteur iT60N 4P 16A C | [17 empty] | https://eref.se.com/be/nl/sis-tarif/product/A9F68416 | https://eref.se.com/be/fr/sis-tarif/product/A9F68416
Schneider Electric | Schneider Electric | 01022021 |  | Schneider Electric |  | SED | A9F68420 |  |  | 65.23 |  | 1 |  | 3 | iT60N 4P 20A C | iT60N 4P 20A C |  | Acti9 iT60N 4P C 20A MCB | [8 empty] | 09.07 | 1 | [8 empty] | 1 | 3606480096792 | 0 |  | 452 | 9 | 7 | 8 | 0.504 | 13606480096799 | 3 | 1410 | 9.8 | 22.5 | 8 |  | 43606480096790 | 33 | 15997 | 40 | 30 | 30 | [10 empty] | 2 | Y | [12 empty] | CUU | ZU | 8536201090 | [14 empty] | Automaat iT60N 4P 20A C | Disjoncteur iT60N 4P 20A C | [17 empty] | https://eref.se.com/be/nl/sis-tarif/product/A9F68420 | https://eref.se.com/be/fr/sis-tarif/product/A9F68420
Schneider Electric | Schneider Electric | 01022021 |  | Schneider Electric |  | SED | A9F68425 |  |  | 66.86 |  | 1 |  | 3 | iT60N 4P 25A C | iT60N 4P 25A C |  | Acti9 iT60N 4P C 25A MCB | [8 empty] | 09.07 | 1 | [8 empty] | 1 | 3606480096808 | 0 |  | 461 | 10 | 7 | 8 | 0.56 | 13606480096805 | 3 | 1436 | 9.5 | 22.5 | 8 |  | 43606480096806 | 33 | 16283 | 40 | 30 | 30 | [10 empty] | 2 | Y | [12 empty] | CUT | ZT | 8536201090 | [14 empty] | Automaat iT60N 4P 25A C | Disjoncteur iT60N 4P 25A C | [17 empty] | https://eref.se.com/be/nl/sis-tarif/product/A9F68425 | https://eref.se.com/be/fr/sis-tarif/product/A9F68425
Schneider Electric | Schneider Electric | 01022021 |  | Schneider Electric |  | SED | A9F68432 |  |  | 65.23 |  | 1 |  | 3 | iT60N 4P 32A C | iT60N 4P 32A C |  | Acti9 iT60N 4P C 32A MCB | [8 empty] | 09.07 | 1 | [8 empty] | 1 | 3606480096815 | 0 |  | 477 | 9 | 7 | 8 | 0.504 | 13606480096812 | 3 | 1488 | 9.8 | 22.5 | 8 |  | 43606480096813 | 33 | 16855 | 40 | 30 | 30 | [10 empty] | 2 | Y | [12 empty] | CUU | ZU | 8536201090 | [14 empty] | Automaat iT60N 4P 32A C | Disjoncteur iT60N 4P 32A C | [17 empty] | https://eref.se.com/be/nl/sis-tarif/product/A9F68432 | https://eref.se.com/be/fr/sis-tarif/product/A9F68432
Schneider Electric | Schneider Electric | 01022021 |  | Schneider Electric |  | SED | A9F68440 |  |  | 82.57 |  | 1 |  | 3 | iT60N 4P 40A C | iT60N 4P 40A C |  | Acti9 iT60N 4P C 40A MCB | [8 empty] | 09.07 | 1 | [8 empty] | 1 | 3606480096822 | 0 |  | 491 | 10 | 7 | 8 | 0.56 | 13606480096829 | 3 | 1531 | 9.5 | 22.5 | 8 |  | 43606480096820 | 33 | 17328 | 40 | 30 | 30 | [10 empty] | 2 | Y | [12 empty] | CUT | ZT | 8536201090 | [14 empty] | Automaat iT60N 4P 40A C | Disjoncteur iT60N 4P 40A C | [17 empty] | https://eref.se.com/be/nl/sis-tarif/product/A9F68440 | https://eref.se.com/be/fr/sis-tarif/product/A9F68440
Schneider Electric | Schneider Electric | 01022021 |  | Schneider Electric |  | SED | A9F68450 |  |  | 125.6 |  | 1 |  | 3 | iT60N 4P 50A C | iT60N 4P 50A C |  | Acti9 iT60N 4P C 50A MCB | [8 empty] | 09.07 | 1 | [8 empty] | 1 | 3606480096839 | 0 |  | 514 | 9 | 7 | 8 | 0.504 | 13606480096836 | 3 | 1600 | 22.5 | 9.8 | 8 |  | 43606480096837 | 33 | 18087 | 40 | 30 | 30 | [10 empty] | 2 | Y | [12 empty] | CUT | ZT | 8536201090 | [14 empty] | Automaat iT60N 4P 50A C | Disjoncteur iT60N 4P 50A C | [17 empty] | https://eref.se.com/be/nl/sis-tarif/product/A9F68450 | https://eref.se.com/be/fr/sis-tarif/product/A9F68450
Schneider Electric | Schneider Electric | 01022021 |  | Schneider Electric |  | SED | A9F68463 |  |  | 138.1 |  | 1 |  | 3 | iT60N 4P 63A C | iT60N 4P 63A C |  | Acti9 iT60N 4P C 63A MCB | [8 empty] | 09.07 | 1 | [8 empty] | 1 | 3606480096846 | 0 |  | 516 | 10 | 7 | 8 | 0.56 | 13606480096843 | 3 | 1605 | 10 | 22 | 8 |  | 43606480096844 | 33 | 18142 | 40 | 30 | 30 | [10 empty] | 2 | Y | [12 empty] | CUU | ZU | 8536201090 | [14 empty] | Automaat iT60N 4P 63A C | Disjoncteur iT60N 4P 63A C | [17 empty] | https://eref.se.com/be/nl/sis-tarif/product/A9F68463 | https://eref.se.com/be/fr/sis-tarif/product/A9F68463
Schneider Electric | Schneider Electric | 01022021 |  | Schneider Electric |  | SED | A9F73101 |  |  | 23.4 |  | 1 |  | 12 | iC60N 1P B1 | Disjoncteur IC60N 1P 1A B 6kA |  | Acti9 iC60N 1P B 1A 230V MCB | [8 empty] | 09.07 | 1 | [8 empty] | 1 | 3606480079924 | 0 |  | 113 | 10 | 8 | 2 | 0.16 | 13606480079921 | 12 | 1416 | 22.5 | 10 | 8 |  | 43606480079922 | 132 | 16078 | 40 | 30 | 30 | [10 empty] | 6 | N | [12 empty] | CUO | ZO | 8536201090 | [14 empty] | iC60N - miniatuurcircuitonderbreker - 1P - 1A - B curve | iC60N - disjoncteur modulaire - 1P - 1 A - courbe B | [17 empty] | https://eref.se.com/be/nl/sis-tarif/product/A9F73101 | https://eref.se.com/be/fr/sis-tarif/product/A9F73101
Schneider Electric | Schneider Electric | 01022021 |  | Schneider Electric |  | SED | A9F73102 |  |  | 23.4 |  | 1 |  | 12 | iC60N 1P B2 | Disjoncteur IC60N 1P 2A B 6kA |  | Acti9 iC60N 1P B 2A 230V MCB | [8 empty] | 09.07 | 1 | [8 empty] | 1 | 3606480080005 | 0 |  | 112 | 10 | 8 | 2 | 0.16 | 13606480080002 | 12 | 1410 | 22.5 | 10 | 8 |  | 43606480080003 | 132 | 15920 | 40 | 30 | 30 | [10 empty] | 6 | N | [12 empty] | CUO | ZO | 8536201090 | [14 empty] | iC60N - miniatuurcircuitonderbreker - 1P - 2A - B curve | iC60N - disjoncteur modulaire - 1P - 2 A - courbe B | [17 empty] | https://eref.se.com/be/nl/sis-tarif/product/A9F73102 | https://eref.se.com/be/fr/sis-tarif/product/A9F73102
Schneider Electric | Schneider Electric | 01022021 |  | Schneider Electric |  | SED | A9F73103 |  |  | 23.4 |  | 1 |  | 12 | iC60N 1P B3 | Disjoncteur IC60N 1P 3A B 6kA |  | Acti9 iC60N 1P B 3A MCB | [8 empty] | 09.07 | 1 | [8 empty] | 1 | 3606480079900 | 0 |  | 113 | 10 | 7 | 2 | 0.14 | 13606480079907 | 12 | 1421 | 22.5 | 10 | 8.5 |  | 43606480079908 | 132 | 16051 | 40 | 30 | 30 | [10 empty] | 6 | N | [12 empty] | CUO | ZO | 8536201090 | [14 empty] | iC60N - miniatuurcircuitonderbreker - 1P - 3A - B curve | iC60N - disjoncteur modulaire - 1P - 3 A - courbe B | [17 empty] | https://eref.se.com/be/nl/sis-tarif/product/A9F73103 | https://eref.se.com/be/fr/sis-tarif/product/A9F73103
Schneider Electric | Schneider Electric | 01022021 |  | Schneider Electric |  | SED | A9F73104 |  |  | 23.4 |  | 1 |  | 12 | iC60N 1P B4 | Disjoncteur IC60N 1P 4A B 6kA |  | Acti9 iC60N 1P B 4A 230V MCB | [8 empty] | 09.07 | 1 | [8 empty] | 1 | 3606480080074 | 0 |  | 111 | 10 | 8 | 2 | 0.16 | 13606480080071 | 12 | 1392 | 20 | 30 | 3.03 |  | 43606480080072 | 132 | 15711 | 40 | 30 | 30 | [10 empty] | 2 | Y | [12 empty] | CUO | ZO | 8536201090 | [14 empty] | iC60N - miniatuurcircuitonderbreker - 1P - 4A - B curve | iC60N - disjoncteur modulaire - 1P - 4 A - courbe B | [17 empty] | https://eref.se.com/be/nl/sis-tarif/product/A9F73104 | https://eref.se.com/be/fr/sis-tarif/product/A9F73104
Schneider Electric | Schneider Electric | 01022021 |  | Schneider Electric |  | SED | A9F73113 |  |  | 23.4 |  | 1 |  | 12 | IC60N 1P 13A B | Disjoncteur IC60N 1P 13A B 6kA |  | Acti9 iC60N 1P B 13A MCB | [8 empty] | 09.07 | 1 | [8 empty] | 1 | 3606480079917 | 0 |  | 108 | 10 | 8 | 2 | 0.16 | 13606480079914 | 12 | 1345 | 23 | 8 | 10 |  | 43606480079915 | 132 | 15403 | 40 | 30 | 30 | [10 empty] | 6 | N | [12 empty] | CUO | ZO | 8536201090 | [14 empty] | iC60N - miniatuurcircuitonderbreker - 1P - 13A - B curve | iC60N - disjoncteur modulaire - 1P - 13 A - courbe B | [17 empty] | https://eref.se.com/be/nl/sis-tarif/product/A9F73113 | https://eref.se.com/be/fr/sis-tarif/product/A9F73113
Schneider Electric | Schneider Electric | 01022021 |  | Schneider Electric |  | SED | A9F73170 |  |  | 23.4 |  | 1 |  | 12 | IC60N 1P B0.5 | Disjoncteur IC60N 1P 0.5A B 6kA |  | Acti9 iC60N 1P B 0,5A MCB | [8 empty] | 09.07 | 1 | [8 empty] | 1 | 3606480079993 | 0 |  | 115 | 9 | 8 | 2 | 0.144 | 13606480079990 | 12 | 1396 | 23 | 8 | 10 |  | 43606480079991 | 132 | 15843 | 40 | 30 | 30 | [10 empty] | 6 | N | [12 empty] | CUO | ZO | 8536201090 | [14 empty] | iC60N - miniatuurcircuitonderbreker - 1P - 0.5A - B curve | iC60N - disjoncteur modulaire - 1P - 0,5 A - courbe B | [17 empty] | https://eref.se.com/be/nl/sis-tarif/product/A9F73170 | https://eref.se.com/be/fr/sis-tarif/product/A9F73170
Schneider Electric | Schneider Electric | 01022021 |  | Schneider Electric |  | SED | A9F73201 |  |  | 47.41 |  | 1 |  | 6 | iC60N 2P B1 | Disjoncteur IC60N 2P 1A B 6kA |  | Acti9 iC60N 2P B 1A MCB | [8 empty] | 09.07 | 1 | [8 empty] | 1 | 3606480080036 | 0 |  | 223.4 | 10 | 7 | 4 | 0.28 | 13606480080033 | 6 | 1401 | 23 | 10 | 8 |  | 43606480080034 | 66 | 15836 | 40 | 30 | 30 | [10 empty] | 6 | N | [12 empty] | CUO | ZO | 8536201090 | [14 empty] | iC60N - miniatuurcircuitonderbreker - 2P - 1A - B curve | iC60N - disjoncteur modulaire - 2P - 1 A - courbe B | [17 empty] | https://eref.se.com/be/nl/sis-tarif/product/A9F73201 | https://eref.se.com/be/fr/sis-tarif/product/A9F73201
Schneider Electric | Schneider Electric | 01022021 |  | Schneider Electric |  | SED | A9F73202 |  |  | 47.41 |  | 1 |  | 6 | iC60N 2P B2 | Disjoncteur IC60N 2P 2A B 6kA |  | Acti9 iC60N 2P B 2A MCB | [8 empty] | 09.07 | 1 | [8 empty] | 1 | 3606480079986 | 0 |  | 222 | 9 | 7 | 4 | 0.252 | 13606480079983 | 6 | 1402 | 22.5 | 10 | 8.2 |  | 43606480079984 | 66 | 15844 | 40 | 30 | 30 | [10 empty] | 2 | Y | [12 empty] | CUO | ZO | 8536201090 | [14 empty] | iC60N - miniatuurcircuitonderbreker - 2P - 2A - B curve | iC60N - disjoncteur modulaire - 2P - 2 A - courbe B | [17 empty] | https://eref.se.com/be/nl/sis-tarif/product/A9F73202 | https://eref.se.com/be/fr/sis-tarif/product/A9F73202
Schneider Electric | Schneider Electric | 01022021 |  | Schneider Electric |  | SED | A9F73203 |  |  | 47.41 |  | 1 |  | 6 | iC60N 2P B3 | Disjoncteur IC60N 2P 3A B 6kA |  | Acti9 iC60N 2P B 3A MCB | [8 empty] | 09.07 | 1 | [8 empty] | 1 | 3606480080029 | 0 |  | 224.333 | 10 | 7 | 4 | 0.28 | 13606480080026 | 6 | 1399 | 23 | 10 | 8 |  | 43606480080027 | 66 | 15813 | 40 | 30 | 30 | [10 empty] | 6 | N | [12 empty] | CUO | ZO | 8536201090 | [14 empty] | iC60N - miniatuurcircuitonderbreker - 2P - 3A - B curve | iC60N - disjoncteur modulaire - 2P - 3 A - courbe B | [17 empty] | https://eref.se.com/be/nl/sis-tarif/product/A9F73203 | https://eref.se.com/be/fr/sis-tarif/product/A9F73203
Schneider Electric | Schneider Electric | 01022021 |  | Schneider Electric |  | SED | A9F73204 |  |  | 47.41 |  | 1 |  | 6 | IC60N 2P B4 | Disjoncteur IC60N 2P 4A B 6kA |  | Acti9 iC60N 2P B 4A MCB | [8 empty] | 09.07 | 1 | [8 empty] | 1 | 3606480080050 | 0 |  | 218.667 | 9 | 7 | 4 | 0.252 | 13606480080057 | 6 | 1372 | 22.5 | 10 | 8 |  | 43606480080058 | 66 | 15512 | 40 | 30 | 30 | [10 empty] | 2 | Y | [12 empty] | CUO | ZO | 8536201090 | [14 empty] | iC60N - miniatuurcircuitonderbreker - 2P - 4A - B curve | iC60N - disjoncteur modulaire - 2P - 4 A - courbe B | [17 empty] | https://eref.se.com/be/nl/sis-tarif/product/A9F73204 | https://eref.se.com/be/fr/sis-tarif/product/A9F73204
Schneider Electric | Schneider Electric | 01022021 |  | Schneider Electric |  | SED | A9F73213 |  |  | 47.41 |  | 1 |  | 6 | iC60N 2P 13A C | Disjoncteur IC60N 2P 13A B 6kA |  | Acti9 iC60N 2P B 13A MCB | [8 empty] | 09.07 | 1 | [8 empty] | 1 | 3606480080067 | 0 |  | 248 | 9 | 4 | 8 | 0.288 | 13606480080064 | 6 | 1558 | 22.5 | 9.8 | 8 |  | 43606480080065 | 66 | 17625 | 40 | 30 | 30 | [10 empty] | 2 | Y | [12 empty] | CUO | ZO | 8536201090 | [14 empty] | iC60N - miniatuurcircuitonderbreker - 2P - 13A - B curve | iC60N - disjoncteur modulaire - 2P - 2 A - courbe B | [17 empty] | https://eref.se.com/be/nl/sis-tarif/product/A9F73213 | https://eref.se.com/be/fr/sis-tarif/product/A9F73213
Schneider Electric | Schneider Electric | 01022021 |  | Schneider Electric |  | SED | A9F73270 |  |  | 47.41 |  | 1 |  | 6 | iC60N 2P B0.5 | Disjoncteur IC60N 2P 0.5A B 6kA |  | Acti9 iC60N 2P B 0,5A MCB | [8 empty] | 09.07 | 1 | [8 empty] | 1 | 3606480079962 | 0 |  | 221 | 10 | 7 | 4 | 0.28 | 13606480079969 | 6 | 1381 | 22 | 8 | 10 |  | 43606480079960 | 66 | 15832 | 40 | 30 | 30 | [10 empty] | 6 | N | [12 empty] | CUO | ZO | 8536201090 | [14 empty] | iC60N - miniatuurcircuitonderbreker - 2P - 0.5A - B curve | iC60N - disjoncteur modulaire - 2P - 0,5 A - courbe B | [17 empty] | https://eref.se.com/be/nl/sis-tarif/product/A9F73270 | https://eref.se.com/be/fr/sis-tarif/product/A9F73270
Schneider Electric | Schneider Electric | 01022021 |  | Schneider Electric |  | SED | A9F73301 |  |  | 76.14 |  | 1 |  | 4 | iC60N 3P B1 | Disjoncteur IC60N 3P 1A B 6kA |  | Acti9 iC60N 3P B 1A MCB | [8 empty] | 09.07 | 1 | [8 empty] | 1 | 3606480080012 | 0 |  | 337 | 10 | 8 | 6 | 0.48 | 13606480080019 | 4 | 1405 | 23 | 8 | 10 |  | 43606480080010 | 44 | 16145 | 40 | 30 | 30 | [10 empty] | 6 | N | [12 empty] | CUO | ZO | 8536201090 | [14 empty] | iC60N - miniatuurcircuitonderbreker - 3P - 1A - B curve | iC60N - disjoncteur modulaire - 3P - 1 A - courbe B | [17 empty] | https://eref.se.com/be/nl/sis-tarif/product/A9F73301 | https://eref.se.com/be/fr/sis-tarif/product/A9F73301
Schneider Electric | Schneider Electric | 01022021 |  | Schneider Electric |  | SED | A9F73302 |  |  | 76.14 |  | 1 |  | 4 | iC60N 3P B2 | Disjoncteur IC60N 3P 2A B 6kA |  | Acti9 iC60N 3P B 2A MCB | [8 empty] | 09.07 | 1 | [8 empty] | 1 | 3606480079955 | 0 |  | 335.5 | 10 | 7 | 5 | 0.35 | 13606480079952 | 4 | 1405 | 22.5 | 10 | 8.5 |  | 43606480079953 | 44 | 15875 | 40 | 30 | 30 | [10 empty] | 6 | N | [12 empty] | CUO | ZO | 8536201090 | [14 empty] | iC60N - miniatuurcircuitonderbreker - 3P - 2A - B curve | iC60N - disjoncteur modulaire - 3P - 2 A - courbe B | [17 empty] | https://eref.se.com/be/nl/sis-tarif/product/A9F73302 | https://eref.se.com/be/fr/sis-tarif/product/A9F73302
Schneider Electric | Schneider Electric | 01022021 |  | Schneider Electric |  | SED | A9F73303 |  |  | 76.14 |  | 1 |  | 4 | iC60N 3P B3 | Disjoncteur IC60N 3P 3A B 6kA |  | Acti9 iC60N 3P B 3A MCB | [8 empty] | 09.07 | 1 | [8 empty] | 1 | 3606480079979 | 0 |  | 341.5 | 10 | 7 | 5 | 0.35 | 13606480079976 | 4 | 1428 | 22.5 | 10 | 8 |  | 43606480079977 | 44 | 16128 | 40 | 30 | 30 | [10 empty] | 12 | N | [12 empty] | CUO | ZO | 8536201090 | [14 empty] | iC60N - miniatuurcircuitonderbreker - 3P - 3A - B curve | iC60N - disjoncteur modulaire - 3P - 3 A - courbe B | [17 empty] | https://eref.se.com/be/nl/sis-tarif/product/A9F73303 | https://eref.se.com/be/fr/sis-tarif/product/A9F73303
Schneider Electric | Schneider Electric | 01022021 |  | Schneider Electric |  | SED | A9F73304 |  |  | 76.14 |  | 1 |  | 4 | iC60N 3P B4 | Disjoncteur IC60N 3P 4A B 6kA |  | Acti9 iC60N 3P B 4A MCB | [8 empty] | 09.07 | 1 | [8 empty] | 1 | 3606480079931 | 0 |  | 331.5 | 10 | 7 | 5 | 0.35 | 13606480079938 | 4 | 1394 | 22.5 | 10 | 8 |  | 43606480079939 | 44 | 15749 | 40 | 30 | 30 | [10 empty] | 6 | N | [12 empty] | CUO | ZO | 8536201090 | [14 empty] | iC60N - miniatuurcircuitonderbreker - 3P - 4A - B curve | iC60N - disjoncteur modulaire - 3P - 4 A - courbe B | [17 empty] | https://eref.se.com/be/nl/sis-tarif/product/A9F73304 | https://eref.se.com/be/fr/sis-tarif/product/A9F73304
Schneider Electric | Schneider Electric | 01022021 |  | Schneider Electric |  | SED | A9F73313 |  |  | 76.14 |  | 1 |  | 4 | iC60N 3P 13A B | Disjoncteur IC60N 3P 13A B 6kA |  | Acti9 iC60N 3P B 13A MCB | [8 empty] | 09.07 | 1 | [8 empty] | 1 | 3606480080043 | 0 |  | 371 | 9 | 8 | 5 | 0.36 | 13606480080040 | 4 | 1554 | 22.5 | 9.8 | 8 |  | 43606480080041 | 44 | 17581 | 40 | 30 | 30 | [10 empty] | 2 | Y | [12 empty] | CUO | ZO | 8536201090 | [14 empty] | iC60N - miniatuurcircuitonderbreker - 3P - 13A - B curve | iC60N - disjoncteur modulaire - 3P - 13 A - courbe B | [17 empty] | https://eref.se.com/be/nl/sis-tarif/product/A9F73313 | https://eref.se.com/be/fr/sis-tarif/product/A9F73313
Schneider Electric | Schneider Electric | 01022021 |  | Schneider Electric |  | SED | A9F73370 |  |  | 76.14 |  | 1 |  | 4 | IC60N 3P B0.5 | Disjoncteur IC60N 3P 0.5A B 6kA |  | Acti9 iC60N 3P B 0,5A MCB | [8 empty] | 09.07 | 1 | [8 empty] | 1 | 3606480079948 | 0 |  | 331 | 10 | 8 | 5 | 0.4 | 13606480079945 | 4 | 1382 | 23 | 8 | 10 |  | 43606480079946 | 44 | 15799 | 40 | 30 | 30 | [10 empty] | 6 | N | [12 empty] | CUO | ZO | 8536201090 | [14 empty] | iC60N - miniatuurcircuitonderbreker - 3P - 0.5A - B curve | iC60N - disjoncteur modulaire - 3P - 0,5 A - courbe B | [17 empty] | https://eref.se.com/be/nl/sis-tarif/product/A9F73370 | https://eref.se.com/be/fr/sis-tarif/product/A9F73370
Schneider Electric | Schneider Electric | 01022021 |  | Schneider Electric |  | SED | A9F73401 |  |  | 100.18 |  | 1 |  | 3 | iC60N 4P B1 | Disjoncteur IC60N 4P 1A B 6kA |  | Acti9 iC60N 4P B 1A MCB | [8 empty] | 09.07 | 1 | [8 empty] | 1 | 3606480080142 | 0 |  | 449 | 10 | 8 | 7 | 0.56 | 13606480080149 | 3 | 1404 | 22 | 8 | 9 |  | 43606480080140 | 33 | 15914 | 40 | 30 | 30 | [10 empty] | 6 | N | [12 empty] | CUO | ZO | 8536201090 | [14 empty] | iC60N - miniatuurcircuitonderbreker - 4P - 1A - B curve | iC60N - disjoncteur modulaire - 4P - 1 A - courbe B | [17 empty] | https://eref.se.com/be/nl/sis-tarif/product/A9F73401 | https://eref.se.com/be/fr/sis-tarif/product/A9F73401
Schneider Electric | Schneider Electric | 01022021 |  | Schneider Electric |  | SED | A9F73402 |  |  | 100.18 |  | 1 |  | 3 | iC60N 4P B2 | Disjoncteur IC60N 4P 2A B 6kA |  | Acti9 iC60N 4P B 2A MCB | [8 empty] | 09.07 | 1 | [8 empty] | 1 | 3606480080173 | 0 |  | 444 | 9 | 7 | 7 | 0.441 | 13606480080170 | 3 | 1385 | 22 | 8 | 10 |  | 43606480080171 | 33 | 15699 | 40 | 30 | 30 | [10 empty] | 6 | N | [12 empty] | CUO | ZO | 8536201090 | [14 empty] | iC60N - miniatuurcircuitonderbreker - 4P - 2A - B curve | iC60N - disjoncteur modulaire - 4P - 2 A - courbe B | [17 empty] | https://eref.se.com/be/nl/sis-tarif/product/A9F73402 | https://eref.se.com/be/fr/sis-tarif/product/A9F73402
Schneider Electric | Schneider Electric | 01022021 |  | Schneider Electric |  | SED | A9F73403 |  |  | 100.18 |  | 1 |  | 3 | iC60N 4P B3 | Disjoncteur IC60N 4P 3A B 6kA |  | Acti9 iC60N 4P B 3A MCB | [8 empty] | 09.07 | 1 | [8 empty] | 3 | 3606480080180 | 0 |  | 495 | 9 | 8 | 7 | 0.504 | 13606480080187 | 3 | 1555 | 22.5 | 9.8 | 8 |  | 43606480080188 | 33 | 17592 | 40 | 30 | 30 | [10 empty] | 12 | N | [12 empty] | CUO | ZO | 8536201090 | [14 empty] | iC60N - miniatuurcircuitonderbreker - 4P - 3A - B curve | iC60N - disjoncteur modulaire - 4P - 3 A - courbe B | [17 empty] | https://eref.se.com/be/nl/sis-tarif/product/A9F73403 | https://eref.se.com/be/fr/sis-tarif/product/A9F73403
Schneider Electric | Schneider Electric | 01022021 |  | Schneider Electric |  | SED | A9F73404 |  |  | 100.18 |  | 1 |  | 3 | iC60N 4P B4 | Disjoncteur IC60N 4P 4A B 6kA |  | Acti9 iC60N 4P B 4A MCB | [8 empty] | 09.07 | 1 | [8 empty] | 1 | 3606480080166 | 0 |  | 440.667 | 9 | 7 | 7 | 0.441 | 13606480080163 | 3 | 1388 | 22.5 | 10 | 8 |  | 43606480080164 | 33 | 15704 | 40 | 30 | 30 | [10 empty] | 12 | N | [12 empty] | CUO | ZO | 8536201090 | [14 empty] | iC60N - miniatuurcircuitonderbreker - 4P - 4A - B curve | iC60N - disjoncteur modulaire - 4P - 4 A - courbe B | [17 empty] | https://eref.se.com/be/nl/sis-tarif/product/A9F73404 | https://eref.se.com/be/fr/sis-tarif/product/A9F73404
Schneider Electric | Schneider Electric | 01022021 |  | Schneider Electric |  | SED | A9F73470 |  |  | 100.18 |  | 1 |  | 3 | iC60N 4P B0.5 | Disjoncteur IC60N 4P 0.5A B 6kA |  | Acti9 iC60N 4P B 0,5A MCB | [8 empty] | 09.07 | 1 | [8 empty] | 1 | 3606480080159 | 0 |  | 445 | 9 | 7 | 8 | 0.504 | 13606480080156 | 3 | 1555 | 23 | 8 | 10 |  | 43606480080157 | 33 | 15865 | 40 | 30 | 30 | [10 empty] | 12 | N | [12 empty] | CUO | ZO | 8536201090 | [14 empty] | iC60N - miniatuurcircuitonderbreker - 4P - 0.5A - B curve | iC60N - disjoncteur modulaire - 4P - 0,5 A - courbe B | [17 empty] | https://eref.se.com/be/nl/sis-tarif/product/A9F73470 | https://eref.se.com/be/fr/sis-tarif/product/A9F73470
Schneider Electric | Schneider Electric | 01022021 |  | Schneider Electric |  | SED | A9F73601 |  |  | 45.06 |  | 1 |  | 6 | iC60N 1P+N B1 | Disjoncteur IC60N 1P-N 1A B 6kA |  | Acti9 iC60N 1PN B 1A MCB | [8 empty] | 09.07 | 1 | [8 empty] | 6 | 3606480080081 | 0 |  | 248 | 9 | 4 | 8 | 0.288 | 13606480080088 | 6 | 1558 | 22.5 | 9.8 | 8 |  | 43606480080089 | 66 | 17625 | 40 | 30 | 30 | [10 empty] | 12 | N | [12 empty] | CUO | ZO | 8536201090 | [14 empty] | iC60N - miniatuur stroomonderbreker - 1P + N - 1A - B-curve | iC60N - disjoncteur modulaire - 1P + N - 1A - courbe B | [17 empty] | https://eref.se.com/be/nl/sis-tarif/product/A9F73601 | https://eref.se.com/be/fr/sis-tarif/product/A9F73601
Schneider Electric | Schneider Electric | 01022021 |  | Schneider Electric |  | SED | A9F73602 |  |  | 45.06 |  | 1 |  | 6 | iC60N 1P+N B2 | Disjoncteur IC60N 1P-N 2A B 6kA |  | Acti9 iC60N 1PN B 2A MCB | [8 empty] | 09.07 | 1 | [8 empty] | 6 | 3606480080098 | 0 |  | 248 | 9 | 4 | 8 | 0.288 | 13606480080095 | 6 | 1558 | 22.5 | 9.8 | 8 |  | 43606480080096 | 66 | 17625 | 40 | 30 | 30 | [10 empty] | 12 | N | [12 empty] | CUO | ZO | 8536201090 | [14 empty] | iC60N - miniatuur stroomonderbreker - 1P + N - 2A - B-curve | iC60N - disjoncteur modulaire - 1P + N - 2A - courbe B | [17 empty] | https://eref.se.com/be/nl/sis-tarif/product/A9F73602 | https://eref.se.com/be/fr/sis-tarif/product/A9F73602
Schneider Electric | Schneider Electric | 01022021 |  | Schneider Electric |  | SED | A9F73603 |  |  | 45.06 |  | 1 |  | 6 | iC60N 1P+N B3 | Disjoncteur IC60N 1P-N 3A B 6kA |  | Acti9 iC60N 1PN B 3A MCB | [8 empty] | 09.07 | 1 | [8 empty] | 6 | 3606480080111 | 0 |  | 248 | 9 | 4 | 8 | 0.288 | 13606480080118 | 6 | 1558 | 22.5 | 9.8 | 8 |  | 43606480080119 | 66 | 17625 | 40 | 30 | 30 | [10 empty] | 8 | N | [12 empty] | CUO | ZO | 8536201090 | [14 empty] | iC60N - miniatuur stroomonderbreker - 1P + N - 3A - B-curve | iC60N - disjoncteur modulaire - 1P + N - 3A - courbe B | [17 empty] | https://eref.se.com/be/nl/sis-tarif/product/A9F73603 | https://eref.se.com/be/fr/sis-tarif/product/A9F73603
Schneider Electric | Schneider Electric | 01022021 |  | Schneider Electric |  | SED | A9F73604 |  |  | 45.06 |  | 1 |  | 6 | iC60N 1P+N B4 | Disjoncteur IC60N 1P-N 4A B 6kA |  | Acti9 iC60N 1PN B 4A MCB | [8 empty] | 09.07 | 1 | [8 empty] | 1 | 3606480080197 | 0 |  | 248 | 9 | 4 | 8 | 0.288 | 13606480080194 | 6 | 1558 | 22.5 | 9.8 | 8 |  | 43606480080195 | 66 | 17625 | 40 | 30 | 30 | [10 empty] | 2 | Y | [12 empty] | CUO | ZO | 8536201090 | [14 empty] | iC60N - miniatuur stroomonderbreker - 1P + N - 4A - B-curve | iC60N - disjoncteur modulaire - 1P + N - 4A - courbe B | [17 empty] | https://eref.se.com/be/nl/sis-tarif/product/A9F73604 | https://eref.se.com/be/fr/sis-tarif/product/A9F73604
Schneider Electric | Schneider Electric | 01022021 |  | Schneider Electric |  | SED | A9F73606 |  |  | 35.87 |  | 1 |  | 6 | ACTI9 IC60N 1P-N 6A B MINIATURE CIRCUIT | Disjoncteur IC60N 1P-N 6A B 6kA |  | Acti9 iC60N 1PN B 6A MCB | [8 empty] | 09.07 | 1 | [8 empty] | 1 | 3606480079368 | 0 |  | 248 | 9 | 4 | 8 | 0.288 | 13606480079365 | 6 | 1558 | 22.5 | 9.8 | 8 |  | 43606480079366 | 66 | 17625 | 40 | 30 | 30 | [10 empty] | 8 | N | [12 empty] | CUO | ZO | 8536201090 | [14 empty] | iC60N - miniatuur stroomonderbreker - 1P + N - 6A - B-curve | iC60N - disjoncteur modulaire - 1P + N - 6A - courbe B | [17 empty] | https://eref.se.com/be/nl/sis-tarif/product/A9F73606 | https://eref.se.com/be/fr/sis-tarif/product/A9F73606
Schneider Electric | Schneider Electric | 01022021 |  | Schneider Electric |  | SED | A9F73610 |  |  | 35.87 |  | 1 |  | 6 | ACTI9 IC60N 1P-N 10A B MINIATURE CIRCUIT | Disjoncteur IC60N 1P-N 10A B 6kA |  | Acti9 iC60N 1PN B 10A MCB | [8 empty] | 09.07 | 1 | [8 empty] | 1 | 3606480079375 | 0 |  | 248 | 9 | 4 | 8 | 0.288 | 13606480079372 | 6 | 1558 | 22.5 | 9.8 | 8 |  | 43606480079373 | 66 | 17625 | 40 | 30 | 30 | [10 empty] | 8 | N | [12 empty] | CUO | ZO | 8536201090 | [14 empty] | iC60N - miniatuur stroomonderbreker - 1P + N - 10A - B-curve | iC60N - disjoncteur modulaire - 1P + N - 10A - courbe B | [17 empty] | https://eref.se.com/be/nl/sis-tarif/product/A9F73610 | https://eref.se.com/be/fr/sis-tarif/product/A9F73610
Schneider Electric | Schneider Electric | 01022021 |  | Schneider Electric |  | SED | A9F73613 |  |  | 45.06 |  | 1 |  | 6 | ACTI9 IC60N 1P-N 13A B MINIATURE CIRCUIT | Disjoncteur IC60N 1P-N 13A B 6kA |  | Acti9 iC60N 1PN B 13A MCB | [8 empty] | 09.07 | 1 | [8 empty] | 1 | 3606480080135 | 0 |  | 248 | 9 | 4 | 8 | 0.288 | 13606480080132 | 6 | 1558 | 22.5 | 9.8 | 8 |  | 43606480080133 | 66 | 17625 | 40 | 30 | 30 | [10 empty] | 8 | N | [12 empty] | CUO | ZO | 8536201090 | [14 empty] | iC60N - miniatuur stroomonderbreker - 1P + N - 13A - B-curve | iC60N - disjoncteur modulaire - 1P + N - 13A - courbe B | [17 empty] | https://eref.se.com/be/nl/sis-tarif/product/A9F73613 | https://eref.se.com/be/fr/sis-tarif/product/A9F73613
Schneider Electric | Schneider Electric | 01022021 |  | Schneider Electric |  | SED | A9F73616 |  |  | 35.87 |  | 1 |  | 6 | ACTI9 IC60N 1P-N 16A B MINIATURE CIRCUIT | Disjoncteur IC60N 1P-N 16A B 6kA |  | Acti9 iC60N 1PN B 16A MCB | [8 empty] | 09.07 | 1 | [8 empty] | 1 | 3606480079382 | 0 |  | 248 | 9 | 4 | 8 | 0.288 | 13606480079389 | 6 | 1558 | 22.5 | 9.8 | 8 |  | 43606480079380 | 66 | 17625 | 40 | 30 | 30 | [10 empty] | 12 | N | [12 empty] | CUO | ZO | 8536201090 | [14 empty] | iC60N - miniatuur stroomonderbreker - 1P + N - 16A - B-curve | iC60N - disjoncteur modulaire - 1P + N - 16A - courbe B | [17 empty] | https://eref.se.com/be/nl/sis-tarif/product/A9F73616 | https://eref.se.com/be/fr/sis-tarif/product/A9F73616
Schneider Electric | Schneider Electric | 01022021 |  | Schneider Electric |  | SED | A9F73620 |  |  | 35.87 |  | 1 |  | 6 | ACTI9 IC60N 1P-N 20A B MINIATURE CIRCUIT | Disjoncteur IC60N 1P-N 20A B 6kA |  | Acti9 iC60N 1PN B 20A MCB | [8 empty] | 09.07 | 1 | [8 empty] | 6 | 3606480079399 | 0 |  | 248 | 9 | 4 | 8 | 0.288 | 13606480079396 | 6 | 1558 | 22.5 | 9.8 | 8 |  | 43606480079397 | 66 | 17625 | 40 | 30 | 30 | [10 empty] | 12 | N | [12 empty] | CUO | ZO | 8536201090 | [14 empty] | iC60N - miniatuur stroomonderbreker - 1P + N - 20A - B-curve | iC60N - disjoncteur modulaire - 1P + N - 20A - courbe B | [17 empty] | https://eref.se.com/be/nl/sis-tarif/product/A9F73620 | https://eref.se.com/be/fr/sis-tarif/product/A9F73620
Schneider Electric | Schneider Electric | 01022021 |  | Schneider Electric |  | SED | A9F73625 |  |  | 38.32 |  | 1 |  | 6 | ACTI9 IC60N 1P-N 25A B MINIATURE CIRCUIT | Disjoncteur IC60N 1P-N 25A B 6kA |  | Acti9 iC60N 1PN B 25A MCB | [8 empty] | 09.07 | 1 | [8 empty] | 6 | 3606480079405 | 0 |  | 248 | 9 | 4 | 8 | 0.288 | 13606480079402 | 6 | 1558 | 22.5 | 9.8 | 8 |  | 43606480079403 | 66 | 17625 | 40 | 30 | 30 | [10 empty] | 12 | N | [12 empty] | CUO | ZO | 8536201090 | [14 empty] | iC60N - miniatuur stroomonderbreker - 1P + N - 25A - B-curve | iC60N - disjoncteur modulaire - 1P + N - 25A - courbe B | [17 empty] | https://eref.se.com/be/nl/sis-tarif/product/A9F73625 | https://eref.se.com/be/fr/sis-tarif/product/A9F73625
Schneider Electric | Schneider Electric | 01022021 |  | Schneider Electric |  | SED | A9F73632 |  |  | 38.72 |  | 1 |  | 6 | ACTI9 IC60N 1P-N 32A B MINIATURE CIRCUIT | Disjoncteur IC60N 1P-N 32A B 6kA |  | Acti9 iC60N 1PN B 32A MCB | [8 empty] | 09.07 | 1 | [8 empty] | 6 | 3606480079412 | 0 |  | 248 | 9 | 4 | 8 | 0.288 | 13606480079419 | 6 | 1558 | 22.5 | 9.8 | 8 |  | 43606480079410 | 66 | 17625 | 40 | 30 | 30 | [10 empty] | 12 | N | [12 empty] | CUO | ZO | 8536201090 | [14 empty] | iC60N - miniatuur stroomonderbreker - 1P + N - 32A - B-curve | iC60N - disjoncteur modulaire - 1P + N - 32A - courbe B | [17 empty] | https://eref.se.com/be/nl/sis-tarif/product/A9F73632 | https://eref.se.com/be/fr/sis-tarif/product/A9F73632
Schneider Electric | Schneider Electric | 01022021 |  | Schneider Electric |  | SED | A9F73640 |  |  | 48.5 |  | 1 |  | 6 | ACTI9 IC60N 1P-N 40A B MINIATURE CIRCUIT | Disjoncteur IC60N 1P-N 40A B 6kA |  | Acti9 iC60N 1PN B 40A MCB | [8 empty] | 09.07 | 1 | [8 empty] | 6 | 3606480079429 | 0 |  | 248 | 9 | 4 | 8 | 0.288 | 13606480079426 | 6 | 1558 | 22.5 | 9.8 | 8 |  | 43606480079427 | 66 | 17625 | 40 | 30 | 30 | [10 empty] | 12 | N | [12 empty] | CUO | ZO | 8536201090 | [14 empty] | iC60N - miniatuur stroomonderbreker - 1P + N - 40A - B-curve | iC60N - disjoncteur modulaire - 1P + N - 40A - courbe B | [17 empty] | https://eref.se.com/be/nl/sis-tarif/product/A9F73640 | https://eref.se.com/be/fr/sis-tarif/product/A9F73640
Schneider Electric | Schneider Electric | 01022021 |  | Schneider Electric |  | SED | A9F73650 |  |  | 70.42 |  | 1 |  | 6 | ACTI9 IC60N 1P-N 50A B MINIATURE CIRCUIT | Disjoncteur IC60N 1P-N 50A B 6kA |  | Acti9 iC60N 1PN B 50A MCB | [8 empty] | 09.07 | 1 | [8 empty] | 6 | 3606480079436 | 0 |  | 248 | 9 | 4 | 8 | 0.288 | 13606480079433 | 6 | 1558 | 22.5 | 9.8 | 8 |  | 43606480079434 | 66 | 17625 | 40 | 30 | 30 | [10 empty] | 12 | N | [12 empty] | CUO | ZO | 8536201090 | [14 empty] | iC60N - miniatuur stroomonderbreker - 1P + N - 50A - B-curve | iC60N - disjoncteur modulaire - 1P + N - 50A - courbe B | [17 empty] | https://eref.se.com/be/nl/sis-tarif/product/A9F73650 | https://eref.se.com/be/fr/sis-tarif/product/A9F73650
Schneider Electric | Schneider Electric | 01022021 |  | Schneider Electric |  | SED | A9F73663 |  |  | 82.92 |  | 1 |  | 6 | ACTI9 IC60N 1P-N 63A B MINIATURE CIRCUIT | Disjoncteur IC60N 1P-N 63A B 6kA |  | Acti9 iC60N 1PN B 63A MCB | [8 empty] | 09.07 | 1 | [8 empty] | 6 | 3606480079443 | 0 |  | 248 | 9 | 4 | 8 | 0.288 | 13606480079440 | 6 | 1558 | 22.5 | 9.8 | 8 |  | 43606480079441 | 66 | 17625 | 40 | 30 | 30 | [10 empty] | 12 | N | [12 empty] | CUO | ZO | 8536201090 | [14 empty] | iC60N - miniatuur stroomonderbreker - 1P + N - 63A - B-curve | iC60N - disjoncteur modulaire - 1P + N - 63A - courbe B | [17 empty] | https://eref.se.com/be/nl/sis-tarif/product/A9F73663 | https://eref.se.com/be/fr/sis-tarif/product/A9F73663
Schneider Electric | Schneider Electric | 01022021 |  | Schneider Electric |  | SED | A9F73670 |  |  | 45.06 |  | 1 |  | 6 | ACTI9 IC60N 1P-N 0,5A B MINIATURE CIRCUI | Disjoncteur IC60N 1P-N 0.5A B 6kA |  | Acti9 iC60N 1PN B 0,5A MCB | [8 empty] | 09.07 | 1 | [8 empty] | 6 | 3606480080104 | 0 |  | 248 | 9 | 4 | 8 | 0.288 | 13606480080101 | 6 | 1558 | 22.5 | 9.8 | 8 |  | 43606480080102 | 66 | 17625 | 40 | 30 | 30 | [10 empty] | 12 | N | [12 empty] | CUO | ZO | 8536201090 | [14 empty] | iC60N - miniatuur stroomonderbreker - 1P + N - 0,5A - B-curve | iC60N - disjoncteur modulaire - 1P + N - 0,5A - courbe B | [17 empty] | https://eref.se.com/be/nl/sis-tarif/product/A9F73670 | https://eref.se.com/be/fr/sis-tarif/product/A9F73670
Schneider Electric | Schneider Electric | 01022021 |  | Schneider Electric |  | SED | A9F74101 |  |  | 25.2 |  | 1 |  | 12 | IC60N 1P C1 | Disjoncteur IC60N 1P 1A C 6kA |  | Acti9 iC60N 1P C 1A 230V MCB | [8 empty] | 09.07 | 1 | [8 empty] | 1 | 3606480080227 | 0 |  | 118.333 | 10 | 8 | 2 | 0.16 | 13606480080224 | 12 | 1420 | 20 | 30 | 3 |  | 43606480080225 | 132 | 16237 | 40 | 30 | 30 | [10 empty] | 2 | Y | [12 empty] | CUN | ZN | 8536201090 | [14 empty] | Automaat iC60N 1P 1A C | Disjoncteur iC60N 1P 1A C | [17 empty] | https://eref.se.com/be/nl/sis-tarif/product/A9F74101 | https://eref.se.com/be/fr/sis-tarif/product/A9F74101
Schneider Electric | Schneider Electric | 01022021 |  | Schneider Electric |  | SED | A9F74102 |  |  | 25.19 |  | 1 |  | 12 | IC60N 1P C2 | Disjoncteur IC60N 1P 2A C 6kA |  | Acti9 iC60N 1P C 2A 230V MCB | [8 empty] | 09.07 | 1 | [8 empty] | 1 | 3606480080203 | 0 |  | 110 | 9 | 8 | 2 | 0.144 | 13606480080200 | 12 | 1398 | 22 | 9.6 | 7.7 |  | 43606480080201 | 132 | 15888 | 40 | 30 | 30 | [10 empty] | 2 | Y | [12 empty] | CUN | ZN | 8536201090 | [14 empty] | Automaat iC60N 1P 2A C | Disjoncteur iC60N 1P 2A C | [17 empty] | https://eref.se.com/be/nl/sis-tarif/product/A9F74102 | https://eref.se.com/be/fr/sis-tarif/product/A9F74102
Schneider Electric | Schneider Electric | 01022021 |  | Schneider Electric |  | SED | A9F74103 |  |  | 25.2 |  | 1 |  | 12 | IC60N 1P C3 | Disjoncteur IC60N 1P 3A C 6kA |  | Acti9 iC60N 1P C 3A 230V MCB | [8 empty] | 09.07 | 1 | [8 empty] | 1 | 3606480080241 | 0 |  | 112 | 10 | 8 | 2 | 0.16 | 13606480080248 | 12 | 1413 | 22.5 | 10 | 8 |  | 43606480080249 | 132 | 16214 | 40 | 30 | 30 | [10 empty] | 6 | N | [12 empty] | CUN | ZN | 8536201090 | [14 empty] | iC60N - miniatuurcircuitonderbreker - 1P - 3A - C curve | iC60N - disjoncteur modulaire - 1P - 3 A - courbe C | [17 empty] | https://eref.se.com/be/nl/sis-tarif/product/A9F74103 | https://eref.se.com/be/fr/sis-tarif/product/A9F74103
Schneider Electric | Schneider Electric | 01022021 |  | Schneider Electric |  | SED | A9F74104 |  |  | 25.19 |  | 1 |  | 12 | IC60N 1P C4 | Disjoncteur IC60N 1P 4A C 6kA |  | Acti9 iC60N 1P C 4A 230V MCB | [8 empty] | 09.07 | 1 | [8 empty] | 1 | 3606480080258 | 0 |  | 110 | 10 | 7 | 2 | 0.14 | 13606480080255 | 12 | 1386 | 22.3 | 9.7 | 7.8 |  | 43606480080256 | 132 | 15742 | 40 | 30 | 30 | [10 empty] | 2 | Y | [12 empty] | CUN | ZN | 8536201090 | [14 empty] | Automaat iC60N 1P 4A C | Disjoncteur iC60N 1P 4A C | [17 empty] | https://eref.se.com/be/nl/sis-tarif/product/A9F74104 | https://eref.se.com/be/fr/sis-tarif/product/A9F74104
Schneider Electric | Schneider Electric | 01022021 |  | Schneider Electric |  | SED | A9F74113 |  |  | 24.28 |  | 1 |  | 12 | IC60N 1P 13A C | Disjoncteur IC60N 1P 13A C 6kA |  | Acti9 iC60N 1P C 13A MCB | [8 empty] | 09.07 | 1 | [8 empty] | 1 | 3606480080302 | 0 |  | 106 | 10 | 8 | 2 | 0.16 | 13606480080309 | 12 | 1348 | 22.5 | 9.8 | 8 |  | 43606480080300 | 132 | 15315 | 40 | 30 | 30 | [10 empty] | 6 | N | [12 empty] | CUN | ZN | 8536201090 | [14 empty] | iC60N - miniatuurcircuitonderbreker - 1P - 13A - C curve | iC60N - disjoncteur modulaire - 1P - 13 A - courbe C | [17 empty] | https://eref.se.com/be/nl/sis-tarif/product/A9F74113 | https://eref.se.com/be/fr/sis-tarif/product/A9F74113
Schneider Electric | Schneider Electric | 01022021 |  | Schneider Electric |  | SED | A9F74170 |  |  | 25.2 |  | 1 |  | 12 | IC60N 1P C0.5 | Disjoncteur IC60N 1P 0.5A C 6kA |  | Acti9 iC60N 1P C 0,5A MCB | [8 empty] | 09.07 | 1 | [8 empty] | 1 | 3606480080210 | 0 |  | 113 | 10 | 7 | 2 | 0.14 | 13606480080217 | 12 | 1420 | 22.5 | 10 | 8 |  | 43606480080218 | 132 | 16040 | 40 | 30 | 30 | [10 empty] | 6 | N | [12 empty] | CUN | ZN | 8536201090 | [14 empty] | Automaat iC60N 1P 0,5A C | Disjoncteur iC60N 1P 0,5A C | [17 empty] | https://eref.se.com/be/nl/sis-tarif/product/A9F74170 | https://eref.se.com/be/fr/sis-tarif/product/A9F74170
Schneider Electric | Schneider Electric | 01022021 |  | Schneider Electric |  | SED | A9F74201 |  |  | 50.29 |  | 1 |  | 6 | IC60N 2P C1 | Disjoncteur IC60N 2P 1A C 6kA |  | Acti9 iC60N 2P C 1A 440V MCB | [8 empty] | 09.07 | 1 | [8 empty] | 1 | 3606480080265 | 0 |  | 224 | 10 | 4 | 7 | 0.28 | 13606480080262 | 6 | 1406 | 20 | 30 | 2.73 |  | 43606480080263 | 66 | 15950 | 40 | 30 | 30 | [10 empty] | 2 | Y | [12 empty] | CUN | ZN | 8536201090 | [14 empty] | Automaat iC60N 2P 1A C | Disjoncteur iC60N 2P 1A C | [17 empty] | https://eref.se.com/be/nl/sis-tarif/product/A9F74201 | https://eref.se.com/be/fr/sis-tarif/product/A9F74201
Schneider Electric | Schneider Electric | 01022021 |  | Schneider Electric |  | SED | A9F74202 |  |  | 50.83 |  | 1 |  | 6 | IC60N 2P C2 | Disjoncteur IC60N 2P 2A C 6kA |  | Acti9 iC60N 2P C 2A 440V MCB | [8 empty] | 09.07 | 1 | [8 empty] | 1 | 3606480080371 | 0 |  | 222 | 9 | 4 | 7 | 0.252 | 13606480080378 | 6 | 1398 | 20 | 30 | 2.92 |  | 43606480080379 | 66 | 15816 | 40 | 30 | 30 |  | 73606480080370 | 528 | 138216 | 120 | 80 | 50 |  |  |  | 2 | Y | [12 empty] | CUN | ZN | 8536201090 | [14 empty] | Automaat iC60N 2P 2A C | Disjoncteur iC60N 2P 2A C | [17 empty] | https://eref.se.com/be/nl/sis-tarif/product/A9F74202 | https://eref.se.com/be/fr/sis-tarif/product/A9F74202
Schneider Electric | Schneider Electric | 01022021 |  | Schneider Electric |  | SED | A9F74203 |  |  | 48.87 |  | 1 |  | 6 | IC60N 2P C3 | Disjoncteur IC60N 2P 3A C 6kA |  | Acti9 iC60N 2P C 3A 440V MCB | [8 empty] | 09.07 | 1 | [8 empty] | 1 | 3606480080319 | 0 |  | 222 | 9 | 8 | 4 | 0.288 | 13606480080316 | 6 | 1396 | 20 | 30 | 3.42 |  | 43606480080317 | 66 | 15862 | 40 | 30 | 30 | [10 empty] | 2 | Y | [12 empty] | CUN | ZN | 8536201090 | [14 empty] | Automaat iC60N 2P 3A C | Disjoncteur iC60N 2P 3A C | [17 empty] | https://eref.se.com/be/nl/sis-tarif/product/A9F74203 | https://eref.se.com/be/fr/sis-tarif/product/A9F74203
Schneider Electric | Schneider Electric | 01022021 |  | Schneider Electric |  | SED | A9F74204 |  |  | 50.83 |  | 1 |  | 6 | IC60N 2P C4 | Disjoncteur IC60N 2P 4A C 6kA |  | Acti9 iC60N 2P C 4A 440V MCB | [8 empty] | 09.07 | 1 | [8 empty] | 1 | 3606480080357 | 0 |  | 222 | 9 | 4 | 7 | 0.252 | 13606480080354 | 6 | 1388 | 22.2 | 10 | 8.2 |  | 43606480080355 | 66 | 15888 | 40 | 30 | 30 |  | 73606480080356 | 528 | 136632 | 120 | 80 | 50 |  |  |  | 2 | Y | [12 empty] | CUN | ZN | 8536201090 | [14 empty] | Automaat iC60N 2P 4A C | Disjoncteur iC60N 2P 4A C | [17 empty] | https://eref.se.com/be/nl/sis-tarif/product/A9F74204 | https://eref.se.com/be/fr/sis-tarif/product/A9F74204
Schneider Electric | Schneider Electric | 01022021 |  | Schneider Electric |  | SED | A9F74213 |  |  | 50.83 |  | 1 |  | 6 | iC60N 2P 13A C | Disjoncteur IC60N 2P 13A C 6kA |  | Acti9 iC60N 2P C 13A MCB | [8 empty] | 09.07 | 1 | [8 empty] | 1 | 3606480080340 | 0 |  | 214 | 9 | 8 | 4 | 0.288 | 13606480080347 | 6 | 1346 | 23 | 8 | 10 |  | 43606480080348 | 66 | 15401 | 40 | 30 | 30 | [10 empty] | 2 | Y | [12 empty] | CUN | ZN | 8536201090 | [14 empty] | Automaat iC60N 2P 13A C | Disjoncteur iC60N 2P 13A C | [17 empty] | https://eref.se.com/be/nl/sis-tarif/product/A9F74213 | https://eref.se.com/be/fr/sis-tarif/product/A9F74213
Schneider Electric | Schneider Electric | 01022021 |  | Schneider Electric |  | SED | A9F74270 |  |  | 50.83 |  | 1 |  | 6 | IC60N 2P C0.5 | Disjoncteur IC60N 2P 0.5A C 6kA |  | Acti9 iC60N 2P C 0,5A MCB | [8 empty] | 09.07 | 1 | [8 empty] | 1 | 3606480080234 | 0 |  | 222 | 9 | 7 | 4 | 0.252 | 13606480080231 | 6 | 1398 | 20 | 30 | 2.93 |  | 43606480080232 | 66 | 15865 | 40 | 30 | 30 | [10 empty] | 2 | Y | [12 empty] | CUN | ZN | 8536201090 | [14 empty] | Automaat iC60N 2P 0,5A C | Disjoncteur iC60N 2P 0,5A C | [17 empty] | https://eref.se.com/be/nl/sis-tarif/product/A9F74270 | https://eref.se.com/be/fr/sis-tarif/product/A9F74270
Schneider Electric | Schneider Electric | 01022021 |  | Schneider Electric |  | SED | A9F74301 |  |  | 79.01 |  | 1 |  | 4 | IC60N 3P C1 | Disjoncteur IC60N 3P 1A C 6kA |  | Acti9 iC60N 3P C 1A 440V MCB | [8 empty] | 09.07 | 1 | [8 empty] | 1 | 3606480080289 | 0 |  | 307 | 9 | 5 | 8 | 0.36 | 13606480080286 | 4 | 1404 | 22.5 | 9.8 | 8 |  | 43606480080287 | 44 | 16002 | 40 | 30 | 30 | [10 empty] | 6 | N | [12 empty] | CUN | ZN | 8536201090 | [14 empty] | Automaat iC60N 3P 1A C | Disjoncteur iC60N 3P 1A C | [17 empty] | https://eref.se.com/be/nl/sis-tarif/product/A9F74301 | https://eref.se.com/be/fr/sis-tarif/product/A9F74301
Schneider Electric | Schneider Electric | 01022021 |  | Schneider Electric |  | SED | A9F74302 |  |  | 79 |  | 1 |  | 4 | IC60N 3P C2 | Disjoncteur IC60N 3P 2A C 6kA |  | Acti9 iC60N 3P C 2A 440V MCB | [8 empty] | 09.07 | 1 | [8 empty] | 1 | 3606480080364 | 0 |  | 336 | 10 | 6 | 8 | 0.48 | 13606480080361 | 4 | 1420 | 22.5 | 10 | 8 |  | 43606480080362 | 44 | 15912 | 40 | 30 | 30 | [10 empty] | 2 | Y | [12 empty] | CUN | ZN | 8536201090 | [14 empty] | Automaat iC60N 3P 2A C | Disjoncteur iC60N 3P 2A C | [17 empty] | https://eref.se.com/be/nl/sis-tarif/product/A9F74302 | https://eref.se.com/be/fr/sis-tarif/product/A9F74302
Schneider Electric | Schneider Electric | 01022021 |  | Schneider Electric |  | SED | A9F74303 |  |  | 79 |  | 1 |  | 4 | IC60N 3P C3 | Disjoncteur IC60N 3P 3A C 6kA |  | Acti9 iC60N 3P C 3A MCB | [8 empty] | 09.07 | 1 | [8 empty] | 1 | 3606480080272 | 0 |  | 339.25 | 10 | 8 | 6 | 0.48 | 13606480080279 | 4 | 1420 | 22.5 | 10 | 8 |  | 43606480080270 | 44 | 16048 | 40 | 30 | 30 | [10 empty] | 6 | N | [12 empty] | CUN | ZN | 8536201090 | [14 empty] | iC60N - miniatuurcircuitonderbreker - 3P - 3A - C curve | iC60N - disjoncteur modulaire - 3P - 3 A - courbe C | [17 empty] | https://eref.se.com/be/nl/sis-tarif/product/A9F74303 | https://eref.se.com/be/fr/sis-tarif/product/A9F74303
Schneider Electric | Schneider Electric | 01022021 |  | Schneider Electric |  | SED | A9F74304 |  |  | 79 |  | 1 |  | 4 | IC60N 3P C4 | Disjoncteur IC60N 3P 4A C 6kA |  | Acti9 iC60N 3P C 4A 440V MCB | [8 empty] | 09.07 | 1 | [8 empty] | 1 | 3606480080296 | 0 |  | 329 | 9 | 5 | 7 | 0.315 | 13606480080293 | 4 | 1384 | 9.5 | 22.5 | 7.8 |  | 43606480080294 | 44 | 15714 | 40 | 30 | 30 | [10 empty] | 2 | Y | [12 empty] | CUN | ZN | 8536201090 | [14 empty] | Automaat iC60N 3P 4A C | Disjoncteur iC60N 3P 4A C | [17 empty] | https://eref.se.com/be/nl/sis-tarif/product/A9F74304 | https://eref.se.com/be/fr/sis-tarif/product/A9F74304
Schneider Electric | Schneider Electric | 01022021 |  | Schneider Electric |  | SED | A9F74313 |  |  | 79 |  | 1 |  | 4 | iC60N 3P 13A C | Disjoncteur IC60N 3P 13A C 6kA |  | Acti9 iC60N 3P C 13A MCB | [8 empty] | 09.07 | 1 | [8 empty] | 1 | 3606480080333 | 0 |  | 324 | 10 | 8 | 6 | 0.48 | 13606480080330 | 4 | 1355 | 22.5 | 10 | 8 |  |  | 44 | 15329 | 40 | 30 | 30 | [10 empty] | 2 | Y | [12 empty] | CUN | ZN | 8536201090 | [14 empty] | iC60N - miniatuurcircuitonderbreker - 3P - 13A - C curve | iC60N - disjoncteur modulaire - 3P - 13 A - courbe C | [17 empty] | https://eref.se.com/be/nl/sis-tarif/product/A9F74313 | https://eref.se.com/be/fr/sis-tarif/product/A9F74313
Schneider Electric | Schneider Electric | 01022021 |  | Schneider Electric |  | SED | A9F74370 |  |  | 79.01 |  | 1 |  | 4 | IC60N 3P C0.5 | Disjoncteur IC60N 3P 0.5A C 6kA |  | Acti9 iC60N 3P C 0,5A MCB | [8 empty] | 09.07 | 1 | [8 empty] | 1 | 3606480080326 | 0 |  | 332 | 10 | 8 | 6 | 0.48 | 13606480080323 | 4 | 1390 | 23 | 8 | 10 |  | 43606480080324 | 44 | 16017 | 40 | 30 | 30 | [10 empty] | 6 | N | [12 empty] | CUN | ZN | 8536201090 | [14 empty] | Automaat iC60N 3P 0,5A C | Disjoncteur iC60N 3P 0,5A C | [17 empty] | https://eref.se.com/be/nl/sis-tarif/product/A9F74370 | https://eref.se.com/be/fr/sis-tarif/product/A9F74370
Schneider Electric | Schneider Electric | 01022021 |  | Schneider Electric |  | SED | A9F74401 |  |  | 102.4 |  | 1 |  | 3 | IC60N 4P C1 | Disjoncteur IC60N 4P 1A C 6kA |  | Acti9 iC60N 4P C 1A MCB | [8 empty] | 09.07 | 1 | [8 empty] | 1 | 3606480080456 | 0 |  | 452 | 10 | 7 | 8 | 0.56 | 13606480080453 | 3 | 1412 | 23 | 8 | 10 |  | 43606480080454 | 33 | 16100 | 40 | 30 | 30 | [10 empty] | 6 | N | [12 empty] | CUN | ZN | 8536201090 | [14 empty] | Automaat iC60N 4P 1A C | Disjoncteur iC60N 4P 1A C | [17 empty] | https://eref.se.com/be/nl/sis-tarif/product/A9F74401 | https://eref.se.com/be/fr/sis-tarif/product/A9F74401
Schneider Electric | Schneider Electric | 01022021 |  | Schneider Electric |  | SED | A9F74402 |  |  | 102.38 |  | 1 |  | 3 | IC60N 4P C2 | Disjoncteur IC60N 4P 2A C 6kA |  | Acti9 iC60N 4P C 2A MCB | [8 empty] | 09.07 | 1 | [8 empty] | 1 | 3606480080432 | 0 |  | 446 | 10 | 8 | 7 | 0.56 | 13606480080439 | 3 | 1400 | 20 | 30 | 2.93 |  | 43606480080430 | 33 | 15859 | 40 | 30 | 30 | [10 empty] | 2 | Y | [12 empty] | CUN | ZN | 8536201090 | [14 empty] | Automaat iC60N 4P 2A C | Disjoncteur iC60N 4P 2A C | [17 empty] | https://eref.se.com/be/nl/sis-tarif/product/A9F74402 | https://eref.se.com/be/fr/sis-tarif/product/A9F74402
Schneider Electric | Schneider Electric | 01022021 |  | Schneider Electric |  | SED | A9F74403 |  |  | 102.4 |  | 1 |  | 3 | IC60N 4P C3 | Disjoncteur IC60N 4P 3A C 6kA |  | Acti9 iC60N 4P C 3A MCB | [8 empty] | 09.07 | 1 | [8 empty] | 1 | 3606480080470 | 0 |  | 448 | 10 | 8 | 7 | 0.56 | 13606480080477 | 3 | 1405 | 20 | 30 | 2.93 |  | 43606480080478 | 33 | 15974 | 40 | 30 | 30 | [10 empty] | 6 | N | [12 empty] | CUN | ZN | 8536201090 | [14 empty] | iC60N - miniatuurcircuitonderbreker - 4P - 3A - C curve | iC60N - disjoncteur modulaire - 4P - 3 A - courbe C | [17 empty] | https://eref.se.com/be/nl/sis-tarif/product/A9F74403 | https://eref.se.com/be/fr/sis-tarif/product/A9F74403
Schneider Electric | Schneider Electric | 01022021 |  | Schneider Electric |  | SED | A9F74404 |  |  | 93.22 |  | 1 |  | 3 | IC60N 4P C4 | Disjoncteur IC60N 4P 4A C 6kA |  | Acti9 iC60N 4P C 4A MCB | [8 empty] | 09.07 | 1 | [8 empty] | 1 | 3606480080494 | 0 |  | 440 | 10 | 8 | 7 | 0.56 | 13606480080491 | 3 | 1362 | 23 | 8 | 10 |  | 43606480080492 | 33 | 15712 | 40 | 30 | 30 | [10 empty] | 2 | Y | [12 empty] | CUN | ZN | 8536201090 | [14 empty] | Automaat iC60N 4P 4A C | Disjoncteur iC60N 4P 4A C | [17 empty] | https://eref.se.com/be/nl/sis-tarif/product/A9F74404 | https://eref.se.com/be/fr/sis-tarif/product/A9F74404
Schneider Electric | Schneider Electric | 01022021 |  | Schneider Electric |  | SED | A9F74413 |  |  | 93.22 |  | 1 |  | 3 | iC60N 4P 13A C | Disjoncteur IC60N 4P 13A C 6kA |  | Acti9 iC60N 4P C 13A MCB | [8 empty] | 09.07 | 1 | [8 empty] | 1 | 3606480080463 | 0 |  | 430 | 9 | 8 | 7 | 0.504 | 13606480080460 | 3 | 1352 | 23 | 8 | 10 |  | 43606480080461 | 33 | 15359 | 40 | 30 | 30 | [10 empty] | 2 | Y | [12 empty] | CUN | ZN | 8536201090 | [14 empty] | iC60N - miniatuurcircuitonderbreker - 4P - 13A - C curve | iC60N - disjoncteur modulaire - 4P - 13 A - courbe C | [17 empty] | https://eref.se.com/be/nl/sis-tarif/product/A9F74413 | https://eref.se.com/be/fr/sis-tarif/product/A9F74413
Schneider Electric | Schneider Electric | 01022021 |  | Schneider Electric |  | SED | A9F74470 |  |  | 91.42 |  | 1 |  | 3 | IC60N 4P C0.5 | Disjoncteur IC60N 4P 0.5A C 6kA |  | Acti9 iC60N 4P C 0,5A MCB | [8 empty] | 09.07 | 1 | [8 empty] | 1 | 3606480080388 | 0 |  | 443 | 10 | 8 | 7 | 0.56 | 13606480080385 | 3 | 1555 | 23 | 8 | 10 |  | 43606480080386 | 33 | 15886 | 40 | 30 | 30 | [10 empty] | 6 | N | [12 empty] | CUN | ZN | 8536201090 | [14 empty] | Automaat iC60N 4P 0,5A C | Disjoncteur iC60N 4P 0,5A C | [17 empty] | https://eref.se.com/be/nl/sis-tarif/product/A9F74470 | https://eref.se.com/be/fr/sis-tarif/product/A9F74470
Schneider Electric | Schneider Electric | 01022021 |  | Schneider Electric |  | SED | A9F74601 |  |  | 47.77 |  | 1 |  | 6 | IC60N 1P+N C1 | Disjoncteur IC60N 1P-N 1A C 6kA |  | Acti9 iC60N 1PN C 1A MCB | [8 empty] | 09.07 | 1 | [8 empty] | 1 | 3606480080418 | 0 |  | 224 | 10 | 7 | 4 | 0.28 | 13606480080415 | 6 | 1408 | 22 | 10 | 8 |  | 43606480080416 | 66 | 16167 | 40 | 30 | 30 | [10 empty] | 6 | N | [12 empty] | CUN | ZN | 8536201090 | [14 empty] | iC60N - miniatuur stroomonderbreker - 1P + N - 1A - C-curve | iC60N - disjoncteur modulaire - 1P + N - 1A - courbe C | [17 empty] | https://eref.se.com/be/nl/sis-tarif/product/A9F74601 | https://eref.se.com/be/fr/sis-tarif/product/A9F74601
Schneider Electric | Schneider Electric | 01022021 |  | Schneider Electric |  | SED | A9F74602 |  |  | 48.29 |  | 1 |  | 6 | IC60N 1P+N C2 | Disjoncteur IC60N 1P-N 2A C 6kA |  | Acti9 iC60N 1PN C 2A MCB | [8 empty] | 09.07 | 1 | [8 empty] | 1 | 3606480080425 | 0 |  | 222 | 10 | 4 | 7 | 0.28 | 13606480080422 | 6 | 1384 | 22.3 | 9.7 | 7.8 |  | 43606480080423 | 66 | 15736 | 40 | 30 | 30 | [10 empty] | 2 | Y | [12 empty] | CUN | ZN | 8536201090 | [14 empty] | iC60N - miniatuur stroomonderbreker - 1P + N - 2A - C-curve | iC60N - disjoncteur modulaire - 1P + N - 2A - courbe C | [17 empty] | https://eref.se.com/be/nl/sis-tarif/product/A9F74602 | https://eref.se.com/be/fr/sis-tarif/product/A9F74602
Schneider Electric | Schneider Electric | 01022021 |  | Schneider Electric |  | SED | A9F74603 |  |  | 46.42 |  | 1 |  | 6 | IC60N 1P+N C3 | Disjoncteur IC60N 1P-N 3A C 6kA |  | Acti9 iC60N 1PN C 3A MCB | [8 empty] | 09.07 | 1 | [8 empty] | 1 | 3606480080449 | 0 |  | 223 | 10 | 7 | 4 | 0.28 | 13606480080446 | 6 | 1404 | 23 | 8 | 10 |  | 43606480080447 | 66 | 16102 | 40 | 30 | 30 | [10 empty] | 6 | N | [12 empty] | CUN | ZN | 8536201090 | [14 empty] | iC60N - miniatuur stroomonderbreker - 1P + N - 3A - C-curve | iC60N - disjoncteur modulaire - 1P + N - 3A - courbe C | [17 empty] | https://eref.se.com/be/nl/sis-tarif/product/A9F74603 | https://eref.se.com/be/fr/sis-tarif/product/A9F74603
Schneider Electric | Schneider Electric | 01022021 |  | Schneider Electric |  | SED | A9F74604 |  |  | 48.29 |  | 1 |  | 6 | IC60N 1P+N C4 | Disjoncteur IC60N 1P-N 4A C 6kA |  | Acti9 iC60N 1PN C 4A MCB | [8 empty] | 09.07 | 1 | [8 empty] | 1 | 3606480080401 | 0 |  | 221 | 9 | 4 | 7 | 0.252 | 13606480080408 | 6 | 1390 | 22.4 | 9.8 | 8.1 |  | 43606480080409 | 66 | 15790 | 40 | 30 | 30 | [10 empty] | 2 | Y | [12 empty] | CUN | ZN | 8536201090 | [14 empty] | iC60N - miniatuur stroomonderbreker - 1P + N - 4A - C-curve | iC60N - disjoncteur modulaire - 1P + N - 4A - courbe C | [17 empty] | https://eref.se.com/be/nl/sis-tarif/product/A9F74604 | https://eref.se.com/be/fr/sis-tarif/product/A9F74604
Schneider Electric | Schneider Electric | 01022021 |  | Schneider Electric |  | SED | A9F74606 |  |  | 37.87 |  | 1 |  | 6 | ACTI9 IC60N 1P-N 6A C MINIATURE CIRCUIT | Disjoncteur IC60N 1P-N 6A C 6kA |  | Acti9 iC60N 1PN C 6A MCB | [8 empty] | 09.07 | 1 | [8 empty] | 1 | 3606480079818 | 0 |  | 216 | 10 | 7 | 4 | 0.28 | 13606480079815 | 6 | 1365 | 23 | 10 | 9 |  | 43606480079816 | 66 | 15438 | 40 | 30 | 30 | [10 empty] | 6 | N | [12 empty] | CUN | ZN | 8536201090 | [14 empty] | iC60N - miniatuur stroomonderbreker - 1P + N - 6A - C-curve | iC60N - disjoncteur modulaire - 1P + N - 6A - courbe C | [17 empty] | https://eref.se.com/be/nl/sis-tarif/product/A9F74606 | https://eref.se.com/be/fr/sis-tarif/product/A9F74606
Schneider Electric | Schneider Electric | 01022021 |  | Schneider Electric |  | SED | A9F74610 |  |  | 34.45 |  | 1 |  | 6 | ACTI9 IC60N 1P-N 10A C MINIATURE CIRCUIT | Disjoncteur IC60N 1P-N 10A C 6kA |  | Acti9 iC60N 1PN C 10A MCB | [8 empty] | 09.07 | 1 | [8 empty] | 1 | 3606480079825 | 0 |  | 213 | 9 | 8 | 4 | 0.288 | 13606480079822 | 6 | 1330 | 20 | 30 | 2.93 |  | 43606480079823 | 66 | 15134 | 40 | 30 | 30 | [10 empty] | 6 | N | [12 empty] | CUN | ZN | 8536201090 | [14 empty] | iC60N - miniatuur stroomonderbreker - 1P + N - 10A - C-curve | iC60N - disjoncteur modulaire - 1P + N - 10A - courbe C | [17 empty] | https://eref.se.com/be/nl/sis-tarif/product/A9F74610 | https://eref.se.com/be/fr/sis-tarif/product/A9F74610
Schneider Electric | Schneider Electric | 01022021 |  | Schneider Electric |  | SED | A9F74613 |  |  | 48.29 |  | 1 |  | 6 | ACTI9 IC60N 1P-N 13A C MCB | Disjoncteur IC60N 1P-N 13A C 6kA |  | Acti9 iC60N 1PN C 13A MCB | [8 empty] | 09.07 | 1 | [8 empty] | 1 | 3606480080487 | 0 |  | 248 | 9 | 4 | 8 | 0.288 | 13606480080484 | 6 | 1558 | 22.5 | 9.8 | 8 |  | 43606480080485 | 66 | 17625 | 40 | 30 | 30 | [10 empty] | 2 | Y | [12 empty] | CUN | ZN | 8536201090 | [14 empty] | iC60N - miniatuur stroomonderbreker - 1P + N - 13A - C-curve | iC60N - disjoncteur modulaire - 1P + N - 13A - courbe C | [17 empty] | https://eref.se.com/be/nl/sis-tarif/product/A9F74613 | https://eref.se.com/be/fr/sis-tarif/product/A9F74613
Schneider Electric | Schneider Electric | 01022021 |  | Schneider Electric |  | SED | A9F74616 |  |  | 31.4 |  | 1 |  | 6 | ACTI9 IC60N 1P-N 16A C MINIATURE CIRCUIT | Disjoncteur IC60N 1P-N 16A C 6kA |  | Acti9 iC60N 1PN C 16A MCB | [8 empty] | 09.07 | 1 | [8 empty] | 1 | 3606480079832 | 0 |  | 258 | 9 | 8 | 4 | 0.288 | 13606480079839 | 6 | 2548 | 23 | 8 | 10 |  | 43606480079830 | 66 | 17428 | 40 | 30 | 30 | [10 empty] | 6 | N | [12 empty] | CUN | ZN | 8536201090 | [14 empty] | iC60N - miniatuur stroomonderbreker - 1P + N - 16A - C-curve | iC60N - disjoncteur modulaire - 1P + N - 16A - courbe C | [17 empty] | https://eref.se.com/be/nl/sis-tarif/product/A9F74616 | https://eref.se.com/be/fr/sis-tarif/product/A9F74616
Schneider Electric | Schneider Electric | 01022021 |  | Schneider Electric |  | SED | A9F74620 |  |  | 31.4 |  | 1 |  | 6 | ACTI9 IC60N 1P-N 20A C MINIATURE CIRCUIT | Disjoncteur IC60N 1P-N 20A C 6kA |  | Acti9 iC60N 1PN C 20A MCB | [8 empty] | 09.07 | 1 | [8 empty] | 1 | 3606480079849 | 0 |  | 258 | 9 | 8 | 4 | 0.288 | 13606480079846 | 6 | 2548 | 23 | 8 | 10 |  | 43606480079847 | 66 | 17428 | 40 | 30 | 30 | [10 empty] | 6 | N | [12 empty] | CUN | ZN | 8536201090 | [14 empty] | iC60N - miniatuur stroomonderbreker - 1P + N - 20A - C-curve | iC60N - disjoncteur modulaire - 1P + N - 20A - courbe C | [17 empty] | https://eref.se.com/be/nl/sis-tarif/product/A9F74620 | https://eref.se.com/be/fr/sis-tarif/product/A9F74620
Schneider Electric | Schneider Electric | 01022021 |  | Schneider Electric |  | SED | A9F74625 |  |  | 39.05 |  | 1 |  | 6 | ACTI9 IC60N 1P-N 25A C MINIATURE CIRCUIT | Disjoncteur IC60N 1P-N 25A C 6kA |  | Acti9 iC60N 1PN C 25A MCB | [8 empty] | 09.07 | 1 | [8 empty] | 1 | 3606480079856 | 0 |  | 229 | 10 | 8 | 4 | 0.32 | 13606480079853 | 6 | 1424 | 23 | 8 | 10 |  | 43606480079854 | 66 | 16151 | 40 | 30 | 30 | [10 empty] | 6 | N | [12 empty] | CUN | ZN | 8536201090 | [14 empty] | iC60N - miniatuur stroomonderbreker - 1P + N - 25A - C-curve | iC60N - disjoncteur modulaire - 1P + N - 25A - courbe C | [17 empty] | https://eref.se.com/be/nl/sis-tarif/product/A9F74625 | https://eref.se.com/be/fr/sis-tarif/product/A9F74625
Schneider Electric | Schneider Electric | 01022021 |  | Schneider Electric |  | SED | A9F74632 |  |  | 41.54 |  | 1 |  | 6 | ACTI9 IC60N 1P-N 32A C MINIATURE CIRCUIT | Disjoncteur IC60N 1P-N 32A C 6kA |  | Acti9 iC60N 1PN C 32A MCB | [8 empty] | 09.07 | 1 | [8 empty] | 1 | 3606480079863 | 0 |  | 239 | 10 | 8 | 4 | 0.32 | 13606480079860 | 6 | 1490 | 23 | 8 | 10 |  | 43606480079861 | 66 | 16914 | 40 | 30 | 30 | [10 empty] | 6 | N | [12 empty] | CUN | ZN | 8536201090 | [14 empty] | iC60N - miniatuur stroomonderbreker - 1P + N - 32A - C-curve | iC60N - disjoncteur modulaire - 1P + N - 32A - courbe C | [17 empty] | https://eref.se.com/be/nl/sis-tarif/product/A9F74632 | https://eref.se.com/be/fr/sis-tarif/product/A9F74632
Schneider Electric | Schneider Electric | 01022021 |  | Schneider Electric |  | SED | A9F74640 |  |  | 50.28 |  | 1 |  | 6 | ACTI9 IC60N 1P-N 40A C MINIATURE CIRCUIT | Disjoncteur IC60N 1P-N 40A C 6kA |  | Acti9 iC60N 1PN C 40A MCB | [8 empty] | 09.07 | 1 | [8 empty] | 6 | 3606480079870 | 0 |  | 248 | 9 | 4 | 8 | 0.288 | 13606480079877 | 6 | 1558 | 22.5 | 9.8 | 8 |  | 43606480079878 | 66 | 17625 | 40 | 30 | 30 | [10 empty] | 8 | N | [12 empty] | CUN | ZN | 8536201090 | [14 empty] | iC60N - miniatuur stroomonderbreker - 1P + N - 40A - C-curve | iC60N - disjoncteur modulaire - 1P + N - 40A - courbe C | [17 empty] | https://eref.se.com/be/nl/sis-tarif/product/A9F74640 | https://eref.se.com/be/fr/sis-tarif/product/A9F74640
Schneider Electric | Schneider Electric | 01022021 |  | Schneider Electric |  | SED | A9F74650 |  |  | 71.77 |  | 1 |  | 6 | ACTI9 IC60N 1P-N 50A C MINIATURE CIRCUIT | Disjoncteur IC60N 1P-N 50A C 6kA |  | Acti9 iC60N 1PN C 50A MCB | [8 empty] | 09.07 | 1 | [8 empty] | 6 | 3606480079887 | 0 |  | 248 | 9 | 4 | 8 | 0.288 | 13606480079884 | 6 | 1558 | 23 | 10 | 8 |  | 43606480079885 | 66 | 17625 | 40 | 30 | 30 | [10 empty] | 12 | N | [12 empty] | CUN | ZN | 8536201090 | [14 empty] | iC60N - miniatuur stroomonderbreker - 1P + N - 50A - C-curve | iC60N - disjoncteur modulaire - 1P + N - 50A - courbe C | [17 empty] | https://eref.se.com/be/nl/sis-tarif/product/A9F74650 | https://eref.se.com/be/fr/sis-tarif/product/A9F74650
Schneider Electric | Schneider Electric | 01022021 |  | Schneider Electric |  | SED | A9F74663 |  |  | 85.38 |  | 1 |  | 6 | ACTI9 IC60N 1P-N 63A C MINIATURE CIRCUIT | Disjoncteur IC60N 1P-N 63A C 6kA |  | Acti9 iC60N 1PN C 63A MCB | [8 empty] | 09.07 | 1 | [8 empty] | 1 | 3606480079894 | 0 |  | 248 | 9 | 4 | 8 | 0.288 | 13606480079891 | 6 | 1558 | 22.5 | 9.8 | 8 |  | 43606480079892 | 66 | 17625 | 40 | 30 | 30 | [10 empty] | 12 | N | [12 empty] | CUN | ZN | 8536201090 | [14 empty] | iC60N - miniatuur stroomonderbreker - 1P + N - 63A - C-curve | iC60N - disjoncteur modulaire - 1P + N - 63A - courbe C | [17 empty] | https://eref.se.com/be/nl/sis-tarif/product/A9F74663 | https://eref.se.com/be/fr/sis-tarif/product/A9F74663
Schneider Electric | Schneider Electric | 01022021 |  | Schneider Electric |  | SED | A9F74670 |  |  | 48.29 |  | 1 |  | 6 | ACTI9 IC60N 1P-N 0,5A C MINIATURE CIRCUI | Disjoncteur IC60N 1P-N 0.5A C 6kA |  | Acti9 iC60N 1PN C 0,5A MCB | [8 empty] | 09.07 | 1 | [8 empty] | 1 | 3606480080395 | 0 |  | 248 | 9 | 4 | 8 | 0.288 | 13606480080392 | 6 | 1558 | 22.5 | 9.8 | 8 |  | 43606480080393 | 66 | 17625 | 40 | 30 | 30 | [10 empty] | 12 | N | [12 empty] | CUN | ZN | 8536201090 | [14 empty] | iC60N - miniatuur stroomonderbreker - 1P + N - 0,5A - C-curve | iC60N - disjoncteur modulaire - 1P + N - 0,5A - courbe C | [17 empty] | https://eref.se.com/be/nl/sis-tarif/product/A9F74670 | https://eref.se.com/be/fr/sis-tarif/product/A9F74670
Schneider Electric | Schneider Electric | 01022021 |  | Schneider Electric |  | SED | A9F75101 |  |  | 24.53 |  | 1 |  | 12 | IC60N 1P D1 | Disjoncteur IC60N 1P 1A D 6kA |  | Acti9 iC60N 1P D 1A MCB | [8 empty] | 09.07 | 1 | [8 empty] | 1 | 3606480080517 | 0 |  | 113 | 10 | 8 | 2 | 0.16 | 13606480080514 | 12 | 1411 | 23 | 8 | 10 |  | 43606480080515 | 132 | 16025 | 40 | 30 | 30 | [10 empty] | 6 | N | [12 empty] | CUO | ZO | 8536201090 | [14 empty] | iC60N - miniatuurcircuitonderbreker - 1P - 1A - D curve | iC60N - disjoncteur modulaire - 1P - 1 A - courbe D | [17 empty] | https://eref.se.com/be/nl/sis-tarif/product/A9F75101 | https://eref.se.com/be/fr/sis-tarif/product/A9F75101
Schneider Electric | Schneider Electric | 01022021 |  | Schneider Electric |  | SED | A9F75102 |  |  | 24.53 |  | 1 |  | 12 | IC60N 1P D2 | Disjoncteur IC60N 1P 2A D 6kA |  | Acti9 iC60N 1P D 2A MCB | [8 empty] | 09.07 | 1 | [8 empty] | 1 | 3606480080562 | 0 |  | 130 | 9 | 8 | 2 | 0.144 | 13606480080569 | 12 | 2560 | 23 | 8 | 10 |  | 43606480080560 | 132 | 17560 | 40 | 30 | 30 | [10 empty] | 6 | N | [12 empty] | CUO | ZO | 8536201090 | [14 empty] | Automaat iC60N 1P 2A D | Disjoncteur iC60N 1P 2A D | [17 empty] | https://eref.se.com/be/nl/sis-tarif/product/A9F75102 | https://eref.se.com/be/fr/sis-tarif/product/A9F75102
Schneider Electric | Schneider Electric | 01022021 |  | Schneider Electric |  | SED | A9F75103 |  |  | 24.53 |  | 1 |  | 12 | IC60N 1P D3 | Disjoncteur IC60N 1P 3A D 6kA |  | Acti9 iC60N 1P D 3A MCB | [8 empty] | 09.07 | 1 | [8 empty] | 1 | 3606480080579 | 0 |  | 113 | 10 | 8 | 2 | 0.16 | 13606480080576 | 12 | 1416 | 20 | 30 | 2.93 |  | 43606480080577 | 132 | 16076 | 40 | 30 | 30 | [10 empty] | 6 | N | [12 empty] | CUO | ZO | 8536201090 | [14 empty] | iC60N - miniatuurcircuitonderbreker - 1P - 3A - D curve | iC60N - disjoncteur modulaire - 1P - 3 A - courbe D | [17 empty] | https://eref.se.com/be/nl/sis-tarif/product/A9F75103 | https://eref.se.com/be/fr/sis-tarif/product/A9F75103
Schneider Electric | Schneider Electric | 01022021 |  | Schneider Electric |  | SED | A9F75104 |  |  | 24.53 |  | 1 |  | 12 | IC60N 1P D4 | Disjoncteur IC60N 1P 4A D 6kA |  | Acti9 iC60N 1P D 4A MCB | [8 empty] | 09.07 | 1 | [8 empty] | 1 | 3606480080586 | 0 |  | 110 | 10 | 8 | 2 | 0.16 | 13606480080583 | 12 | 1384 | 23 | 8 | 10 |  | 43606480080584 | 132 | 15737 | 40 | 30 | 30 | [10 empty] | 6 | N | [12 empty] | CUO | ZO | 8536201090 | [14 empty] | Automaat iC60N 1P 4A D | Disjoncteur iC60N 1P 4A D | [17 empty] | https://eref.se.com/be/nl/sis-tarif/product/A9F75104 | https://eref.se.com/be/fr/sis-tarif/product/A9F75104
Schneider Electric | Schneider Electric | 01022021 |  | Schneider Electric |  | SED | A9F75106 |  |  | 19.52 |  | 1 |  | 12 | IC60N 1P D6 | Disjoncteur IC60N 1P 6A D 6kA |  | Acti9 iC60N 1P D 6A MCB | [8 empty] | 09.07 | 1 | [8 empty] | 1 | 3606480080975 | 0 |  | 108.4 | 9 | 7 | 2 | 0.126 | 13606480080972 | 12 | 1365 | 22.5 | 10 | 8.5 |  | 43606480080973 | 132 | 15435 | 40 | 30 | 30 | [10 empty] | 6 | N | [12 empty] | CUO | ZO | 8536201090 | [14 empty] | Automaat iC60N 1P 6A D | Disjoncteur iC60N 1P 6A D | [17 empty] | https://eref.se.com/be/nl/sis-tarif/product/A9F75106 | https://eref.se.com/be/fr/sis-tarif/product/A9F75106
Schneider Electric | Schneider Electric | 01022021 |  | Schneider Electric |  | SED | A9F75110 |  |  | 19.52 |  | 1 |  | 12 | IC60N 1P D10 | Disjoncteur IC60N 1P 10A D 6kA |  | Acti9 iC60N 1P D 10A MCB | [8 empty] | 09.07 | 1 | [8 empty] | 1 | 3606480080814 | 0 |  | 106.25 | 10 | 7 | 2 | 0.14 | 13606480080811 | 12 | 1335 | 22.5 | 10 | 8.2 |  | 43606480080812 | 132 | 15105 | 40 | 30 | 30 | [10 empty] | 6 | N | [12 empty] | CUO | ZO | 8536201090 | [14 empty] | Automaat iC60N 1P 10A D | Disjoncteur iC60N 1P 10A D | [17 empty] | https://eref.se.com/be/nl/sis-tarif/product/A9F75110 | https://eref.se.com/be/fr/sis-tarif/product/A9F75110
Schneider Electric | Schneider Electric | 01022021 |  | Schneider Electric |  | SED | A9F75116 |  |  | 19.52 |  | 1 |  | 12 | IC60N 1P D16 | Disjoncteur IC60N 1P 16A D 6kA |  | Acti9 iC60N 1P D 16A 230V MCB | [8 empty] | 09.07 | 1 | [8 empty] | 1 | 3606480080913 | 0 |  | 109 | 10 | 8 | 2 | 0.16 | 13606480080910 | 12 | 1372 | 22.5 | 9.5 | 8 |  | 43606480080911 | 132 | 15618 | 40 | 30 | 30 | [10 empty] | 6 | N | [12 empty] | CUO | ZO | 8536201090 | [14 empty] | Automaat iC60N 1P 16A D | Disjoncteur iC60N 1P 16A D | [17 empty] | https://eref.se.com/be/nl/sis-tarif/product/A9F75116 | https://eref.se.com/be/fr/sis-tarif/product/A9F75116
Schneider Electric | Schneider Electric | 01022021 |  | Schneider Electric |  | SED | A9F75120 |  |  | 19.52 |  | 1 |  | 12 | IC60N 1P D20 | Disjoncteur IC60N 1P 20A D 6kA |  | Acti9 iC60N 1P D 20A MCB | [8 empty] | 09.07 | 1 | [8 empty] | 1 | 3606480080906 | 0 |  | 114 | 9 | 2 | 7 | 0.126 | 13606480080903 | 12 | 1438 | 22.4 | 9.8 | 8.2 |  | 43606480080904 | 132 | 16306 | 40 | 30 | 30 | [10 empty] | 6 | N | [12 empty] | CUO | ZO | 8536201090 | [14 empty] | Automaat iC60N 1P 20A D | Disjoncteur iC60N 1P 20A D | [17 empty] | https://eref.se.com/be/nl/sis-tarif/product/A9F75120 | https://eref.se.com/be/fr/sis-tarif/product/A9F75120
Schneider Electric | Schneider Electric | 01022021 |  | Schneider Electric |  | SED | A9F75125 |  |  | 19.52 |  | 1 |  | 12 | IC60N 1P D25 | Disjoncteur IC60N 1P 25A D 6kA |  | Acti9 iC60N 1P D 25A MCB | [8 empty] | 09.07 | 1 | [8 empty] | 1 | 3606480080807 | 0 |  | 116.5 | 10 | 7 | 2 | 0.14 | 13606480080804 | 12 | 1460 | 22.5 | 10 | 8 |  | 43606480080805 | 132 | 16480 | 40 | 30 | 30 | [10 empty] | 6 | N | [12 empty] | CUO | ZO | 8536201090 | [14 empty] | Automaat iC60N 1P 25A D | Disjoncteur iC60N 1P 25A D | [17 empty] | https://eref.se.com/be/nl/sis-tarif/product/A9F75125 | https://eref.se.com/be/fr/sis-tarif/product/A9F75125
Schneider Electric | Schneider Electric | 01022021 |  | Schneider Electric |  | SED | A9F75132 |  |  | 19.52 |  | 1 |  | 12 | IC60N 1P D32 | Disjoncteur IC60N 1P 32A D 6kA |  | Acti9 iC60N 1P D 32A MCB | [8 empty] | 09.07 | 1 | [8 empty] | 1 | 3606480080852 | 0 |  | 125 | 10 | 8 | 2 | 0.16 | 13606480080859 | 12 | 1560 | 23 | 8 | 10 |  | 43606480080850 | 132 | 17528 | 40 | 30 | 30 | [10 empty] | 6 | N | [12 empty] | CUO | ZO | 8536201090 | [14 empty] | Automaat iC60N 1P 32A D | Disjoncteur iC60N 1P 32A D | [17 empty] | https://eref.se.com/be/nl/sis-tarif/product/A9F75132 | https://eref.se.com/be/fr/sis-tarif/product/A9F75132
Schneider Electric | Schneider Electric | 01022021 |  | Schneider Electric |  | SED | A9F75140 |  |  | 24.53 |  | 1 |  | 12 | IC60N 1P D40 | Disjoncteur IC60N 1P 40A D 6kA |  | Acti9 iC60N 1P D 40A MCB | [8 empty] | 09.07 | 1 | [8 empty] | 1 | 3606480081033 | 0 |  | 125.75 | 10 | 7 | 2 | 0.14 | 13606480081030 | 12 | 1569 | 22.5 | 10 | 8.5 |  | 43606480081031 | 132 | 17679 | 40 | 30 | 30 | [10 empty] | 6 | N | [12 empty] | CUO | ZO | 8536201090 | [14 empty] | Automaat iC60N 1P 40A D | Disjoncteur iC60N 1P 40A D | [17 empty] | https://eref.se.com/be/nl/sis-tarif/product/A9F75140 | https://eref.se.com/be/fr/sis-tarif/product/A9F75140
Schneider Electric | Schneider Electric | 01022021 |  | Schneider Electric |  | SED | A9F75150 |  |  | 34.47 |  | 1 |  | 12 | IC60N 1P D50 | Disjoncteur IC60N 1P 50A D 6kA |  | Acti9 iC60N 1P D 50A MCB | [8 empty] | 09.07 | 1 | [8 empty] | 1 | 3606480080876 | 0 |  | 129.667 | 9 | 8 | 2 | 0.144 | 13606480080873 | 12 | 1608 | 22 | 10 | 8 |  | 43606480080874 | 132 | 18109 | 40 | 30 | 30 | [10 empty] | 6 | N | [12 empty] | CUO | ZO | 8536201090 | [14 empty] | Automaat iC60N 1P 50A D | Disjoncteur iC60N 1P 50A D | [17 empty] | https://eref.se.com/be/nl/sis-tarif/product/A9F75150 | https://eref.se.com/be/fr/sis-tarif/product/A9F75150
Schneider Electric | Schneider Electric | 01022021 |  | Schneider Electric |  | SED | A9F75163 |  |  | 40.48 |  | 1 |  | 12 | IC60N 1P D63 | Disjoncteur IC60N 1P 63A D 6kA |  | Acti9 iC60N 1P D 63A MCB | [8 empty] | 09.07 | 1 | [8 empty] | 1 | 3606480080869 | 0 |  | 130 | 9 | 8 | 2 | 0.144 | 13606480080866 | 12 | 2560 | 23 | 8 | 10 |  | 43606480080867 | 132 | 18190 | 40 | 30 | 30 | [10 empty] | 6 | N | [12 empty] | CUO | ZO | 8536201090 | [14 empty] | Automaat iC60N 1P 63A D | Disjoncteur iC60N 1P 63A D | [17 empty] | https://eref.se.com/be/nl/sis-tarif/product/A9F75163 | https://eref.se.com/be/fr/sis-tarif/product/A9F75163
Schneider Electric | Schneider Electric | 01022021 |  | Schneider Electric |  | SED | A9F75170 |  |  | 24.53 |  | 1 |  | 12 | IC60N 1P D0.5 | Disjoncteur IC60N 1P 0.5A D 6kA |  | Acti9 iC60N 1P D 0,5A MCB | [8 empty] | 09.07 | 1 | [8 empty] | 1 | 3606480080524 | 0 |  | 112 | 10 | 8 | 2 | 0.16 | 13606480080521 | 12 | 1396 | 23 | 8 | 10 |  | 43606480080522 | 132 | 16048 | 40 | 30 | 30 | [10 empty] | 6 | N | [12 empty] | CUO | ZO | 8536201090 | [14 empty] | Automaat iC60N 1P 0,5A D | Disjoncteur iC60N 1P 0,5A D | [17 empty] | https://eref.se.com/be/nl/sis-tarif/product/A9F75170 | https://eref.se.com/be/fr/sis-tarif/product/A9F75170
Schneider Electric | Schneider Electric | 01022021 |  | Schneider Electric |  | SED | A9F75201 |  |  | 82.42 |  | 1 |  | 6 | IC60N 2P D1 | Disjoncteur IC60N 2P 1A D 6kA |  | Acti9 iC60N 2P D 1A MCB | [8 empty] | 09.07 | 1 | [8 empty] | 1 | 3606480080623 | 0 |  | 224 | 10 | 8 | 4 | 0.32 | 13606480080620 | 6 | 1403 | 20 | 30 | 2.93 |  | 43606480080621 | 66 | 16112 | 40 | 30 | 30 | [10 empty] | 2 | Y | [12 empty] | CUO | ZO | 8536201090 | [14 empty] | Automaat iC60N 2P 1A D | Disjoncteur iC60N 2P 1A D | [17 empty] | https://eref.se.com/be/nl/sis-tarif/product/A9F75201 | https://eref.se.com/be/fr/sis-tarif/product/A9F75201
Schneider Electric | Schneider Electric | 01022021 |  | Schneider Electric |  | SED | A9F75202 |  |  | 50.63 |  | 1 |  | 6 | IC60N 2P D2 | Disjoncteur IC60N 2P 2A D 6kA |  | Acti9 iC60N 2P D 2A MCB | [8 empty] | 09.07 | 1 | [8 empty] | 1 | 3606480080630 | 0 |  | 220 | 10 | 8 | 4 | 0.32 | 13606480080637 | 6 | 1392 | 23 | 8 | 10 |  | 43606480080638 | 66 | 15738 | 40 | 30 | 30 | [10 empty] | 2 | Y | [12 empty] | CUO | ZO | 8536201090 | [14 empty] | Automaat iC60N 2P 2A D | Disjoncteur iC60N 2P 2A D | [17 empty] | https://eref.se.com/be/nl/sis-tarif/product/A9F75202 | https://eref.se.com/be/fr/sis-tarif/product/A9F75202
Schneider Electric | Schneider Electric | 01022021 |  | Schneider Electric |  | SED | A9F75203 |  |  | 48.73 |  | 1 |  | 6 | IC60N 2P D3 | Disjoncteur IC60N 2P 3A D 6kA |  | Acti9 iC60N 2P D 3A MCB | [8 empty] | 09.07 | 1 | [8 empty] | 1 | 3606480080548 | 0 |  | 227 | 10 | 4 | 8 | 0.32 | 13606480080545 | 6 | 1422 | 20 | 30 | 2.93 |  | 43606480080546 | 66 | 16102 | 40 | 30 | 30 | [10 empty] | 6 | N | [12 empty] | CUO | ZO | 8536201090 | [14 empty] | Automaat iC60N 2P 3A D | Disjoncteur iC60N 2P 3A D | [17 empty] | https://eref.se.com/be/nl/sis-tarif/product/A9F75203 | https://eref.se.com/be/fr/sis-tarif/product/A9F75203
Schneider Electric | Schneider Electric | 01022021 |  | Schneider Electric |  | SED | A9F75204 |  |  | 51.06 |  | 1 |  | 6 | IC60N 2P D4 | Disjoncteur IC60N 2P 4A D 6kA |  | Acti9 iC60N 2P D 4A MCB | [8 empty] | 09.07 | 1 | [8 empty] | 1 | 3606480080531 | 0 |  | 217 | 10 | 3 | 7 | 0.21 | 13606480080538 | 6 | 1362 | 23 | 8 | 10 |  | 43606480080539 | 66 | 15554 | 40 | 30 | 30 | [10 empty] | 2 | Y | [12 empty] | CUO | ZO | 8536201090 | [14 empty] | Automaat iC60N 2P 4A D | Disjoncteur iC60N 2P 4A D | [17 empty] | https://eref.se.com/be/nl/sis-tarif/product/A9F75204 | https://eref.se.com/be/fr/sis-tarif/product/A9F75204
Schneider Electric | Schneider Electric | 01022021 |  | Schneider Electric |  | SED | A9F75206 |  |  | 40.75 |  | 1 |  | 6 | IC60N 2P D6 | Disjoncteur IC60N 2P 6A D 6kA |  | Acti9 iC60N 2P D 6A MCB | [8 empty] | 09.07 | 1 | [8 empty] | 1 | 3606480080937 | 0 |  | 218 | 10 | 4 | 8 | 0.32 | 13606480080934 | 6 | 1346 | 20 | 30 | 3.25 |  | 43606480080935 | 66 | 15320 | 40 | 30 | 30 | [10 empty] | 2 | Y | [12 empty] | CUO | ZO | 8536201090 | [14 empty] | Automaat iC60N 2P 6A D | Disjoncteur iC60N 2P 6A D | [17 empty] | https://eref.se.com/be/nl/sis-tarif/product/A9F75206 | https://eref.se.com/be/fr/sis-tarif/product/A9F75206
Schneider Electric | Schneider Electric | 01022021 |  | Schneider Electric |  | SED | A9F75210 |  |  | 40.35 |  | 1 |  | 6 | IC60N 2P D10 | Disjoncteur IC60N 2P 10A D 6kA |  | Acti9 iC60N 2P D 10A MCB | [8 empty] | 09.07 | 1 | [8 empty] | 1 | 3606480080944 | 0 |  | 213 | 10 | 8 | 4 | 0.32 | 13606480080941 | 6 | 1339 | 23 | 8 | 10 |  | 43606480080942 | 66 | 15216 | 40 | 30 | 30 | [10 empty] | 2 | Y | [12 empty] | CUO | ZO | 8536201090 | [14 empty] | Automaat iC60N 2P 10A D | Disjoncteur iC60N 2P 10A D | [17 empty] | https://eref.se.com/be/nl/sis-tarif/product/A9F75210 | https://eref.se.com/be/fr/sis-tarif/product/A9F75210
Schneider Electric | Schneider Electric | 01022021 |  | Schneider Electric |  | SED | A9F75213 |  |  | 51.06 |  | 1 |  | 6 | iC60N 2P 13A D | Disjoncteur IC60N 2P 13A D 6kA |  | Acti9 iC60N 2P D 13A MCB | [8 empty] | 09.07 | 1 | [8 empty] | 6 | 3606480080500 | 0 |  | 248 | 9 | 4 | 8 | 0.288 | 13606480080507 | 6 | 1558 | 22.5 | 9.8 | 8 |  | 43606480080508 | 66 | 17625 | 40 | 30 | 30 | [10 empty] | 8 | N | [12 empty] | CUO | ZO | 8536201090 | [14 empty] | iC60N - miniatuurcircuitonderbreker - 2P - 13A - D curve | iC60N - disjoncteur modulaire - 2P - 13 A - courbe D | [17 empty] | https://eref.se.com/be/nl/sis-tarif/product/A9F75213 | https://eref.se.com/be/fr/sis-tarif/product/A9F75213
Schneider Electric | Schneider Electric | 01022021 |  | Schneider Electric |  | SED | A9F75216 |  |  | 40.35 |  | 1 |  | 6 | IC60N 2P D16 | Disjoncteur IC60N 2P 16A D 6kA |  | Acti9 iC60N 2P D 16A MCB | [8 empty] | 09.07 | 1 | [8 empty] | 1 | 3606480080951 | 0 |  | 216 | 10 | 8 | 4 | 0.32 | 13606480080958 | 6 | 1354 | 20 | 30 | 3 |  | 43606480080959 | 66 | 15440 | 40 | 30 | 30 | [10 empty] | 2 | Y | [12 empty] | CUO | ZO | 8536201090 | [14 empty] | Automaat iC60N 2P 16A D | Disjoncteur iC60N 2P 16A D | [17 empty] | https://eref.se.com/be/nl/sis-tarif/product/A9F75216 | https://eref.se.com/be/fr/sis-tarif/product/A9F75216
Schneider Electric | Schneider Electric | 01022021 |  | Schneider Electric |  | SED | A9F75220 |  |  | 40.35 |  | 1 |  | 6 | IC60N 2P D20 | Disjoncteur IC60N 2P 20A D 6kA |  | Acti9 iC60N 2P D 20A MCB | [8 empty] | 09.07 | 1 | [8 empty] | 1 | 3606480081026 | 0 |  | 225 | 10 | 4 | 8 | 0.32 | 13606480081023 | 6 | 1420 | 22.2 | 9.8 | 8.2 |  | 43606480081024 | 66 | 16107 | 40 | 30 | 30 | [10 empty] | 2 | Y | [12 empty] | CUO | ZO | 8536201090 | [14 empty] | Automaat iC60N 2P 20A D | Disjoncteur iC60N 2P 20A D | [17 empty] | https://eref.se.com/be/nl/sis-tarif/product/A9F75220 | https://eref.se.com/be/fr/sis-tarif/product/A9F75220
Schneider Electric | Schneider Electric | 01022021 |  | Schneider Electric |  | SED | A9F75225 |  |  | 41.12 |  | 1 |  | 6 | IC60N 2P D25 | Disjoncteur IC60N 2P 25A D 6kA |  | Acti9 iC60N 2P D 25A MCB | [8 empty] | 09.07 | 1 | [8 empty] | 1 | 3606480080982 | 0 |  | 229 | 9 | 4 | 7 | 0.252 | 13606480080989 | 6 | 1440 | 22.4 | 9.8 | 8.1 |  | 43606480080980 | 66 | 16320 | 40 | 30 | 30 | [10 empty] | 6 | N | [12 empty] | CUO | ZO | 8536201090 | [14 empty] | Automaat iC60N 2P 25A D | Disjoncteur iC60N 2P 25A D | [17 empty] | https://eref.se.com/be/nl/sis-tarif/product/A9F75225 | https://eref.se.com/be/fr/sis-tarif/product/A9F75225
Schneider Electric | Schneider Electric | 01022021 |  | Schneider Electric |  | SED | A9F75232 |  |  | 41.51 |  | 1 |  | 6 | IC60N 2P D32 | Disjoncteur IC60N 2P 32A D 6kA |  | Acti9 iC60N 2P D 32A MCB | [8 empty] | 09.07 | 1 | [8 empty] | 1 | 3606480080999 | 0 |  | 250 | 9 | 7 | 4 | 0.252 | 13606480080996 | 6 | 1558 | 23 | 8 | 10 |  | 43606480080997 | 66 | 17625 | 40 | 30 | 30 | [10 empty] | 6 | N | [12 empty] | CUO | ZO | 8536201090 | [14 empty] | Automaat iC60N 2P 32A D | Disjoncteur iC60N 2P 32A D | [17 empty] | https://eref.se.com/be/nl/sis-tarif/product/A9F75232 | https://eref.se.com/be/fr/sis-tarif/product/A9F75232
Schneider Electric | Schneider Electric | 01022021 |  | Schneider Electric |  | SED | A9F75240 |  |  | 51.44 |  | 1 |  | 6 | IC60N 2P D40 | Disjoncteur IC60N 2P 40A D 6kA |  | Acti9 iC60N 2P D 40A MCB | [8 empty] | 09.07 | 1 | [8 empty] | 1 | 3606480080968 | 0 |  | 258 | 9 | 8 | 4 | 0.288 | 13606480080965 | 6 | 1564 | 23 | 8 | 10 |  | 43606480080966 | 66 | 17519 | 40 | 30 | 30 | [10 empty] | 6 | N | [12 empty] | CUO | ZO | 8536201090 | [14 empty] | Automaat iC60N 2P 40A D | Disjoncteur iC60N 2P 40A D | [17 empty] | https://eref.se.com/be/nl/sis-tarif/product/A9F75240 | https://eref.se.com/be/fr/sis-tarif/product/A9F75240
Schneider Electric | Schneider Electric | 01022021 |  | Schneider Electric |  | SED | A9F75250 |  |  | 74.59 |  | 1 |  | 6 | IC60N 2P D50 | Disjoncteur IC60N 2P 50A D 6kA |  | Acti9 iC60N 2P D 50A MCB | [8 empty] | 09.07 | 1 | [8 empty] | 1 | 3606480081002 | 0 |  | 257 | 10 | 8 | 4 | 0.32 | 13606480081009 | 6 | 1600 | 23 | 8 | 10 |  | 43606480081000 | 66 | 18315 | 40 | 30 | 30 | [10 empty] | 6 | N | [12 empty] | CUO | ZO | 8536201090 | [14 empty] | Automaat iC60N 2P 50A D | Disjoncteur iC60N 2P 50A D | [17 empty] | https://eref.se.com/be/nl/sis-tarif/product/A9F75250 | https://eref.se.com/be/fr/sis-tarif/product/A9F75250
Schneider Electric | Schneider Electric | 01022021 |  | Schneider Electric |  | SED | A9F75263 |  |  | 88.35 |  | 1 |  | 6 | IC60N 2P D63 | Disjoncteur IC60N 2P 63A D 6kA |  | Acti9 iC60N 2P D 63A MCB | [8 empty] | 09.07 | 1 | [8 empty] | 1 | 3606480080920 | 0 |  | 258 | 10 | 4 | 8 | 0.32 | 13606480080927 | 6 | 1558 | 23 | 8 | 10 |  | 43606480080928 | 66 | 17851 | 40 | 30 | 30 | [10 empty] | 6 | N | [12 empty] | CUO | ZO | 8536201090 | [14 empty] | Automaat iC60N 2P 63A D | Disjoncteur iC60N 2P 63A D | [17 empty] | https://eref.se.com/be/nl/sis-tarif/product/A9F75263 | https://eref.se.com/be/fr/sis-tarif/product/A9F75263
Schneider Electric | Schneider Electric | 01022021 |  | Schneider Electric |  | SED | A9F75270 |  |  | 50.63 |  | 1 |  | 6 | IC60N 2P D0.5 | Disjoncteur IC60N 2P 0.5A D 6kA |  | Acti9 iC60N 2P D 0,5A MCB | [8 empty] | 09.07 | 1 | [8 empty] | 1 | 3606480080609 | 0 |  | 221 | 10 | 7 | 4 | 0.28 | 13606480080606 | 6 | 1385 | 23 | 8 | 10 |  | 43606480080607 | 66 | 16961 | 40 | 30 | 30 | [10 empty] | 6 | N | [12 empty] | CUO | ZO | 8536201090 | [14 empty] | Automaat iC60N 2P 0,5A D | Disjoncteur iC60N 2P 0,5A D | [17 empty] | https://eref.se.com/be/nl/sis-tarif/product/A9F75270 | https://eref.se.com/be/fr/sis-tarif/product/A9F75270
Schneider Electric | Schneider Electric | 01022021 |  | Schneider Electric |  | SED | A9F75301 |  |  | 77.56 |  | 1 |  | 4 | IC60N 3P D1 | Disjoncteur IC60N 3P 1A D 6kA |  | Acti9 iC60N 3P D 1A MCB | [8 empty] | 09.07 | 1 | [8 empty] | 1 | 3606480080661 | 0 |  | 330 | 10 | 8 | 5 | 0.4 | 13606480080668 | 4 | 1385 | 23 | 8 | 10 |  | 43606480080669 | 44 | 15948 | 40 | 30 | 30 | [10 empty] | 6 | N | [12 empty] | CUO | ZO | 8536201090 | [14 empty] | iC60N - miniatuurcircuitonderbreker - 3P - 1A - D curve | iC60N - disjoncteur modulaire - 3P - 1 A - courbe D | [17 empty] | https://eref.se.com/be/nl/sis-tarif/product/A9F75301 | https://eref.se.com/be/fr/sis-tarif/product/A9F75301
Schneider Electric | Schneider Electric | 01022021 |  | Schneider Electric |  | SED | A9F75302 |  |  | 77.58 |  | 1 |  | 4 | IC60N 3P D2 | Disjoncteur IC60N 3P 2A D 6kA |  | Acti9 iC60N 3P D 2A MCB | [8 empty] | 09.07 | 1 | [8 empty] | 1 | 3606480080647 | 0 |  | 333 | 10 | 8 | 6 | 0.48 | 13606480080644 | 4 | 1392 | 23 | 8 | 10 |  | 43606480080645 | 44 | 16025 | 40 | 30 | 30 | [10 empty] | 6 | N | [12 empty] | CUO | ZO | 8536201090 | [14 empty] | Automaat iC60N 3P 2A D | Disjoncteur iC60N 3P 2A D | [17 empty] | https://eref.se.com/be/nl/sis-tarif/product/A9F75302 | https://eref.se.com/be/fr/sis-tarif/product/A9F75302
Schneider Electric | Schneider Electric | 01022021 |  | Schneider Electric |  | SED | A9F75303 |  |  | 77.58 |  | 1 |  | 4 | IC60N 3P D3 | Disjoncteur IC60N 3P 3A D 6kA |  | Acti9 iC60N 3P D 3A MCB | [8 empty] | 09.07 | 1 | [8 empty] | 1 | 3606480080678 | 0 |  | 339.7 | 9 | 8 | 6 | 0.432 | 13606480080675 | 4 | 1419 | 22 | 10 | 8 |  | 43606480080676 | 44 | 16026 | 40 | 30 | 30 | [10 empty] | 6 | N | [12 empty] | CUO | ZO | 8536201090 | [14 empty] | iC60N - miniatuurcircuitonderbreker - 3P - 3A - D curve | iC60N - disjoncteur modulaire - 3P - 3 A - courbe D | [17 empty] | https://eref.se.com/be/nl/sis-tarif/product/A9F75303 | https://eref.se.com/be/fr/sis-tarif/product/A9F75303
Schneider Electric | Schneider Electric | 01022021 |  | Schneider Electric |  | SED | A9F75304 |  |  | 77.21 |  | 1 |  | 4 | IC60N 3P D4 | Disjoncteur IC60N 3P 4A D 6kA |  | Acti9 iC60N 3P D 4A MCB | [8 empty] | 09.07 | 1 | [8 empty] | 1 | 3606480080616 | 0 |  | 328 | 9 | 7 | 5 | 0.315 | 13606480080613 | 4 | 1388 | 23 | 8 | 10 |  | 43606480080614 | 44 | 15812 | 40 | 30 | 30 | [10 empty] | 6 | N | [12 empty] | CUO | ZO | 8536201090 | [14 empty] | Automaat iC60N 3P 4A D | Disjoncteur iC60N 3P 4A D | [17 empty] | https://eref.se.com/be/nl/sis-tarif/product/A9F75304 | https://eref.se.com/be/fr/sis-tarif/product/A9F75304
Schneider Electric | Schneider Electric | 01022021 |  | Schneider Electric |  | SED | A9F75306 |  |  | 60.38 |  | 1 |  | 4 | IC60N 3P D6 | Disjoncteur IC60N 3P 6A D 6kA |  | Acti9 iC60N 3P D 6A MCB | [8 empty] | 09.07 | 1 | [8 empty] | 1 | 3606480080890 | 0 |  | 328.5 | 10 | 8 | 6 | 0.48 | 13606480080897 | 4 | 1376 | 22.5 | 10 | 8 |  | 43606480080898 | 44 | 15563 | 40 | 30 | 30 | [10 empty] | 2 | Y | [12 empty] | CUO | ZO | 8536201090 | [14 empty] | Automaat iC60N 3P 6A D | Disjoncteur iC60N 3P 6A D | [17 empty] | https://eref.se.com/be/nl/sis-tarif/product/A9F75306 | https://eref.se.com/be/fr/sis-tarif/product/A9F75306
Schneider Electric | Schneider Electric | 01022021 |  | Schneider Electric |  | SED | A9F75310 |  |  | 60.38 |  | 1 |  | 4 | IC60N 3P D10 | Disjoncteur IC60N 3P 10A D 6kA |  | Acti9 iC60N 3P D 10A MCB | [8 empty] | 09.07 | 1 | [8 empty] | 1 | 3606480080883 | 0 |  | 323 | 10 | 8 | 6 | 0.48 | 13606480080880 | 4 | 1353 | 22.5 | 10 | 8.5 |  | 43606480080881 | 44 | 15310 | 40 | 30 | 30 | [10 empty] | 2 | Y | [12 empty] | CUO | ZO | 8536201090 | [14 empty] | Automaat iC60N 3P 10A D | Disjoncteur iC60N 3P 10A D | [17 empty] | https://eref.se.com/be/nl/sis-tarif/product/A9F75310 | https://eref.se.com/be/fr/sis-tarif/product/A9F75310
Schneider Electric | Schneider Electric | 01022021 |  | Schneider Electric |  | SED | A9F75313 |  |  | 77.21 |  | 1 |  | 4 | iC60N 3P 13A D | Disjoncteur IC60N 3P 13A D 6kA |  | Acti9 iC60N 3P D 13A MCB | [8 empty] | 09.07 | 1 | [8 empty] | 4 | 3606480080555 | 0 |  | 371 | 9 | 5 | 8 | 0.36 | 13606480080552 | 4 | 1554 | 22.5 | 9.8 | 8 |  | 43606480080553 | 44 | 17581 | 40 | 30 | 30 | [10 empty] | 12 | N | [12 empty] | CUO | ZO | 8536201090 | [14 empty] | iC60N - miniatuurcircuitonderbreker - 3P - 13A - D curve | iC60N - disjoncteur modulaire - 3P - 13 A - courbe D | [17 empty] | https://eref.se.com/be/nl/sis-tarif/product/A9F75313 | https://eref.se.com/be/fr/sis-tarif/product/A9F75313
Schneider Electric | Schneider Electric | 01022021 |  | Schneider Electric |  | SED | A9F75316 |  |  | 60.38 |  | 1 |  | 4 | IC60N 3P D16 | Disjoncteur IC60N 3P 16A D 6kA |  | Acti9 iC60N 3P D 16A 440V MCB | [8 empty] | 09.07 | 1 | [8 empty] | 1 | 3606480080845 | 0 |  | 325 | 10 | 8 | 6 | 0.48 | 13606480080842 | 4 | 1363 | 22 | 9.5 | 8 |  | 43606480080843 | 44 | 15594 | 40 | 30 | 30 | [10 empty] | 2 | Y | [12 empty] | CUO | ZO | 8536201090 | [14 empty] | Automaat iC60N 3P 16A D | Disjoncteur iC60N 3P 16A D | [17 empty] | https://eref.se.com/be/nl/sis-tarif/product/A9F75316 | https://eref.se.com/be/fr/sis-tarif/product/A9F75316
Schneider Electric | Schneider Electric | 01022021 |  | Schneider Electric |  | SED | A9F75320 |  |  | 60.38 |  | 1 |  | 4 | IC60N 3P D20 | Disjoncteur IC60N 3P 20A D 6kA |  | Acti9 iC60N 3P D 20A 440V MCB | [8 empty] | 09.07 | 1 | [8 empty] | 1 | 3606480080838 | 0 |  | 338 | 10 | 6 | 8 | 0.48 | 13606480080835 | 4 | 1411 | 20 | 30 | 2.85 |  | 43606480080836 | 44 | 16066 | 40 | 30 | 30 | [10 empty] | 2 | Y | [12 empty] | CUO | ZO | 8536201090 | [14 empty] | Automaat iC60N 3P 20A D | Disjoncteur iC60N 3P 20A D | [17 empty] | https://eref.se.com/be/nl/sis-tarif/product/A9F75320 | https://eref.se.com/be/fr/sis-tarif/product/A9F75320
Schneider Electric | Schneider Electric | 01022021 |  | Schneider Electric |  | SED | A9F75325 |  |  | 60.38 |  | 1 |  | 4 | IC60N 3P D25 | Disjoncteur IC60N 3P 25A D 6kA |  | Acti9 iC60N 3P D 25A 440V MCB | [8 empty] | 09.07 | 1 | [8 empty] | 1 | 3606480080821 | 0 |  | 346 | 10 | 6 | 8 | 0.48 | 13606480080828 | 4 | 1438 | 22.5 | 9.5 | 8 |  | 43606480080829 | 44 | 16374 | 40 | 30 | 30 | [10 empty] | 2 | Y | [12 empty] | CUO | ZO | 8536201090 | [14 empty] | Automaat iC60N 3P 25A D | Disjoncteur iC60N 3P 25A D | [17 empty] | https://eref.se.com/be/nl/sis-tarif/product/A9F75325 | https://eref.se.com/be/fr/sis-tarif/product/A9F75325
Schneider Electric | Schneider Electric | 01022021 |  | Schneider Electric |  | SED | A9F75332 |  |  | 60.38 |  | 1 |  | 4 | IC60N 3P D32 | Disjoncteur IC60N 3P 32A D 6kA |  | Acti9 iC60N 3P D 32A 440V MCB | [8 empty] | 09.07 | 1 | [8 empty] | 1 | 3606480081040 | 0 |  | 377 | 10 | 8 | 6 | 0.48 | 13606480081047 | 4 | 1552 | 22 | 9.5 | 8 |  | 43606480081048 | 44 | 17622 | 40 | 30 | 30 | [10 empty] | 2 | Y | [12 empty] | CUO | ZO | 8536201090 | [14 empty] | Automaat iC60N 3P 32A D | Disjoncteur iC60N 3P 32A D | [17 empty] | https://eref.se.com/be/nl/sis-tarif/product/A9F75332 | https://eref.se.com/be/fr/sis-tarif/product/A9F75332
Schneider Electric | Schneider Electric | 01022021 |  | Schneider Electric |  | SED | A9F75340 |  |  | 75.95 |  | 1 |  | 4 | IC60N 3P D40 | Disjoncteur IC60N 3P 40A D 6kA |  | Acti9 iC60N 3P D 40A 440V MCB | [8 empty] | 09.07 | 1 | [8 empty] | 1 | 3606480081064 | 0 |  | 385 | 10 | 6 | 8 | 0.48 | 13606480081061 | 4 | 1600 | 22 | 9.5 | 8 |  | 43606480081062 | 44 | 17696 | 40 | 30 | 30 | [10 empty] | 6 | N | [12 empty] | CUO | ZO | 8536201090 | [14 empty] | Automaat iC60N 3P 40A D | Disjoncteur iC60N 3P 40A D | [17 empty] | https://eref.se.com/be/nl/sis-tarif/product/A9F75340 | https://eref.se.com/be/fr/sis-tarif/product/A9F75340
Schneider Electric | Schneider Electric | 01022021 |  | Schneider Electric |  | SED | A9F75350 |  |  | 109.98 |  | 1 |  | 4 | IC60N 3P D50 | Disjoncteur IC60N 3P 50A D 6kA |  | Acti9 iC60N 3P D 50A MCB | [8 empty] | 09.07 | 1 | [8 empty] | 1 | 3606480081057 | 0 |  | 386 | 10 | 8 | 6 | 0.48 | 13606480081054 | 4 | 1607 | 22.5 | 10 | 8 |  | 43606480081055 | 44 | 18120 | 40 | 30 | 30 | [10 empty] | 6 | N | [12 empty] | CUO | ZO | 8536201090 | [14 empty] | Automaat iC60N 3P 50A D | Disjoncteur iC60N 3P 50A D | [17 empty] | https://eref.se.com/be/nl/sis-tarif/product/A9F75350 | https://eref.se.com/be/fr/sis-tarif/product/A9F75350
Schneider Electric | Schneider Electric | 01022021 |  | Schneider Electric |  | SED | A9F75363 |  |  | 120.75 |  | 1 |  | 4 | IC60N 3P D63 | Disjoncteur IC60N 3P 63A D 6kA |  | Acti9 iC60N 3P D 63A MCB | [8 empty] | 09.07 | 1 | [8 empty] | 1 | 3606480081019 | 0 |  | 389 | 10 | 7 | 5 | 0.35 | 13606480081016 | 4 | 1619 | 22.5 | 10 | 8 |  | 43606480081017 | 44 | 18229 | 40 | 30 | 30 | [10 empty] | 2 | Y | [12 empty] | CUO | ZO | 8536201090 | [14 empty] | Automaat iC60N 3P 63A D | Disjoncteur iC60N 3P 63A D | [17 empty] | https://eref.se.com/be/nl/sis-tarif/product/A9F75363 | https://eref.se.com/be/fr/sis-tarif/product/A9F75363
Schneider Electric | Schneider Electric | 01022021 |  | Schneider Electric |  | SED | A9F75370 |  |  | 77.56 |  | 1 |  | 4 | IC60N 3P D0.5 | Disjoncteur IC60N 3P 0.5A D 6kA |  | Acti9 iC60N 3P D 0,5A MCB | [8 empty] | 09.07 | 1 | [8 empty] | 1 | 3606480080654 | 0 |  | 334 | 9 | 7 | 5 | 0.315 | 13606480080651 | 4 | 1397 | 22 | 8 | 10 |  | 43606480080652 | 44 | 15854 | 40 | 30 | 30 | [10 empty] | 6 | N | [12 empty] | CUO | ZO | 8536201090 | [14 empty] | Automaat iC60N 3P 0,5A D | Disjoncteur iC60N 3P 0,5A D | [17 empty] | https://eref.se.com/be/nl/sis-tarif/product/A9F75370 | https://eref.se.com/be/fr/sis-tarif/product/A9F75370
Schneider Electric | Schneider Electric | 01022021 |  | Schneider Electric |  | SED | A9F75401 |  |  | 101.5 |  | 1 |  | 3 | IC60N 4P D1 | Disjoncteur IC60N 4P 1A D 6kA |  | Acti9 iC60N 4P D 1A MCB | [8 empty] | 09.07 | 1 | [8 empty] | 1 | 3606480080715 | 0 |  | 452 | 9 | 7 | 7 | 0.441 | 13606480080712 | 3 | 1555 | 22 | 8 | 10 |  | 43606480080713 | 33 | 17592 | 40 | 30 | 30 | [10 empty] | 6 | N | [12 empty] | CUO | ZO | 8536201090 | [14 empty] | iC60N - miniatuurcircuitonderbreker - 4P - 1A - D curve | iC60N - disjoncteur modulaire - 4P - 1 A - courbe D | [17 empty] | https://eref.se.com/be/nl/sis-tarif/product/A9F75401 | https://eref.se.com/be/fr/sis-tarif/product/A9F75401
Schneider Electric | Schneider Electric | 01022021 |  | Schneider Electric |  | SED | A9F75402 |  |  | 101.5 |  | 1 |  | 3 | IC60N 4P D2 | Disjoncteur IC60N 4P 2A D 6kA |  | Acti9 iC60N 4P D 2A MCB | [8 empty] | 09.07 | 1 | [8 empty] | 1 | 3606480080692 | 0 |  | 443 | 9 | 7 | 7 | 0.441 | 13606480080699 | 3 | 1385 | 22 | 8 | 10 |  | 43606480080690 | 33 | 15800 | 40 | 30 | 30 | [10 empty] | 6 | N | [12 empty] | CUO | ZO | 8536201090 | [14 empty] | Automaat iC60N 4P 2A D | Disjoncteur iC60N 4P 2A D | [17 empty] | https://eref.se.com/be/nl/sis-tarif/product/A9F75402 | https://eref.se.com/be/fr/sis-tarif/product/A9F75402
Schneider Electric | Schneider Electric | 01022021 |  | Schneider Electric |  | SED | A9F75403 |  |  | 101.5 |  | 1 |  | 3 | IC60N 4P D3 | Disjoncteur IC60N 4P 3A D 6kA |  | Acti9 iC60N 4P D 3A MCB | [8 empty] | 09.07 | 1 | [8 empty] | 1 | 3606480080722 | 0 |  | 448 | 10 | 7 | 7 | 0.49 | 13606480080729 | 3 | 1401 | 23 | 8 | 10 |  | 43606480080720 | 33 | 15997 | 40 | 30 | 30 | [10 empty] | 6 | N | [12 empty] | CUO | ZO | 8536201090 | [14 empty] | iC60N - miniatuurcircuitonderbreker - 4P - 3A - D curve | iC60N - disjoncteur modulaire - 4P - 3 A - courbe D | [17 empty] | https://eref.se.com/be/nl/sis-tarif/product/A9F75403 | https://eref.se.com/be/fr/sis-tarif/product/A9F75403
Schneider Electric | Schneider Electric | 01022021 |  | Schneider Electric |  | SED | A9F75404 |  |  | 101.5 |  | 1 |  | 3 | IC60N 4P D4 | Disjoncteur IC60N 4P 4A D 6kA |  | Acti9 iC60N 4P D 4A MCB | [8 empty] | 09.07 | 1 | [8 empty] | 1 | 3606480080760 | 0 |  | 438 | 10 | 8 | 7 | 0.56 | 13606480080767 | 3 | 1372 | 20 | 30 | 2.93 |  | 43606480080768 | 33 | 15696 | 40 | 30 | 30 | [10 empty] | 6 | N | [12 empty] | CUO | ZO | 8536201090 | [14 empty] | Automaat iC60N 4P 4A D | Disjoncteur iC60N 4P 4A D | [17 empty] | https://eref.se.com/be/nl/sis-tarif/product/A9F75404 | https://eref.se.com/be/fr/sis-tarif/product/A9F75404
Schneider Electric | Schneider Electric | 01022021 |  | Schneider Electric |  | SED | A9F75406 |  |  | 82.45 |  | 1 |  | 3 | IC60N 4P D6 | Disjoncteur IC60N 4P 6A D 6kA |  | Acti9 iC60N 4P D 6A MCB | [8 empty] | 09.07 | 1 | [8 empty] | 1 | 3606480081248 | 0 |  | 431 | 10 | 8 | 7 | 0.56 | 13606480081245 | 3 | 1350 | 23 | 8 | 10 |  | 43606480081246 | 33 | 15563 | 40 | 30 | 30 | [10 empty] | 6 | N | [12 empty] | CUO | ZO | 8536201090 | [14 empty] | Automaat iC60N 4P 6A D | Disjoncteur iC60N 4P 6A D | [17 empty] | https://eref.se.com/be/nl/sis-tarif/product/A9F75406 | https://eref.se.com/be/fr/sis-tarif/product/A9F75406
Schneider Electric | Schneider Electric | 01022021 |  | Schneider Electric |  | SED | A9F75410 |  |  | 81.67 |  | 1 |  | 3 | IC60N 4P D10 | Disjoncteur IC60N 4P 10A D 6kA |  | Acti9 iC60N 4P D 10A MCB | [8 empty] | 09.07 | 1 | [8 empty] | 1 | 3606480081132 | 0 |  | 420 | 10 | 7 | 8 | 0.56 | 13606480081139 | 3 | 1320 | 23 | 8 | 10 |  | 43606480081130 | 33 | 15007 | 40 | 30 | 30 | [10 empty] | 6 | N | [12 empty] | CUO | ZO | 8536201090 | [14 empty] | Automaat iC60N 4P 10A D | Disjoncteur iC60N 4P 10A D | [17 empty] | https://eref.se.com/be/nl/sis-tarif/product/A9F75410 | https://eref.se.com/be/fr/sis-tarif/product/A9F75410
Schneider Electric | Schneider Electric | 01022021 |  | Schneider Electric |  | SED | A9F75413 |  |  | 101.5 |  | 1 |  | 3 | iC60N 4P 13A D | Disjoncteur IC60N 4P 13A D 6kA |  | Acti9 iC60N 4P D 13A MCB | [8 empty] | 09.07 | 1 | [8 empty] | 3 | 3606480080777 | 0 |  | 495 | 9 | 7 | 8 | 0.504 | 13606480080774 | 3 | 1555 | 22.5 | 9.8 | 8 |  | 43606480080775 | 33 | 17592 | 40 | 30 | 30 | [10 empty] | 8 | N | [12 empty] | CUO | ZO | 8536201090 | [14 empty] | iC60N - miniatuurcircuitonderbreker - 4P - 13A - D curve | iC60N - disjoncteur modulaire - 4P - 13 A - courbe D | [17 empty] | https://eref.se.com/be/nl/sis-tarif/product/A9F75413 | https://eref.se.com/be/fr/sis-tarif/product/A9F75413
Schneider Electric | Schneider Electric | 01022021 |  | Schneider Electric |  | SED | A9F75416 |  |  | 81.67 |  | 1 |  | 3 | IC60N 4P D16 | Disjoncteur IC60N 4P 16A D 6kA |  | Acti9 iC60N 4P D 16A MCB | [8 empty] | 09.07 | 1 | [8 empty] | 1 | 3606480081163 | 0 |  | 432 | 10 | 8 | 7 | 0.56 | 13606480081160 | 3 | 1351 | 20 | 30 | 2.93 |  | 43606480081161 | 33 | 15450 | 40 | 30 | 30 | [10 empty] | 2 | Y | [12 empty] | CUO | ZO | 8536201090 | [14 empty] | Automaat iC60N 4P 16A D | Disjoncteur iC60N 4P 16A D | [17 empty] | https://eref.se.com/be/nl/sis-tarif/product/A9F75416 | https://eref.se.com/be/fr/sis-tarif/product/A9F75416
Schneider Electric | Schneider Electric | 01022021 |  | Schneider Electric |  | SED | A9F75420 |  |  | 79.83 |  | 1 |  | 3 | IC60N 4P D20 | Disjoncteur IC60N 4P 20A D 6kA |  | Acti9 iC60N 4P D 20A MCB | [8 empty] | 09.07 | 1 | [8 empty] | 1 | 3606480081118 | 0 |  | 452 | 10 | 7 | 8 | 0.56 | 13606480081115 | 3 | 1420 | 20 | 30 | 2.93 |  | 43606480081116 | 33 | 16170 | 40 | 30 | 30 | [10 empty] | 2 | Y | [12 empty] | CUO | ZO | 8536201090 | [14 empty] | Automaat iC60N 4P 20A D | Disjoncteur iC60N 4P 20A D | [17 empty] | https://eref.se.com/be/nl/sis-tarif/product/A9F75420 | https://eref.se.com/be/fr/sis-tarif/product/A9F75420
Schneider Electric | Schneider Electric | 01022021 |  | Schneider Electric |  | SED | A9F75425 |  |  | 81.67 |  | 1 |  | 3 | IC60N 4P D25 | Disjoncteur IC60N 4P 25A D 6kA |  | Acti9 iC60N 4P D 25A MCB | [8 empty] | 09.07 | 1 | [8 empty] | 1 | 3606480081125 | 0 |  | 459 | 9 | 7 | 7 | 0.441 | 13606480081122 | 3 | 1440 | 22.4 | 9.8 | 8.1 |  | 43606480081123 | 33 | 16280 | 40 | 30 | 30 | [10 empty] | 2 | Y | [12 empty] | CUO | ZO | 8536201090 | [14 empty] | Automaat iC60N 4P 25A D | Disjoncteur iC60N 4P 25A D | [17 empty] | https://eref.se.com/be/nl/sis-tarif/product/A9F75425 | https://eref.se.com/be/fr/sis-tarif/product/A9F75425
Schneider Electric | Schneider Electric | 01022021 |  | Schneider Electric |  | SED | A9F75432 |  |  | 79.83 |  | 1 |  | 3 | IC60N 4P D32 | Disjoncteur IC60N 4P 32A D 6kA |  | Acti9 iC60N 4P D 32A MCB | [8 empty] | 09.07 | 1 | [8 empty] | 1 | 3606480081071 | 0 |  | 500 | 9 | 8 | 7 | 0.504 | 13606480081078 | 3 | 1572 | 23 | 8 | 10 |  | 43606480081079 | 33 | 17626 | 40 | 30 | 30 | [10 empty] | 2 | Y | [12 empty] | CUO | ZO | 8536201090 | [14 empty] | Automaat iC60N 4P 32A D | Disjoncteur iC60N 4P 32A D | [17 empty] | https://eref.se.com/be/nl/sis-tarif/product/A9F75432 | https://eref.se.com/be/fr/sis-tarif/product/A9F75432
Schneider Electric | Schneider Electric | 01022021 |  | Schneider Electric |  | SED | A9F75440 |  |  | 98.44 |  | 1 |  | 3 | IC60N 4P D40 | Disjoncteur IC60N 4P 40A D 6kA |  | Acti9 iC60N 4P D 40A MCB | [8 empty] | 09.07 | 1 | [8 empty] | 1 | 3606480081224 | 0 |  | 497 | 9 | 7 | 7 | 0.441 | 13606480081221 | 3 | 1560 | 22.4 | 9.8 | 8.1 |  | 43606480081222 | 33 | 17590 | 40 | 30 | 30 | [10 empty] | 2 | Y | [12 empty] | CUO | ZO | 8536201090 | [14 empty] | Automaat iC60N 4P 40A D | Disjoncteur iC60N 4P 40A D | [17 empty] | https://eref.se.com/be/nl/sis-tarif/product/A9F75440 | https://eref.se.com/be/fr/sis-tarif/product/A9F75440
Schneider Electric | Schneider Electric | 01022021 |  | Schneider Electric |  | SED | A9F75450 |  |  | 149.94 |  | 1 |  | 3 | IC60N 4P D50 | Disjoncteur IC60N 4P 50A D 6kA |  | Acti9 iC60N 4P D 50A MCB | [8 empty] | 09.07 | 1 | [8 empty] | 1 | 3606480081217 | 0 |  | 516 | 10 | 7 | 7 | 0.49 | 13606480081214 | 3 | 1612 | 20 | 30 | 2.93 |  | 43606480081215 | 33 | 18219 | 40 | 30 | 30 | [10 empty] | 6 | N | [12 empty] | CUO | ZO | 8536201090 | [14 empty] | Automaat iC60N 4P 50A D | Disjoncteur iC60N 4P 50A D | [17 empty] | https://eref.se.com/be/nl/sis-tarif/product/A9F75450 | https://eref.se.com/be/fr/sis-tarif/product/A9F75450
Schneider Electric | Schneider Electric | 01022021 |  | Schneider Electric |  | SED | A9F75463 |  |  | 167.57 |  | 1 |  | 3 | IC60N 4P D63 | Disjoncteur IC60N 4P 63A D 6kA |  | Acti9 iC60N 4P D 63A MCB | [8 empty] | 09.07 | 1 | [8 empty] | 1 | 3606480081231 | 0 |  | 514 | 9 | 7 | 7 | 0.441 | 13606480081238 | 3 | 1600 | 22.4 | 9.8 | 8.1 |  | 43606480081239 | 33 | 18130 | 40 | 30 | 30 | [10 empty] | 2 | Y | [12 empty] | CUO | ZO | 8536201090 | [14 empty] | Automaat iC60N 4P 63A D | Disjoncteur iC60N 4P 63A D | [17 empty] | https://eref.se.com/be/nl/sis-tarif/product/A9F75463 | https://eref.se.com/be/fr/sis-tarif/product/A9F75463
Schneider Electric | Schneider Electric | 01022021 |  | Schneider Electric |  | SED | A9F75470 |  |  | 101.49 |  | 1 |  | 3 | IC60N 4P D0.5 | Disjoncteur IC60N 4P 0.5A D 6kA |  | Acti9 iC60N 4P D 0,5A MCB | [8 empty] | 09.07 | 1 | [8 empty] | 3 | 3606480080739 | 0 |  | 442 | 10 | 7 | 7 | 0.49 | 13606480080736 | 3 | 1387 | 22 | 8 | 10 |  | 43606480080737 | 33 | 15744 | 40 | 30 | 30 | [10 empty] | 12 | N | [12 empty] | CUO | ZO | 8536201090 | [14 empty] | Automaat iC60N 4P 0,5A D | Disjoncteur iC60N 4P 0,5A D | [17 empty] | https://eref.se.com/be/nl/sis-tarif/product/A9F75470 | https://eref.se.com/be/fr/sis-tarif/product/A9F75470
Schneider Electric | Schneider Electric | 01022021 |  | Schneider Electric |  | SED | A9F75601 |  |  | 78.29 |  | 1 |  | 6 | ACTI9 IC60N 1P-N 1A D MINIATURE CIRCUIT | Disjoncteur IC60N 1P-N 1A D 6kA |  | Acti9 iC60N 1PN D 1A MCB | [8 empty] | 09.07 | 1 | [8 empty] | 6 | 3606480080753 | 0 |  | 248 | 9 | 4 | 8 | 0.288 | 13606480080750 | 6 | 1558 | 22.5 | 9.8 | 8 |  | 43606480080751 | 66 | 17625 | 40 | 30 | 30 | [10 empty] | 8 | N | [12 empty] | CUO | ZO | 8536201090 | [14 empty] | iC60N - miniatuur stroomonderbreker - 1P + N - 1A - D-curve | iC60N - disjoncteur modulaire - 1P + N - 1A - courbe D | [17 empty] | https://eref.se.com/be/nl/sis-tarif/product/A9F75601 | https://eref.se.com/be/fr/sis-tarif/product/A9F75601
Schneider Electric | Schneider Electric | 01022021 |  | Schneider Electric |  | SED | A9F75602 |  |  | 48.11 |  | 1 |  | 6 | ACTI9 IC60N 1P-N 2A D MINIATURE CIRCUIT | Disjoncteur IC60N 1P-N 2A D 6kA |  | Acti9 iC60N 1PN D 2A MCB | [8 empty] | 09.07 | 1 | [8 empty] | 6 | 3606480080746 | 0 |  | 248 | 9 | 4 | 8 | 0.288 | 13606480080743 | 6 | 1558 | 22.5 | 9.8 | 8 |  | 43606480080744 | 66 | 17625 | 40 | 30 | 30 | [10 empty] | 8 | N | [12 empty] | CUO | ZO | 8536201090 | [14 empty] | iC60N - miniatuur stroomonderbreker - 1P + N - 2A - D-curve | iC60N - disjoncteur modulaire - 1P + N - 2A - courbe D | [17 empty] | https://eref.se.com/be/nl/sis-tarif/product/A9F75602 | https://eref.se.com/be/fr/sis-tarif/product/A9F75602
Schneider Electric | Schneider Electric | 01022021 |  | Schneider Electric |  | SED | A9F75603 |  |  | 46.29 |  | 1 |  | 6 | ACTI9 IC60N 1P-N 3A D MINIATURE CIRCUIT | Disjoncteur IC60N 1P-N 3A D 6kA |  | Acti9 iC60N 1PN D 3A MCB | [8 empty] | 09.07 | 1 | [8 empty] | 6 | 3606480080685 | 0 |  | 248 | 9 | 4 | 8 | 0.288 | 13606480080682 | 6 | 1558 | 22.5 | 9.8 | 8 |  | 43606480080683 | 66 | 17625 | 40 | 30 | 30 | [10 empty] | 12 | N | [12 empty] | CUO | ZO | 8536201090 | [14 empty] | iC60N - miniatuur stroomonderbreker - 1P + N - 3A - D-curve | iC60N - disjoncteur modulaire - 1P + N - 3A - courbe D | [17 empty] | https://eref.se.com/be/nl/sis-tarif/product/A9F75603 | https://eref.se.com/be/fr/sis-tarif/product/A9F75603
Schneider Electric | Schneider Electric | 01022021 |  | Schneider Electric |  | SED | A9F75604 |  |  | 48.5 |  | 1 |  | 6 | ACTI9 IC60N 1P-N 4A D MINIATURE CIRCUIT | Disjoncteur IC60N 1P-N 4A D 6kA |  | Acti9 iC60N 1PN D 4A MCB | [8 empty] | 09.07 | 1 | [8 empty] | 6 | 3606480080791 | 0 |  | 248 | 9 | 4 | 8 | 0.288 | 13606480080798 | 6 | 1558 | 22.5 | 9.8 | 8 |  | 43606480080799 | 66 | 17625 | 40 | 30 | 30 | [10 empty] | 8 | N | [12 empty] | CUO | ZO | 8536201090 | [14 empty] | iC60N - miniatuur stroomonderbreker - 1P + N - 4A - D-curve | iC60N - disjoncteur modulaire - 1P + N - 4A - courbe D | [17 empty] | https://eref.se.com/be/nl/sis-tarif/product/A9F75604 | https://eref.se.com/be/fr/sis-tarif/product/A9F75604
Schneider Electric | Schneider Electric | 01022021 |  | Schneider Electric |  | SED | A9F75606 |  |  | 38.72 |  | 1 |  | 6 | ACTI9 IC60N 1P-N 6A D MINIATURE CIRCUIT | Disjoncteur IC60N 1P-N 6A D 6kA |  | Acti9 iC60N 1PN D 6A MCB | [8 empty] | 09.07 | 1 | [8 empty] | 1 | 3606480081187 | 0 |  | 248 | 9 | 4 | 8 | 0.288 | 13606480081184 | 6 | 1558 | 22.5 | 9.8 | 8 |  | 43606480081185 | 66 | 17625 | 40 | 30 | 30 | [10 empty] | 8 | N | [12 empty] | CUO | ZO | 8536201090 | [14 empty] | iC60N - miniatuur stroomonderbreker - 1P + N - 6A - D-curve | iC60N - disjoncteur modulaire - 1P + N - 6A - courbe D | [17 empty] | https://eref.se.com/be/nl/sis-tarif/product/A9F75606 | https://eref.se.com/be/fr/sis-tarif/product/A9F75606
Schneider Electric | Schneider Electric | 01022021 |  | Schneider Electric |  | SED | A9F75610 |  |  | 38.33 |  | 1 |  | 6 | ACTI9 IC60N 1P-N 10A D MINIATURE CIRCUIT | Disjoncteur IC60N 1P-N 10A D 6kA |  | Acti9 iC60N 1PN D 10A MCB | [8 empty] | 09.07 | 1 | [8 empty] | 1 | 3606480081194 | 0 |  | 248 | 9 | 4 | 8 | 0.288 | 13606480081191 | 6 | 1558 | 22.5 | 9.8 | 8 |  | 43606480081192 | 66 | 17625 | 40 | 30 | 30 | [10 empty] | 8 | N | [12 empty] | CUO | ZO | 8536201090 | [14 empty] | iC60N - miniatuur stroomonderbreker - 1P + N - 10A - D-curve | iC60N - disjoncteur modulaire - 1P + N - 10A - courbe D | [17 empty] | https://eref.se.com/be/nl/sis-tarif/product/A9F75610 | https://eref.se.com/be/fr/sis-tarif/product/A9F75610
Schneider Electric | Schneider Electric | 01022021 |  | Schneider Electric |  | SED | A9F75613 |  |  | 48.5 |  | 1 |  | 6 | ACTI9 IC60N 1P-N 13A D MINIATURE CIRCUIT | Disjoncteur IC60N 1P-N 13A D 6kA |  | Acti9 iC60N 1PN D 13A MCB | [8 empty] | 09.07 | 1 | [8 empty] | 1 | 3606480080784 | 0 |  | 248 | 9 | 4 | 8 | 0.288 | 13606480080781 | 6 | 1558 | 22.5 | 9.8 | 8 |  | 43606480080782 | 66 | 17625 | 40 | 30 | 30 | [10 empty] | 8 | N | [12 empty] | CUO | ZO | 8536201090 | [14 empty] | iC60N - miniatuur stroomonderbreker - 1P + N - 13A - D-curve | iC60N - disjoncteur modulaire - 1P + N - 13A - courbe D | [17 empty] | https://eref.se.com/be/nl/sis-tarif/product/A9F75613 | https://eref.se.com/be/fr/sis-tarif/product/A9F75613
Schneider Electric | Schneider Electric | 01022021 |  | Schneider Electric |  | SED | A9F75616 |  |  | 38.33 |  | 1 |  | 6 | ACTI9 IC60N 1P-N 16A D MINIATURE CIRCUIT | Disjoncteur IC60N 1P-N 16A D 6kA |  | Acti9 iC60N 1PN D 16A MCB | [8 empty] | 09.07 | 1 | [8 empty] | 6 | 3606480081170 | 0 |  | 248 | 9 | 4 | 8 | 0.288 | 13606480081177 | 6 | 1558 | 22.5 | 9.8 | 8 |  | 43606480081178 | 66 | 17625 | 40 | 30 | 30 | [10 empty] | 8 | N | [12 empty] | CUO | ZO | 8536201090 | [14 empty] | iC60N - miniatuur stroomonderbreker - 1P + N - 16A - D-curve | iC60N - disjoncteur modulaire - 1P + N - 16A - courbe D | [17 empty] | https://eref.se.com/be/nl/sis-tarif/product/A9F75616 | https://eref.se.com/be/fr/sis-tarif/product/A9F75616
Schneider Electric | Schneider Electric | 01022021 |  | Schneider Electric |  | SED | A9F75620 |  |  | 38.33 |  | 1 |  | 6 | ACTI9 IC60N 1P-N 20A D MINIATURE CIRCUIT | Disjoncteur IC60N 1P-N 20A D 6kA |  | Acti9 iC60N 1PN D 20A MCB | [8 empty] | 09.07 | 1 | [8 empty] | 6 | 3606480081149 | 0 |  | 248 | 9 | 4 | 8 | 0.288 | 13606480081146 | 6 | 1558 | 22.5 | 9.8 | 8 |  | 43606480081147 | 66 | 17625 | 40 | 30 | 30 | [10 empty] | 8 | N | [12 empty] | CUO | ZO | 8536201090 | [14 empty] | iC60N - miniatuur stroomonderbreker - 1P + N - 20A - D-curve | iC60N - disjoncteur modulaire - 1P + N - 20A - courbe D | [17 empty] | https://eref.se.com/be/nl/sis-tarif/product/A9F75620 | https://eref.se.com/be/fr/sis-tarif/product/A9F75620
Schneider Electric | Schneider Electric | 01022021 |  | Schneider Electric |  | SED | A9F75625 |  |  | 39.07 |  | 1 |  | 6 | ACTI9 IC60N 1P-N 25A D MINIATURE CIRCUIT | Disjoncteur IC60N 1P-N 25A D 6kA |  | Acti9 iC60N 1PN D 25A MCB | [8 empty] | 09.07 | 1 | [8 empty] | 1 | 3606480081200 | 0 |  | 248 | 9 | 4 | 8 | 0.288 | 13606480081207 | 6 | 1558 | 22.5 | 9.8 | 8 |  | 43606480081208 | 66 | 17625 | 40 | 30 | 30 | [10 empty] | 12 | N | [12 empty] | CUO | ZO | 8536201090 | [14 empty] | iC60N - miniatuur stroomonderbreker - 1P + N - 25A - D-curve | iC60N - disjoncteur modulaire - 1P + N - 25A - courbe D | [17 empty] | https://eref.se.com/be/nl/sis-tarif/product/A9F75625 | https://eref.se.com/be/fr/sis-tarif/product/A9F75625
Schneider Electric | Schneider Electric | 01022021 |  | Schneider Electric |  | SED | A9F75632 |  |  | 39.45 |  | 1 |  | 6 | ACTI9 IC60N 1P-N 32A D MINIATURE CIRCUIT | Disjoncteur IC60N 1P-N 32A D 6kA |  | Acti9 iC60N 1PN D 32A MCB | [8 empty] | 09.07 | 1 | [8 empty] | 6 | 3606480081095 | 0 |  | 248 | 9 | 4 | 8 | 0.288 | 13606480081092 | 6 | 1558 | 22.5 | 9.8 | 8 |  | 43606480081093 | 66 | 17625 | 40 | 30 | 30 | [10 empty] | 12 | N | [12 empty] | CUO | ZO | 8536201090 | [14 empty] | iC60N - miniatuur stroomonderbreker - 1P + N - 32A - D-curve | iC60N - disjoncteur modulaire - 1P + N - 32A - courbe D | [17 empty] | https://eref.se.com/be/nl/sis-tarif/product/A9F75632 | https://eref.se.com/be/fr/sis-tarif/product/A9F75632
Schneider Electric | Schneider Electric | 01022021 |  | Schneider Electric |  | SED | A9F75640 |  |  | 48.87 |  | 1 |  | 6 | ACTI9 IC60N 1P-N 40A D MINIATURE CIRCUIT | Disjoncteur IC60N 1P-N 40A D 6kA |  | Acti9 iC60N 1PN D 40A MCB | [8 empty] | 09.07 | 1 | [8 empty] | 6 | 3606480081156 | 0 |  | 248 | 9 | 4 | 8 | 0.288 | 13606480081153 | 6 | 1558 | 22.5 | 9.8 | 8 |  | 43606480081154 | 24 | 6687 | 40 | 30 | 15 | [10 empty] | 12 | N | [12 empty] | CUO | ZO | 8536201090 | [14 empty] | iC60N - miniatuur stroomonderbreker - 1P + N - 40A - D-curve | iC60N - disjoncteur modulaire - 1P + N - 40A - courbe D | [17 empty] | https://eref.se.com/be/nl/sis-tarif/product/A9F75640 | https://eref.se.com/be/fr/sis-tarif/product/A9F75640
Schneider Electric | Schneider Electric | 01022021 |  | Schneider Electric |  | SED | A9F75650 |  |  | 70.85 |  | 1 |  | 6 | ACTI9 IC60N 1P-N 50A D MINIATURE CIRCUIT | Disjoncteur IC60N 1P-N 50A D 6kA |  | Acti9 iC60N 1PN D 50A MCB | [8 empty] | 09.07 | 1 | [8 empty] | 6 | 3606480081088 | 0 |  | 248 | 9 | 4 | 8 | 0.288 | 13606480081085 | 6 | 1558 | 22.5 | 9.8 | 8 |  | 43606480081086 | 24 | 6687 | 40 | 30 | 15 | [10 empty] | 12 | N | [12 empty] | CUO | ZO | 8536201090 | [14 empty] | iC60N - miniatuur stroomonderbreker - 1P + N - 50A - D-curve | iC60N - disjoncteur modulaire - 1P + N - 50A - courbe D | [17 empty] | https://eref.se.com/be/nl/sis-tarif/product/A9F75650 | https://eref.se.com/be/fr/sis-tarif/product/A9F75650
Schneider Electric | Schneider Electric | 01022021 |  | Schneider Electric |  | SED | A9F75663 |  |  | 83.93 |  | 1 |  | 6 | ACTI9 IC60N 1P-N 63A D MINIATURE CIRCUIT | Disjoncteur IC60N 1P-N 63A D 6kA |  | Acti9 iC60N 1PN D 63A MCB | [8 empty] | 09.07 | 1 | [8 empty] | 6 | 3606480081101 | 0 |  | 248 | 9 | 4 | 8 | 0.288 | 13606480081108 | 6 | 1558 | 22.5 | 9.8 | 8 |  | 43606480081109 | 24 | 6687 | 40 | 30 | 15 | [10 empty] | 12 | N | [12 empty] | CUO | ZO | 8536201090 | [14 empty] | iC60N - miniatuur stroomonderbreker - 1P + N - 63A - D-curve | iC60N - disjoncteur modulaire - 1P + N - 63A - courbe D | [17 empty] | https://eref.se.com/be/nl/sis-tarif/product/A9F75663 | https://eref.se.com/be/fr/sis-tarif/product/A9F75663
Schneider Electric | Schneider Electric | 01022021 |  | Schneider Electric |  | SED | A9F75670 |  |  | 48.11 |  | 1 |  | 6 | ACTI9 IC60N 1P-N 0,5A D MINIATURE CIRCUI | Disjoncteur IC60N 1P-N 0.5A D 6kA |  | Acti9 iC60N 1PN D 0,5A MCB | [8 empty] | 09.07 | 1 | [8 empty] | 6 | 3606480080708 | 0 |  | 248 | 9 | 4 | 8 | 0.288 | 13606480080705 | 6 | 1558 | 22.5 | 9.8 | 8 |  | 43606480080706 | 66 | 17625 | 40 | 30 | 30 | [10 empty] | 12 | N | [12 empty] | CUO | ZO | 8536201090 | [14 empty] | iC60N - miniatuur stroomonderbreker - 1P + N - 0,5A - D-curve | iC60N - disjoncteur modulaire - 1P + N - 0,5A - courbe D | [17 empty] | https://eref.se.com/be/nl/sis-tarif/product/A9F75670 | https://eref.se.com/be/fr/sis-tarif/product/A9F75670
Schneider Electric | Schneider Electric | 01022021 |  | Schneider Electric |  | SED | A9F78106 |  |  | 18.58 |  | 1 |  | 12 | iC60N 1P 6A B | iC60N 1P 6A B |  | Acti9 iC60N 1P B 6A MCB | [8 empty] | 09.07 | 1 | [8 empty] | 12 | 3606480092671 | 0 |  | 109 | 9 | 8 | 2 | 0.144 | 13606480092678 | 12 | 1372 | 22 | 9.8 | 8.5 |  | 43606480092679 | 132 | 15577 | 40 | 30 | 30 | [10 empty] | 6 | N | [12 empty] | CUO | ZO | 8536201090 | [14 empty] | Automaat iC60N 1P 6A B | Disjoncteur iC60N 1P 6A B | [17 empty] | https://eref.se.com/be/nl/sis-tarif/product/A9F78106 | https://eref.se.com/be/fr/sis-tarif/product/A9F78106
Schneider Electric | Schneider Electric | 01022021 |  | Schneider Electric |  | SED | A9F78110 |  |  | 18.58 |  | 1 |  | 12 | IC60N 1P B10 | iC60N 1P 10A B |  | Acti9 iC60N 1P B 10A MCB | [8 empty] | 09.07 | 1 | [8 empty] | 1 | 3606480092688 | 0 |  | 111 | 10 | 8 | 2 | 0.16 | 13606480092685 | 12 | 1343 | 22.5 | 10 | 8 |  | 43606480092686 | 132 | 15260 | 40 | 30 | 30 | [10 empty] | 2 | Y | [12 empty] | CUO | ZO | 8536201090 | [14 empty] | Automaat iC60N 1P 10A B | Disjoncteur iC60N 1P 10A B | [17 empty] | https://eref.se.com/be/nl/sis-tarif/product/A9F78110 | https://eref.se.com/be/fr/sis-tarif/product/A9F78110
Schneider Electric | Schneider Electric | 01022021 |  | Schneider Electric |  | SED | A9F78116 |  |  | 19.12 |  | 1 |  | 12 | IC60N 1P B16 | iC60N 1P 16A B |  | Acti9 iC60N 1P B 16A MCB | [8 empty] | 09.07 | 1 | [8 empty] | 1 | 3606480092695 | 0 |  | 109 | 9 | 8 | 2 | 0.144 | 13606480092692 | 12 | 1373 | 22.5 | 9.8 | 8 |  | 43606480092693 | 132 | 15640 | 40 | 30 | 30 | [10 empty] | 2 | Y | [12 empty] | CUO | ZO | 8536201090 | [14 empty] | Automaat iC60N 1P 16A B | Disjoncteur iC60N 1P 16A B | [17 empty] | https://eref.se.com/be/nl/sis-tarif/product/A9F78116 | https://eref.se.com/be/fr/sis-tarif/product/A9F78116
Schneider Electric | Schneider Electric | 01022021 |  | Schneider Electric |  | SED | A9F78120 |  |  | 19.12 |  | 1 |  | 12 | IC60N 1P B20 | iC60N 1P 20A B |  | Acti9 iC60N 1P B 20A MCB | [8 empty] | 09.07 | 1 | [8 empty] | 1 | 3606480092701 | 0 |  | 114 | 9 | 2 | 7 | 0.126 | 13606480092708 | 12 | 1427 | 22.2 | 9.9 | 8.1 |  | 43606480092709 | 132 | 16227 | 40 | 30 | 30 | [10 empty] | 2 | Y | [12 empty] | CUO | ZO | 8536201090 | [14 empty] | Automaat iC60N 1P 20A B | Disjoncteur iC60N 1P 20A B | [17 empty] | https://eref.se.com/be/nl/sis-tarif/product/A9F78120 | https://eref.se.com/be/fr/sis-tarif/product/A9F78120
Schneider Electric | Schneider Electric | 01022021 |  | Schneider Electric |  | SED | A9F78125 |  |  | 19.52 |  | 1 |  | 12 | IC60N 1P B25 | iC60N 1P 25A B |  | Acti9 iC60N 1P B 25A MCB | [8 empty] | 09.07 | 1 | [8 empty] | 1 | 3606480092718 | 0 |  | 115 | 10 | 8 | 2 | 0.16 | 13606480092715 | 12 | 1455 | 22.5 | 10 | 8 |  | 43606480092716 | 132 | 16552 | 40 | 30 | 30 | [10 empty] | 2 | Y | [12 empty] | CUO | ZO | 8536201090 | [14 empty] | Automaat iC60N 1P 25A B | Disjoncteur iC60N 1P 25A B | [17 empty] | https://eref.se.com/be/nl/sis-tarif/product/A9F78125 | https://eref.se.com/be/fr/sis-tarif/product/A9F78125
Schneider Electric | Schneider Electric | 01022021 |  | Schneider Electric |  | SED | A9F78132 |  |  | 19.52 |  | 1 |  | 12 | IC60N 1P B32 | iC60N 1P 32A B |  | Acti9 iC60N 1P B 32A MCB | [8 empty] | 09.07 | 1 | [8 empty] | 1 | 3606480092725 | 0 |  | 121 | 10 | 8 | 2 | 0.16 | 13606480092722 | 12 | 1506 | 22.5 | 9.8 | 8 |  | 43606480092723 | 132 | 17053 | 40 | 30 | 30 | [10 empty] | 7 | N | [12 empty] | CUO | ZO | 8536201090 | [14 empty] | Automaat iC60N 1P 32A B | Disjoncteur iC60N 1P 32A B | [17 empty] | https://eref.se.com/be/nl/sis-tarif/product/A9F78132 | https://eref.se.com/be/fr/sis-tarif/product/A9F78132
Schneider Electric | Schneider Electric | 01022021 |  | Schneider Electric |  | SED | A9F78140 |  |  | 24.32 |  | 1 |  | 12 | IC60N 1P B40 | iC60N 1P 40A B |  | Acti9 iC60N 1P B 40A MCB | [8 empty] | 09.07 | 1 | [8 empty] | 1 | 3606480092732 | 0 |  | 124 | 10 | 8 | 2 | 0.16 | 13606480092739 | 12 | 1543 | 22.5 | 9.8 | 8 |  | 43606480092730 | 132 | 17460 | 40 | 30 | 30 | [10 empty] | 2 | Y | [12 empty] | CUO | ZO | 8536201090 | [14 empty] | Automaat iC60N 1P 40A B | Disjoncteur iC60N 1P 40A B | [17 empty] | https://eref.se.com/be/nl/sis-tarif/product/A9F78140 | https://eref.se.com/be/fr/sis-tarif/product/A9F78140
Schneider Electric | Schneider Electric | 01022021 |  | Schneider Electric |  | SED | A9F78150 |  |  | 34.51 |  | 1 |  | 12 | IC60N 1P B50 | iC60N 1P 50A B |  | Acti9 iC60N 1P B 50A MCB | [8 empty] | 09.07 | 1 | [8 empty] | 1 | 3606480092749 | 0 |  | 124 | 10 | 7 | 2 | 0.14 | 13606480092746 | 12 | 1552 | 22 | 10 | 8 |  | 43606480092747 | 132 | 17559 | 40 | 30 | 30 | [10 empty] | 6 | N | [12 empty] | CUO | ZO | 8536201090 | [14 empty] | Automaat iC60N 1P 50A B | Disjoncteur iC60N 1P 50A B | [17 empty] | https://eref.se.com/be/nl/sis-tarif/product/A9F78150 | https://eref.se.com/be/fr/sis-tarif/product/A9F78150
Schneider Electric | Schneider Electric | 01022021 |  | Schneider Electric |  | SED | A9F78163 |  |  | 39.95 |  | 1 |  | 12 | IC60N 1P B63 | iC60N 1P 63A B |  | Acti9 iC60N 1P B 63A MCB | [8 empty] | 09.07 | 1 | [8 empty] | 1 | 3606480092756 | 0 |  | 125 | 10 | 8 | 2 | 0.16 | 13606480092753 | 12 | 1545 | 22.5 | 10 | 8 |  | 43606480092754 | 132 | 17482 | 40 | 30 | 30 | [10 empty] | 6 | N | [12 empty] | CUO | ZO | 8536201090 | [14 empty] | Automaat iC60N 1P 63A B | Disjoncteur iC60N 1P 63A B | [17 empty] | https://eref.se.com/be/nl/sis-tarif/product/A9F78163 | https://eref.se.com/be/fr/sis-tarif/product/A9F78163
Schneider Electric | Schneider Electric | 01022021 |  | Schneider Electric |  | SED | A9F78206 |  |  | 37.76 |  | 1 |  | 6 | iC60N 2P 6A B | iC60N 2P 6A B |  | Acti9 iC60N 2P B 6A MCB | [8 empty] | 09.07 | 1 | [8 empty] | 1 | 3606480092763 | 0 |  | 215 | 9 | 8 | 4 | 0.288 | 13606480092760 | 6 | 1348 | 22.5 | 9.8 | 8 |  | 43606480092761 | 66 | 15315 | 40 | 30 | 30 | [10 empty] | 2 | Y | [12 empty] | CUO | ZO | 8536201090 | [14 empty] | Automaat iC60N 2P 6A B | Disjoncteur iC60N 2P 6A B | [17 empty] | https://eref.se.com/be/nl/sis-tarif/product/A9F78206 | https://eref.se.com/be/fr/sis-tarif/product/A9F78206
Schneider Electric | Schneider Electric | 01022021 |  | Schneider Electric |  | SED | A9F78210 |  |  | 37.76 |  | 1 |  | 6 | IC60N 2P B10 | iC60N 2P 10A B |  | Acti9 iC60N 2P B 10A MCB | [8 empty] | 09.07 | 1 | [8 empty] | 1 | 3606480092770 | 0 |  | 212 | 10 | 8 | 4 | 0.32 | 13606480092777 | 6 | 1340 | 22 | 10 | 8.5 |  | 43606480092778 | 66 | 15240 | 40 | 30 | 30 | [10 empty] | 2 | Y | [12 empty] | CUO | ZO | 8536201090 | [14 empty] | Automaat iC60N 2P 10A B | Disjoncteur iC60N 2P 10A B | [17 empty] | https://eref.se.com/be/nl/sis-tarif/product/A9F78210 | https://eref.se.com/be/fr/sis-tarif/product/A9F78210
Schneider Electric | Schneider Electric | 01022021 |  | Schneider Electric |  | SED | A9F78216 |  |  | 37.76 |  | 1 |  | 6 | IC60N 2P B16 | ACTI9 IC60N 2P 16A B MINIATURE CIRCUIT B |  | Acti9 iC60N 2P B 16A MCB | [8 empty] | 09.07 | 1 | [8 empty] | 1 | 3606480092787 | 0 |  | 216 | 9 | 4 | 8 | 0.288 | 13606480092784 | 6 | 1360 | 22 | 10 | 8.5 |  | 43606480092785 | 66 | 15464 | 40 | 30 | 30 | [10 empty] | 2 | Y | [12 empty] | CUO | ZO | 8536201090 | [14 empty] | Automaat iC60N 2P 16A B | Disjoncteur iC60N 2P 16A B | [17 empty] | https://eref.se.com/be/nl/sis-tarif/product/A9F78216 | https://eref.se.com/be/fr/sis-tarif/product/A9F78216
Schneider Electric | Schneider Electric | 01022021 |  | Schneider Electric |  | SED | A9F78220 |  |  | 37.76 |  | 1 |  | 6 | IC60N 2P B20 | iC60N 2P 20A B |  | Acti9 iC60N 2P B 20A MCB | [8 empty] | 09.07 | 1 | [8 empty] | 1 | 3606480092794 | 0 |  | 225 | 9 | 8 | 4 | 0.288 | 13606480092791 | 6 | 1408 | 22.5 | 9.8 | 8 |  | 43606480092792 | 66 | 15975 | 40 | 30 | 30 | [10 empty] | 2 | Y | [12 empty] | CUO | ZO | 8536201090 | [14 empty] | Automaat iC60N 2P 20A B | Disjoncteur iC60N 2P 20A B | [17 empty] | https://eref.se.com/be/nl/sis-tarif/product/A9F78220 | https://eref.se.com/be/fr/sis-tarif/product/A9F78220
Schneider Electric | Schneider Electric | 01022021 |  | Schneider Electric |  | SED | A9F78225 |  |  | 40.33 |  | 1 |  | 6 | IC60N 2P B25 | iC60N 2P 25A B |  | Acti9 iC60N 2P B 25A MCB | [8 empty] | 09.07 | 1 | [8 empty] | 1 | 3606480092800 | 0 |  | 230 | 9 | 4 | 7 | 0.252 | 13606480092807 | 6 | 1448 | 22.5 | 10 | 8.2 |  | 43606480092808 | 66 | 16430 | 40 | 30 | 30 | [10 empty] | 2 | Y | [12 empty] | CUO | ZO | 8536201090 | [14 empty] | Automaat iC60N 2P 25A B | Disjoncteur iC60N 2P 25A B | [17 empty] | https://eref.se.com/be/nl/sis-tarif/product/A9F78225 | https://eref.se.com/be/fr/sis-tarif/product/A9F78225
Schneider Electric | Schneider Electric | 01022021 |  | Schneider Electric |  | SED | A9F78232 |  |  | 40.75 |  | 1 |  | 6 | IC60N 2P B32 | iC60N 2P 32A B |  | Acti9 iC60N 2P B 32A MCB | [8 empty] | 09.07 | 1 | [8 empty] | 1 | 3606480092817 | 0 |  | 237 | 9 | 4 | 7 | 0.252 | 13606480092814 | 6 | 1490 | 22 | 10 | 8.5 |  | 43606480092815 | 66 | 16723 | 40 | 30 | 30 | [10 empty] | 2 | Y | [12 empty] | CUO | ZO | 8536201090 | [14 empty] | Automaat iC60N 2P 32A B | Disjoncteur iC60N 2P 32A B | [17 empty] | https://eref.se.com/be/nl/sis-tarif/product/A9F78232 | https://eref.se.com/be/fr/sis-tarif/product/A9F78232
Schneider Electric | Schneider Electric | 01022021 |  | Schneider Electric |  | SED | A9F78240 |  |  | 51.06 |  | 1 |  | 6 | IC60N 2P B40 | iC60N 2P 40A B |  | Acti9 iC60N 2P B 40A MCB | [8 empty] | 09.07 | 1 | [8 empty] | 1 | 3606480092824 | 0 |  | 239 | 10 | 8 | 4 | 0.32 | 13606480092821 | 6 | 1489 | 21.9 | 9.9 | 8.5 |  | 43606480092822 | 66 | 16896 | 40 | 30 | 30 | [10 empty] | 2 | Y | [12 empty] | CUO | ZO | 8536201090 | [14 empty] | Automaat iC60N 2P 40A B | Disjoncteur iC60N 2P 40A B | [17 empty] | https://eref.se.com/be/nl/sis-tarif/product/A9F78240 | https://eref.se.com/be/fr/sis-tarif/product/A9F78240
Schneider Electric | Schneider Electric | 01022021 |  | Schneider Electric |  | SED | A9F78250 |  |  | 74.13 |  | 1 |  | 6 | IC60N 2P B50 | iC60N 2P 50A B |  | Acti9 iC60N 2P B 50A MCB | [8 empty] | 09.07 | 1 | [8 empty] | 1 | 3606480092831 | 0 |  | 246 | 9 | 4 | 8 | 0.288 | 13606480092838 | 6 | 1550 | 22.5 | 10 | 8 |  | 43606480092839 | 66 | 17537 | 40 | 30 | 30 | [10 empty] | 6 | N | [12 empty] | CUO | ZO | 8536201090 | [14 empty] | Automaat iC60N 2P 50A B | Disjoncteur iC60N 2P 50A B | [17 empty] | https://eref.se.com/be/nl/sis-tarif/product/A9F78250 | https://eref.se.com/be/fr/sis-tarif/product/A9F78250
Schneider Electric | Schneider Electric | 01022021 |  | Schneider Electric |  | SED | A9F78263 |  |  | 87.28 |  | 1 |  | 6 | IC60N 2P B63 | iC60N 2P 63A B |  | Acti9 iC60N 2P B 63A MCB | [8 empty] | 09.07 | 1 | [8 empty] | 1 | 3606480092848 | 0 |  | 247 | 9 | 4 | 8 | 0.288 | 13606480092845 | 6 | 1542 | 22.4 | 9.8 | 7.7 |  | 43606480092846 | 66 | 17449 | 40 | 30 | 30 | [10 empty] | 6 | N | [12 empty] | CUO | ZO | 8536201090 | [14 empty] | Automaat iC60N 2P 63A B | Disjoncteur iC60N 2P 63A B | [17 empty] | https://eref.se.com/be/nl/sis-tarif/product/A9F78263 | https://eref.se.com/be/fr/sis-tarif/product/A9F78263
Schneider Electric | Schneider Electric | 01022021 |  | Schneider Electric |  | SED | A9F78306 |  |  | 60.38 |  | 1 |  | 4 | IC60N 3P B6 | iC60N 3P 6A B |  | Acti9 iC60N 3P B 6A MCB | [8 empty] | 09.07 | 1 | [8 empty] | 1 | 3606480092855 | 0 |  | 324 | 9 | 5 | 8 | 0.36 | 13606480092852 | 4 | 1354 | 22.5 | 9.8 | 8 |  | 43606480092853 | 44 | 15381 | 40 | 30 | 30 | [10 empty] | 2 | Y | [12 empty] | CUO | ZO | 8536201090 | [14 empty] | Automaat iC60N 3P 6A B | Disjoncteur iC60N 3P 6A B | [17 empty] | https://eref.se.com/be/nl/sis-tarif/product/A9F78306 | https://eref.se.com/be/fr/sis-tarif/product/A9F78306
Schneider Electric | Schneider Electric | 01022021 |  | Schneider Electric |  | SED | A9F78310 |  |  | 60.38 |  | 1 |  | 4 | IC60N 3P B10 | iC60N 3P 10A B |  | Acti9 iC60N 3P B 10A MCB | [8 empty] | 09.07 | 1 | [8 empty] | 1 | 3606480092862 | 0 |  | 316 | 10 | 6 | 8 | 0.48 | 13606480092869 | 4 | 1336 | 22.5 | 10 | 8 |  | 43606480092860 | 44 | 15183 | 40 | 30 | 30 | [10 empty] | 2 | Y | [12 empty] | CUO | ZO | 8536201090 | [14 empty] | Automaat iC60N 3P 10A B | Disjoncteur iC60N 3P 10A B | [17 empty] | https://eref.se.com/be/nl/sis-tarif/product/A9F78310 | https://eref.se.com/be/fr/sis-tarif/product/A9F78310
Schneider Electric | Schneider Electric | 01022021 |  | Schneider Electric |  | SED | A9F78316 |  |  | 57.33 |  | 1 |  | 4 | IC60N 3P B16 | iC60N 3P 16A B |  | Acti9 iC60N 3P B 16A MCB | [8 empty] | 09.07 | 1 | [8 empty] | 1 | 3606480092879 | 0 |  | 325 | 9 | 5 | 8 | 0.36 | 13606480092876 | 4 | 1371 | 22.5 | 9.8 | 8 |  | 43606480092877 | 44 | 15625 | 40 | 30 | 30 | [10 empty] | 2 | Y | [12 empty] | CUO | ZO | 8536201090 | [14 empty] | Automaat iC60N 3P 16A B | Disjoncteur iC60N 3P 16A B | [17 empty] | https://eref.se.com/be/nl/sis-tarif/product/A9F78316 | https://eref.se.com/be/fr/sis-tarif/product/A9F78316
Schneider Electric | Schneider Electric | 01022021 |  | Schneider Electric |  | SED | A9F78320 |  |  | 59.53 |  | 1 |  | 4 | IC60N 3P B20 | iC60N 3P 20A B |  | Acti9 iC60N 3P B 20A MCB | [8 empty] | 09.07 | 1 | [8 empty] | 4 | 3606480092886 | 0 |  | 341 | 10 | 8 | 5 | 0.4 | 13606480092883 | 4 | 1420 | 21.8 | 9.8 | 8.5 |  | 43606480092884 | 44 | 16130 | 40 | 30 | 30 | [10 empty] | 6 | N | [12 empty] | CUO | ZO | 8536201090 | [14 empty] | Automaat iC60N 3P 20A B | Disjoncteur iC60N 3P 20A B | [17 empty] | https://eref.se.com/be/nl/sis-tarif/product/A9F78320 | https://eref.se.com/be/fr/sis-tarif/product/A9F78320
Schneider Electric | Schneider Electric | 01022021 |  | Schneider Electric |  | SED | A9F78325 |  |  | 59.53 |  | 1 |  | 4 | IC60N 3P B25 | iC60N 3P 25A B |  | Acti9 iC60N 3P B 25A MCB | [8 empty] | 09.07 | 1 | [8 empty] | 1 | 3606480092893 | 0 |  | 346 | 10 | 6 | 8 | 0.48 | 13606480092890 | 4 | 1448 | 22.5 | 9.5 | 8 |  | 43606480092891 | 44 | 16415 | 40 | 30 | 30 | [10 empty] | 6 | N | [12 empty] | CUO | ZO | 8536201090 | [14 empty] | Automaat iC60N 3P 25A B | Disjoncteur iC60N 3P 25A B | [17 empty] | https://eref.se.com/be/nl/sis-tarif/product/A9F78325 | https://eref.se.com/be/fr/sis-tarif/product/A9F78325
Schneider Electric | Schneider Electric | 01022021 |  | Schneider Electric |  | SED | A9F78332 |  |  | 59.53 |  | 1 |  | 4 | IC60N 3P B32 | iC60N 3P 32A B |  | Acti9 iC60N 3P B 32A MCB | [8 empty] | 09.07 | 1 | [8 empty] | 1 | 3606480092909 | 0 |  | 360 | 9 | 7 | 5 | 0.315 | 13606480092906 | 4 | 1495 | 21.9 | 9.8 | 8.5 |  | 43606480092907 | 44 | 16963 | 40 | 30 | 30 | [10 empty] | 6 | N | [12 empty] | CUO | ZO | 8536201090 | [14 empty] | Automaat iC60N 3P 32A B | Disjoncteur iC60N 3P 32A B | [17 empty] | https://eref.se.com/be/nl/sis-tarif/product/A9F78332 | https://eref.se.com/be/fr/sis-tarif/product/A9F78332
Schneider Electric | Schneider Electric | 01022021 |  | Schneider Electric |  | SED | A9F78340 |  |  | 74.58 |  | 1 |  | 4 | IC60N 3P B40 | iC60N 3P 40A B |  | Acti9 iC60N 3P B 40A MCB | [8 empty] | 09.07 | 1 | [8 empty] | 1 | 3606480092916 | 0 |  | 360 | 10 | 8 | 5 | 0.4 | 13606480092913 | 4 | 1492 | 22 | 10 | 8.7 |  | 43606480092914 | 44 | 16918 | 40 | 30 | 30 | [10 empty] | 6 | N | [12 empty] | CUO | ZO | 8536201090 | [14 empty] | Automaat iC60N 3P 40A B | Disjoncteur iC60N 3P 40A B | [17 empty] | https://eref.se.com/be/nl/sis-tarif/product/A9F78340 | https://eref.se.com/be/fr/sis-tarif/product/A9F78340
Schneider Electric | Schneider Electric | 01022021 |  | Schneider Electric |  | SED | A9F78350 |  |  | 109.98 |  | 1 |  | 4 | iC60N 3P B50 | iC60N 3P 50A B |  | Acti9 iC60N 3P B 50A MCB | [8 empty] | 09.07 | 1 | [8 empty] | 1 | 3606480092923 | 0 |  | 372 | 9 | 5 | 8 | 0.36 | 13606480092920 | 4 | 1548 | 22.5 | 9.8 | 8 |  | 43606480092921 | 44 | 17568 | 40 | 30 | 30 | [10 empty] | 6 | N | [12 empty] | CUO | ZO | 8536201090 | [14 empty] | Automaat iC60N 3P 50A B | Disjoncteur iC60N 3P 50A B | [17 empty] | https://eref.se.com/be/nl/sis-tarif/product/A9F78350 | https://eref.se.com/be/fr/sis-tarif/product/A9F78350
Schneider Electric | Schneider Electric | 01022021 |  | Schneider Electric |  | SED | A9F78363 |  |  | 120.74 |  | 1 |  | 4 | IC60N 3P B63 | iC60N 3P 63A B |  | Acti9 iC60N 3P B 63A MCB | [8 empty] | 09.07 | 1 | [8 empty] | 1 | 3606480092930 | 0 |  | 371 | 10 | 7 | 6 | 0.42 | 13606480092937 | 4 | 1551 | 22 | 10 | 8 |  | 43606480092938 | 44 | 17596 | 40 | 30 | 30 | [10 empty] | 2 | Y | [12 empty] | CUO | ZO | 8536201090 | [14 empty] | Automaat iC60N 3P 63A B | Disjoncteur iC60N 3P 63A B | [17 empty] | https://eref.se.com/be/nl/sis-tarif/product/A9F78363 | https://eref.se.com/be/fr/sis-tarif/product/A9F78363
Schneider Electric | Schneider Electric | 01022021 |  | Schneider Electric |  | SED | A9F78406 |  |  | 91.98 |  | 1 |  | 3 | IC60N 4P B6 | iC60N 4P 6A B |  | Acti9 iC60N 4P B 6A MCB | [8 empty] | 09.07 | 1 | [8 empty] | 1 | 3606480092947 | 0 |  | 430 | 10 | 8 | 7 | 0.56 | 13606480092944 | 3 | 1360 | 22.5 | 10 | 8 |  | 43606480092945 | 33 | 15405 | 40 | 30 | 30 | [10 empty] | 2 | Y | [12 empty] | CUO | ZO | 8536201090 | [14 empty] | Automaat iC60N 4P 6A B | Disjoncteur iC60N 4P 6A B | [17 empty] | https://eref.se.com/be/nl/sis-tarif/product/A9F78406 | https://eref.se.com/be/fr/sis-tarif/product/A9F78406
Schneider Electric | Schneider Electric | 01022021 |  | Schneider Electric |  | SED | A9F78410 |  |  | 90.56 |  | 1 |  | 3 | IC60N 4P B10 | iC60N 4P 10A B |  | Acti9 iC60N 4P B 10A MCB | [8 empty] | 09.07 | 1 | [8 empty] | 1 | 3606480092954 | 0 |  | 428 | 10 | 8 | 7 | 0.56 | 13606480092951 | 3 | 1332 | 22.5 | 9.8 | 8 |  | 43606480092952 | 33 | 15199 | 40 | 30 | 30 | [10 empty] | 2 | Y | [12 empty] | CUO | ZO | 8536201090 | [14 empty] | Automaat iC60N 4P 10A B | Disjoncteur iC60N 4P 10A B | [17 empty] | https://eref.se.com/be/nl/sis-tarif/product/A9F78410 | https://eref.se.com/be/fr/sis-tarif/product/A9F78410
Schneider Electric | Schneider Electric | 01022021 |  | Schneider Electric |  | SED | A9F78416 |  |  | 86.51 |  | 1 |  | 3 | IC60N 4P B16 | iC60N 4P 16A B |  | Acti9 iC60N 4P B 16A MCB | [8 empty] | 09.07 | 1 | [8 empty] | 1 | 3606480092961 | 0 |  | 431 | 10 | 7 | 8 | 0.56 | 13606480092968 | 3 | 1347 | 22.5 | 9.8 | 8 |  | 43606480092969 | 33 | 15276 | 40 | 30 | 30 | [10 empty] | 2 | Y | [12 empty] | CUO | ZO | 8536201090 | [14 empty] | Automaat iC60N 4P 16A B | Disjoncteur iC60N 4P 16A B | [17 empty] | https://eref.se.com/be/nl/sis-tarif/product/A9F78416 | https://eref.se.com/be/fr/sis-tarif/product/A9F78416
Schneider Electric | Schneider Electric | 01022021 |  | Schneider Electric |  | SED | A9F78420 |  |  | 89.52 |  | 1 |  | 3 | IC60N 4P B20 | iC60N 4P 20A B |  | Acti9 iC60N 4P B 20A MCB | [8 empty] | 09.07 | 1 | [8 empty] | 1 | 3606480092978 | 0 |  | 453 | 10 | 7 | 7 | 0.49 | 13606480092975 | 3 | 1415 | 22 | 10 | 8.5 | [17 empty] | 2 | Y | [12 empty] | CUO | ZO | 8536201090 | [14 empty] | Automaat iC60N 4P 20A B | Disjoncteur iC60N 4P 20A B | [17 empty] | https://eref.se.com/be/nl/sis-tarif/product/A9F78420 | https://eref.se.com/be/fr/sis-tarif/product/A9F78420
Schneider Electric | Schneider Electric | 01022021 |  | Schneider Electric |  | SED | A9F78425 |  |  | 89.52 |  | 1 |  | 3 | IC60N 4P B25 | iC60N 4P 25A B |  | Acti9 iC60N 4P B 25A MCB | [8 empty] | 09.07 | 1 | [8 empty] | 1 | 3606480092985 | 0 |  | 462 | 10 | 8 | 7 | 0.56 | 13606480092982 | 3 | 1450 | 22.4 | 9.9 | 8.1 |  | 43606480092983 | 33 | 16506 | 40 | 30 | 30 | [10 empty] | 2 | Y | [12 empty] | CUO | ZO | 8536201090 | [14 empty] | Automaat iC60N 4P 25A B | Disjoncteur iC60N 4P 25A B | [17 empty] | https://eref.se.com/be/nl/sis-tarif/product/A9F78425 | https://eref.se.com/be/fr/sis-tarif/product/A9F78425
Schneider Electric | Schneider Electric | 01022021 |  | Schneider Electric |  | SED | A9F78432 |  |  | 89.52 |  | 1 |  | 3 | IC60N 4P B32 | iC60N 4P 32A B |  | Acti9 iC60N 4P B 32A MCB | [8 empty] | 09.07 | 1 | [8 empty] | 1 | 3606480092992 | 0 |  | 479 | 10 | 7 | 8 | 0.56 | 13606480092999 | 3 | 1495 | 9.8 | 22.5 | 8 |  | 43606480092990 | 33 | 16932 | 40 | 30 | 30 | [10 empty] | 2 | Y | [12 empty] | CUO | ZO | 8536201090 | [14 empty] | Automaat iC60N 4P 32A B | Disjoncteur iC60N 4P 32A B | [17 empty] | https://eref.se.com/be/nl/sis-tarif/product/A9F78432 | https://eref.se.com/be/fr/sis-tarif/product/A9F78432
Schneider Electric | Schneider Electric | 01022021 |  | Schneider Electric |  | SED | A9F78440 |  |  | 109.98 |  | 1 |  | 3 | IC60N 4P B40 | iC60N 4P 40A B |  | Acti9 iC60N 4P B 40A MCB | [8 empty] | 09.07 | 1 | [8 empty] | 1 | 3606480093005 | 0 |  | 490 | 10 | 8 | 7 | 0.56 | 13606480093002 | 3 | 1498 | 22.5 | 10 | 8 |  | 43606480093003 | 33 | 17020 | 40 | 30 | 30 | [10 empty] | 2 | Y | [12 empty] | CUO | ZO | 8536201090 | [14 empty] | Automaat iC60N 4P 40A B | Disjoncteur iC60N 4P 40A B | [17 empty] | https://eref.se.com/be/nl/sis-tarif/product/A9F78440 | https://eref.se.com/be/fr/sis-tarif/product/A9F78440
Schneider Electric | Schneider Electric | 01022021 |  | Schneider Electric |  | SED | A9F78450 |  |  | 167.57 |  | 1 |  | 3 | IC60N 4P B50 | iC60N 4P 50A B |  | Acti9 iC60N 4P B 50A MCB | [8 empty] | 09.07 | 1 | [8 empty] | 1 | 3606480093012 | 0 |  | 494 | 10 | 8 | 7 | 0.56 | 13606480093019 | 3 | 1542 | 22.5 | 9.8 | 8 |  | 43606480093010 | 33 | 17500 | 40 | 30 | 30 | [10 empty] | 2 | Y | [12 empty] | CUO | ZO | 8536201090 | [14 empty] | Automaat iC60N 4P 50A B | Disjoncteur iC60N 4P 50A B | [17 empty] | https://eref.se.com/be/nl/sis-tarif/product/A9F78450 | https://eref.se.com/be/fr/sis-tarif/product/A9F78450
Schneider Electric | Schneider Electric | 01022021 |  | Schneider Electric |  | SED | A9F78463 |  |  | 186.99 |  | 1 |  | 3 | IC60N 4P B63 | iC60N 4P 63A B |  | Acti9 iC60N 4P B 63A MCB | [8 empty] | 09.07 | 1 | [8 empty] | 1 | 3606480093029 | 0 |  | 496 | 10 | 7 | 8 | 0.56 | 13606480093026 | 3 | 1548 | 22.5 | 9.8 | 8 |  | 43606480093027 | 33 | 17541 | 40 | 30 | 30 | [10 empty] | 2 | Y | [12 empty] | CUO | ZO | 8536201090 | [14 empty] | Automaat iC60N 4P 63A B | Disjoncteur iC60N 4P 63A B | [17 empty] | https://eref.se.com/be/nl/sis-tarif/product/A9F78463 | https://eref.se.com/be/fr/sis-tarif/product/A9F78463
Schneider Electric | Schneider Electric | 01022021 |  | Schneider Electric |  | SED | A9F78606 |  |  | 35.87 |  | 1 |  | 6 | IC60N 1P+N B6 | ACTI9 IC60N 1P-N 6A B DISJONCTEUR MINIAT |  | Acti9 iC60N 1PN B 6A MCB | [8 empty] | 09.07 | 1 | [8 empty] | 6 | 3606480093036 | 0 |  | 214 | 10 | 4 | 8 | 0.32 | 13606480093033 | 6 | 1334 | 22.5 | 9.8 | 8 |  | 43606480093034 | 66 | 15161 | 40 | 30 | 30 | [10 empty] | 2 | Y | [12 empty] | CUO | ZO | 8536201090 | [14 empty] | iC60N - miniature circuit breaker - 1P + N - 6A - B curve | iC60N - disjoncteur modulaire - 1P + N - 6A - courbe B | [17 empty] | https://eref.se.com/be/nl/sis-tarif/product/A9F78606 | https://eref.se.com/be/fr/sis-tarif/product/A9F78606
Schneider Electric | Schneider Electric | 01022021 |  | Schneider Electric |  | SED | A9F78610 |  |  | 35.87 |  | 1 |  | 6 | IC60N 1P+N B10 | ACTI9 IC60N 1P-N 10A B DISJONCTEUR MINIA |  | Acti9 iC60N 1PN B 10A MCB | [8 empty] | 09.07 | 1 | [8 empty] | 6 | 3606480093043 | 0 |  | 211 | 10 | 8 | 4 | 0.32 | 13606480093040 | 6 | 1338 | 10 | 22 | 8 |  | 43606480093041 | 66 | 15205 | 40 | 30 | 30 | [10 empty] | 2 | Y | [12 empty] | CUO | ZO | 8536201090 | [14 empty] | iC60N - miniature circuit breaker - 1P + N - 10A - B curve | iC60N - disjoncteur modulaire - 1P + N - 10A - courbe B | [17 empty] | https://eref.se.com/be/nl/sis-tarif/product/A9F78610 | https://eref.se.com/be/fr/sis-tarif/product/A9F78610
Schneider Electric | Schneider Electric | 01022021 |  | Schneider Electric |  | SED | A9F78616 |  |  | 35.87 |  | 1 |  | 6 | IC60N 1P+N B16 | ACTI9 IC60N 1P-N 16A B DISJONCTEUR MINIA |  | Acti9 iC60N 1PN B 16A MCB | [8 empty] | 09.07 | 1 | [8 empty] | 6 | 3606480093050 | 0 |  | 217 | 9 | 7 | 4 | 0.252 | 13606480093057 | 6 | 1366 | 22.4 | 9.8 | 7.9 |  | 43606480093058 | 66 | 15513 | 40 | 30 | 30 | [10 empty] | 2 | Y | [12 empty] | CUO | ZO | 8536201090 | [14 empty] | iC60N - miniature circuit breaker - 1P + N - 16A - B curve | iC60N - disjoncteur modulaire - 1P + N - 16A - courbe B | [17 empty] | https://eref.se.com/be/nl/sis-tarif/product/A9F78616 | https://eref.se.com/be/fr/sis-tarif/product/A9F78616
Schneider Electric | Schneider Electric | 01022021 |  | Schneider Electric |  | SED | A9F78620 |  |  | 35.87 |  | 1 |  | 6 | IC60N 1P+N B20 | ACTI9 IC60N 1P-N 20A B DISJONCTEUR MINIA |  | Acti9 iC60N 1PN B 20A MCB | [8 empty] | 09.07 | 1 | [8 empty] | 1 | 3606480093067 | 0 |  | 226 | 10 | 8 | 4 | 0.32 | 13606480093064 | 6 | 1410 | 21.9 | 9.7 | 8.5 |  | 43606480093065 | 66 | 16150 | 40 | 30 | 30 | [10 empty] | 6 | N | [12 empty] | CUO | ZO | 8536201090 | [14 empty] | iC60N - miniature circuit breaker - 1P + N - 20A - B curve | iC60N - disjoncteur modulaire - 1P + N - 20A - courbe B | [17 empty] | https://eref.se.com/be/nl/sis-tarif/product/A9F78620 | https://eref.se.com/be/fr/sis-tarif/product/A9F78620
Schneider Electric | Schneider Electric | 01022021 |  | Schneider Electric |  | SED | A9F78625 |  |  | 38.32 |  | 1 |  | 6 | IC60N 1P+N B25 | ACTI9 IC60N 1P-N 25A B DISJONCTEUR MINIA |  | Acti9 iC60N 1PN B 25A MCB | [8 empty] | 09.07 | 1 | [8 empty] | 1 | 3606480093074 | 0 |  | 230 | 10 | 8 | 4 | 0.32 | 13606480093071 | 6 | 1436 | 22.1 | 9.8 | 8.5 |  | 43606480093072 | 66 | 16228 | 40 | 30 | 30 | [10 empty] | 15 | N | [12 empty] | CUO | ZO | 8536201090 | [14 empty] | iC60N - miniature circuit breaker - 1P + N - 25A - B curve | iC60N - disjoncteur modulaire - 1P + N - 25A - courbe B | [17 empty] | https://eref.se.com/be/nl/sis-tarif/product/A9F78625 | https://eref.se.com/be/fr/sis-tarif/product/A9F78625
Schneider Electric | Schneider Electric | 01022021 |  | Schneider Electric |  | SED | A9F78632 |  |  | 38.72 |  | 1 |  | 6 | IC60N 1P+N B32 | ACTI9 IC60N 1P-N 32A B DISJONCTEUR MINIA |  | Acti9 iC60N 1PN B 32A MCB | [8 empty] | 09.07 | 1 | [8 empty] | 6 | 3606480093081 | 0 |  | 239 | 10 | 4 | 7 | 0.28 | 13606480093088 | 6 | 1482 | 22.4 | 9.8 | 7.9 |  | 43606480093089 | 66 | 16789 | 40 | 30 | 30 | [10 empty] | 15 | N | [12 empty] | CUO | ZO | 8536201090 | [14 empty] | iC60N - miniature circuit breaker - 1P + N - 32A - B curve | iC60N - disjoncteur modulaire - 1P + N - 32A - courbe B | [17 empty] | https://eref.se.com/be/nl/sis-tarif/product/A9F78632 | https://eref.se.com/be/fr/sis-tarif/product/A9F78632
Schneider Electric | Schneider Electric | 01022021 |  | Schneider Electric |  | SED | A9F78640 |  |  | 48.5 |  | 1 |  | 6 | IC60N 1P+N B40 | ACTI9 IC60N 1P-N 40A B DISJONCTEUR MINIA |  | Acti9 iC60N 1PN B 40A MCB | [8 empty] | 09.07 | 1 | [8 empty] | 1 | 3606480093098 | 0 |  | 246 | 10 | 4 | 8 | 0.32 | 13606480093095 | 6 | 1535 | 22.5 | 9.8 | 7.8 |  | 43606480093096 | 66 | 17372 | 40 | 30 | 30 | [10 empty] | 15 | N | [12 empty] | CUO | ZO | 8536201090 | [14 empty] | iC60N - miniature circuit breaker - 1P + N - 40A - B curve | iC60N - disjoncteur modulaire - 1P + N - 40A - courbe B | [17 empty] | https://eref.se.com/be/nl/sis-tarif/product/A9F78640 | https://eref.se.com/be/fr/sis-tarif/product/A9F78640
Schneider Electric | Schneider Electric | 01022021 |  | Schneider Electric |  | SED | A9F78650 |  |  | 70.42 |  | 1 |  | 6 | IC60N 1P+N B50 | ACTI9 IC60N 1P-N 50A B DISJONCTEUR MINIA |  | Acti9 iC60N 1PN B 50A MCB | [8 empty] | 09.07 | 1 | [8 empty] | 6 | 3606480093104 | 0 |  | 247 | 9 | 4 | 7 | 0.252 | 13606480093101 | 6 | 1535 | 22.6 | 9.7 | 8.1 |  | 43606480093102 | 66 | 17372 | 40 | 30 | 30 | [10 empty] | 12 | N | [12 empty] | CUO | ZO | 8536201090 | [14 empty] | iC60N - miniature circuit breaker - 1P + N - 50A - B curve | iC60N - disjoncteur modulaire - 1P + N - 50A - courbe B | [17 empty] | https://eref.se.com/be/nl/sis-tarif/product/A9F78650 | https://eref.se.com/be/fr/sis-tarif/product/A9F78650
Schneider Electric | Schneider Electric | 01022021 |  | Schneider Electric |  | SED | A9F78663 |  |  | 82.92 |  | 1 |  | 6 | IC60N 1P+N B63 | ACTI9 IC60N 1P-N 63A B DISJONCTEUR MINIA |  | Acti9 iC60N 1PN B 63A MCB | [8 empty] | 09.07 | 1 | [8 empty] | 1 | 3606480093111 | 0 |  | 247 | 10 | 4 | 8 | 0.32 | 13606480093118 | 6 | 1536 | 22.5 | 9.8 | 8 |  | 43606480093119 | 66 | 17383 | 40 | 30 | 30 | [10 empty] | 12 | N | [12 empty] | CUO | ZO | 8536201090 | [14 empty] | iC60N - miniature circuit breaker - 1P + N - 63A - B curve | iC60N - disjoncteur modulaire - 1P + N - 63A - courbe B | [17 empty] | https://eref.se.com/be/nl/sis-tarif/product/A9F78663 | https://eref.se.com/be/fr/sis-tarif/product/A9F78663
Schneider Electric | Schneider Electric | 01022021 |  | Schneider Electric |  | SED | A9F79106 |  |  | 20.03 |  | 1 |  | 12 | IC60N 1P C6 | iC60N 1P 6A C |  | Acti9 iC60N 1P C 6A MCB | [8 empty] | 09.07 | 1 | [8 empty] | 1 | 3606480093128 | 0 |  | 110.25 | 10 | 8 | 2 | 0.16 | 13606480093125 | 12 | 1380 | 22.5 | 10 | 8.5 |  | 43606480093126 | 132 | 15581 | 40 | 30 | 30 |  |  | 1056 | 136648 | 120 | 80 | 45 |  |  |  | 2 | Y | [12 empty] | CUN | ZN | 8536201090 | [14 empty] | Automaat iC60N 1P 6A C | Disjoncteur iC60N 1P 6A C | [17 empty] | https://eref.se.com/be/nl/sis-tarif/product/A9F79106 | https://eref.se.com/be/fr/sis-tarif/product/A9F79106
Schneider Electric | Schneider Electric | 01022021 |  | Schneider Electric |  | SED | A9F79110 |  |  | 20.03 |  | 1 |  | 12 | IC60N 1P C10 | iC60N 1P 10A C |  | Acti9 iC60N 1P C 10A MCB | [8 empty] | 09.07 | 1 | [8 empty] | 1 | 3606480093135 | 0 |  | 108 | 9 | 7 | 2 | 0.126 | 13606480093132 | 12 | 1340 | 22 | 9.8 | 8.8 |  | 43606480093133 | 132 | 15375 | 40 | 30 | 30 | [10 empty] | 2 | Y | [12 empty] | CUN | ZN | 8536201090 | [14 empty] | Automaat iC60N 1P 10A C | Disjoncteur iC60N 1P 10A C | [17 empty] | https://eref.se.com/be/nl/sis-tarif/product/A9F79110 | https://eref.se.com/be/fr/sis-tarif/product/A9F79110
Schneider Electric | Schneider Electric | 01022021 |  | Schneider Electric |  | SED | A9F79116 |  |  | 20.03 |  | 1 |  | 12 | IC60N 1P C16 | iC60N 1P 16A C |  | Acti9 iC60N 1P C 16A MCB | [8 empty] | 09.07 | 1 | [8 empty] | 1 | 3606480093142 | 0 |  | 109 | 10 | 8 | 2 | 0.16 | 13606480093149 | 12 | 1369 | 22 | 9.5 | 8 |  | 43606480093140 | 132 | 15640 | 40 | 30 | 30 | [10 empty] | 2 | Y | [12 empty] | CUN | ZN | 8536201090 | [14 empty] | Automaat iC60N 1P 16A C | Disjoncteur iC60N 1P 16A C | [17 empty] | https://eref.se.com/be/nl/sis-tarif/product/A9F79116 | https://eref.se.com/be/fr/sis-tarif/product/A9F79116
Schneider Electric | Schneider Electric | 01022021 |  | Schneider Electric |  | SED | A9F79120 |  |  | 20.03 |  | 1 |  | 12 | IC60N 1P C20 | iC60N 1P 20A C |  | Acti9 iC60N 1P C 20A MCB | [8 empty] | 09.07 | 1 | [8 empty] | 1 | 3606480093159 | 0 |  | 114 | 9 | 8 | 2 | 0.144 | 13606480093156 | 12 | 1430 | 22.5 | 9.8 | 8 |  | 43606480093157 | 132 | 16217 | 40 | 30 | 30 | [10 empty] | 2 | Y | [12 empty] | CUN | ZN | 8536201090 | [14 empty] | Automaat iC60N 1P 20A C | Disjoncteur iC60N 1P 20A C | [17 empty] | https://eref.se.com/be/nl/sis-tarif/product/A9F79120 | https://eref.se.com/be/fr/sis-tarif/product/A9F79120
Schneider Electric | Schneider Electric | 01022021 |  | Schneider Electric |  | SED | A9F79125 |  |  | 20.03 |  | 1 |  | 12 | IC60N 1P C25 | iC60N 1P 25A C |  | Acti9 iC60N 1P C 25A MCB | [8 empty] | 09.07 | 1 | [8 empty] | 1 | 3606480093166 | 0 |  | 115 | 9 | 8 | 2 | 0.144 | 13606480093163 | 12 | 1455 | 22.5 | 9.8 | 8 |  | 43606480093164 | 132 | 16432 | 40 | 30 | 30 | [10 empty] | 6 | N | [12 empty] | CUN | ZN | 8536201090 | [14 empty] | Automaat iC60N 1P 25A C | Disjoncteur iC60N 1P 25A C | [17 empty] | https://eref.se.com/be/nl/sis-tarif/product/A9F79125 | https://eref.se.com/be/fr/sis-tarif/product/A9F79125
Schneider Electric | Schneider Electric | 01022021 |  | Schneider Electric |  | SED | A9F79132 |  |  | 20.03 |  | 1 |  | 12 | IC60N 1P C32 | iC60N 1P 32A C |  | Acti9 iC60N 1P C 32A MCB | [8 empty] | 09.07 | 1 | [8 empty] | 1 | 3606480093173 | 0 |  | 120 | 9 | 8 | 2 | 0.144 | 13606480093170 | 12 | 1494 | 22 | 9.7 | 8.5 |  | 43606480093171 | 132 | 16944 | 40 | 30 | 30 | [10 empty] | 6 | N | [12 empty] | CUN | ZN | 8536201090 | [14 empty] | Automaat iC60N 1P 32A C | Disjoncteur iC60N 1P 32A C | [17 empty] | https://eref.se.com/be/nl/sis-tarif/product/A9F79132 | https://eref.se.com/be/fr/sis-tarif/product/A9F79132
Schneider Electric | Schneider Electric | 01022021 |  | Schneider Electric |  | SED | A9F79140 |  |  | 25.19 |  | 1 |  | 12 | IC60N 1P C40 | iC60N 1P 40A C |  | Acti9 iC60N 1P C 40A MCB | [8 empty] | 09.07 | 1 | [8 empty] | 1 | 3606480093180 | 0 |  | 121 | 9 | 8 | 2 | 0.144 | 13606480093187 | 12 | 1500 | 22 | 10 | 8.5 |  | 43606480093188 | 132 | 16995 | 40 | 30 | 30 | [10 empty] | 6 | N | [12 empty] | CUN | ZN | 8536201090 | [14 empty] | Automaat iC60N 1P 40A C | Disjoncteur iC60N 1P 40A C | [17 empty] | https://eref.se.com/be/nl/sis-tarif/product/A9F79140 | https://eref.se.com/be/fr/sis-tarif/product/A9F79140
Schneider Electric | Schneider Electric | 01022021 |  | Schneider Electric |  | SED | A9F79150 |  |  | 35.42 |  | 1 |  | 12 | IC60N 1P C50 | iC60N 1P 50A C |  | Acti9 iC60N 1P C 50A MCB | [8 empty] | 09.07 | 1 | [8 empty] | 1 | 3606480093197 | 0 |  | 130 | 9 | 8 | 2 | 0.144 | 13606480093194 | 12 | 1630 | 22.5 | 9.8 | 8 |  | 43606480093195 | 132 | 18417 | 40 | 30 | 30 | [10 empty] | 6 | N | [12 empty] | CUN | ZN | 8536201090 | [14 empty] | Automaat iC60N 1P 50A C | Disjoncteur iC60N 1P 50A C | [17 empty] | https://eref.se.com/be/nl/sis-tarif/product/A9F79150 | https://eref.se.com/be/fr/sis-tarif/product/A9F79150
Schneider Electric | Schneider Electric | 01022021 |  | Schneider Electric |  | SED | A9F79163 |  |  | 41.53 |  | 1 |  | 12 | IC60N 1P C63 | iC60N 1P 63A C |  | Acti9 iC60N 1P C 63A MCB | [8 empty] | 09.07 | 1 | [8 empty] | 1 | 3606480093203 | 0 |  | 128 | 10 | 2 | 8 | 0.16 | 13606480093200 | 12 | 1622 | 22.5 | 9.8 | 8 |  | 43606480093201 | 132 | 18381 | 40 | 30 | 30 | [10 empty] | 6 | N | [12 empty] | CUN | ZN | 8536201090 | [14 empty] | Automaat iC60N 1P 63A C | Disjoncteur iC60N 1P 63A C | [17 empty] | https://eref.se.com/be/nl/sis-tarif/product/A9F79163 | https://eref.se.com/be/fr/sis-tarif/product/A9F79163
Schneider Electric | Schneider Electric | 01022021 |  | Schneider Electric |  | SED | A9F79206 |  |  | 39.69 |  | 1 |  | 6 | IC60N 2P C6 | iC60N 2P 6A C |  | Acti9 iC60N 2P C 6A MCB | [8 empty] | 09.07 | 1 | [8 empty] | 1 | 3606480093210 | 0 |  | 216 | 10 | 8 | 4 | 0.32 | 13606480093217 | 6 | 1350 | 22 | 10 | 8.5 |  | 43606480093218 | 66 | 15400 | 40 | 30 | 30 | [10 empty] | 2 | Y | [12 empty] | CUM | ZM | 8536201090 | [14 empty] | Automaat iC60N 2P 6A C | Disjoncteur iC60N 2P 6A C | [17 empty] | https://eref.se.com/be/nl/sis-tarif/product/A9F79206 | https://eref.se.com/be/fr/sis-tarif/product/A9F79206
Schneider Electric | Schneider Electric | 01022021 |  | Schneider Electric |  | SED | A9F79210 |  |  | 36.08 |  | 1 |  | 6 | IC60N 2P C10 | iC60N 2P 10A C |  | Acti9 iC60N 2P C 10A MCB | [8 empty] | 09.07 | 1 | [8 empty] | 1 | 3606480093227 | 0 |  | 214 | 10 | 8 | 4 | 0.32 | 13606480093224 | 6 | 1341 | 22 | 9.8 | 8.8 |  | 43606480093225 | 66 | 15257 | 40 | 30 | 30 |  | 73606480093226 | 528 | 134556 | 120 | 80 | 45 |  |  |  | 2 | Y | [12 empty] | CUM | ZM | 8536201090 | [14 empty] | Automaat iC60N 2P 10A C | Disjoncteur iC60N 2P 10A C | [17 empty] | https://eref.se.com/be/nl/sis-tarif/product/A9F79210 | https://eref.se.com/be/fr/sis-tarif/product/A9F79210
Schneider Electric | Schneider Electric | 01022021 |  | Schneider Electric |  | SED | A9F79216 |  |  | 32.88 |  | 1 |  | 6 | IC60N 2P C16 | iC60N 2P 16A C |  | Acti9 iC60N 2P C 16A MCB | [8 empty] | 09.07 | 1 | [8 empty] | 1 | 3606480093234 | 0 |  | 216 | 10 | 8 | 4 | 0.32 | 13606480093231 | 6 | 1360 | 22 | 10 | 8.5 |  | 43606480093232 | 66 | 15492 | 40 | 30 | 30 |  | 73606480093233 | 528 | 136500 | 120 | 80 | 45 |  |  |  | 2 | Y | [12 empty] | CUM | ZM | 8536201090 | [14 empty] | Automaat iC60N 2P 16A C | Disjoncteur iC60N 2P 16A C | [17 empty] | https://eref.se.com/be/nl/sis-tarif/product/A9F79216 | https://eref.se.com/be/fr/sis-tarif/product/A9F79216
Schneider Electric | Schneider Electric | 01022021 |  | Schneider Electric |  | SED | A9F79220 |  |  | 32.88 |  | 1 |  | 6 | IC60N 2P C20 | iC60N 2P 20A C |  | Acti9 iC60N 2P C 20A MCB | [8 empty] | 09.07 | 1 | [8 empty] | 1 | 3606480093241 | 0 |  | 225 | 10 | 8 | 4 | 0.32 | 13606480093248 | 6 | 1395000 | 22 | 10 | 8.5 |  | 43606480093249 | 66 | 15884 | 40 | 30 | 30 | [10 empty] | 2 | Y | [12 empty] | CUM | ZM | 8536201090 | [14 empty] | Automaat iC60N 2P 20A C | Disjoncteur iC60N 2P 20A C | [17 empty] | https://eref.se.com/be/nl/sis-tarif/product/A9F79220 | https://eref.se.com/be/fr/sis-tarif/product/A9F79220
Schneider Electric | Schneider Electric | 01022021 |  | Schneider Electric |  | SED | A9F79225 |  |  | 41.1 |  | 1 |  | 6 | IC60N 2P C25 | iC60N 2P 25A C |  | Acti9 iC60N 2P C 25A MCB | [8 empty] | 09.07 | 1 | [8 empty] | 1 | 3606480093258 | 0 |  | 230 | 9 | 4 | 8 | 0.288 | 13606480093255 | 6 | 1428 | 22 | 10 | 8.5 |  | 43606480093256 | 66 | 16222 | 40 | 30 | 30 | [10 empty] | 2 | Y | [12 empty] | CUN | ZN | 8536201090 | [14 empty] | Automaat iC60N 2P 25A C | Disjoncteur iC60N 2P 25A C | [17 empty] | https://eref.se.com/be/nl/sis-tarif/product/A9F79225 | https://eref.se.com/be/fr/sis-tarif/product/A9F79225
Schneider Electric | Schneider Electric | 01022021 |  | Schneider Electric |  | SED | A9F79232 |  |  | 43.74 |  | 1 |  | 6 | IC60N 2P C32 | iC60N 2P 32A C |  | Acti9 iC60N 2P C 32A MCB | [8 empty] | 09.07 | 1 | [8 empty] | 1 | 3606480093265 | 0 |  | 238 | 10 | 8 | 4 | 0.32 | 13606480093262 | 6 | 1488 | 22.5 | 10 | 8 |  | 43606480093263 | 66 | 16855 | 40 | 30 | 30 | [10 empty] | 2 | Y | [12 empty] | CUN | ZN | 8536201090 | [14 empty] | Automaat iC60N 2P 32A C | Disjoncteur iC60N 2P 32A C | [17 empty] | https://eref.se.com/be/nl/sis-tarif/product/A9F79232 | https://eref.se.com/be/fr/sis-tarif/product/A9F79232
Schneider Electric | Schneider Electric | 01022021 |  | Schneider Electric |  | SED | A9F79240 |  |  | 52.92 |  | 1 |  | 6 | IC60N 2P C40 | iC60N 2P 40A C |  | Acti9 iC60N 2P C 40A MCB | [8 empty] | 09.07 | 1 | [8 empty] | 1 | 3606480093272 | 0 |  | 240 | 9 | 8 | 4 | 0.288 | 13606480093279 | 6 | 1492 | 22 | 9.5 | 8.5 |  | 43606480093270 | 66 | 16968 | 40 | 30 | 30 | [10 empty] | 2 | Y | [12 empty] | CUN | ZN | 8536201090 | [14 empty] | Automaat iC60N 2P 40A C | Disjoncteur iC60N 2P 40A C | [17 empty] | https://eref.se.com/be/nl/sis-tarif/product/A9F79240 | https://eref.se.com/be/fr/sis-tarif/product/A9F79240
Schneider Electric | Schneider Electric | 01022021 |  | Schneider Electric |  | SED | A9F79250 |  |  | 75.54 |  | 1 |  | 6 | IC60N 2P C50 | iC60N 2P 50A C |  | Acti9 iC60N 2P C 50A MCB | [8 empty] | 09.07 | 1 | [8 empty] | 1 | 3606480093289 | 0 |  | 257 | 10 | 8 | 3 | 0.24 | 13606480093286 | 6 | 1597 | 23 | 9.5 | 8 |  | 43606480093287 | 66 | 18054 | 40 | 30 | 30 | [10 empty] | 6 | N | [12 empty] | CUN | ZN | 8536201090 | [14 empty] | Automaat iC60N 2P 50A C | Disjoncteur iC60N 2P 50A C | [17 empty] | https://eref.se.com/be/nl/sis-tarif/product/A9F79250 | https://eref.se.com/be/fr/sis-tarif/product/A9F79250
Schneider Electric | Schneider Electric | 01022021 |  | Schneider Electric |  | SED | A9F79263 |  |  | 89.88 |  | 1 |  | 6 | IC60N 2P C63 | iC60N 2P 63A C |  | Acti9 iC60N 2P C 63A MCB | [8 empty] | 09.07 | 1 | [8 empty] | 1 | 3606480093296 | 0 |  | 258 | 10 | 8 | 4 | 0.32 | 13606480093293 | 6 | 1601 | 22.5 | 9.5 | 8 |  | 43606480093294 | 66 | 18098 | 40 | 30 | 30 | [10 empty] | 2 | Y | [12 empty] | CUN | ZN | 8536201090 | [14 empty] | Automaat iC60N 2P 63A C | Disjoncteur iC60N 2P 63A C | [17 empty] | https://eref.se.com/be/nl/sis-tarif/product/A9F79263 | https://eref.se.com/be/fr/sis-tarif/product/A9F79263
Schneider Electric | Schneider Electric | 01022021 |  | Schneider Electric |  | SED | A9F79306 |  |  | 62.65 |  | 1 |  | 4 | IC60N 3P C6 | iC60N 3P 6A C |  | Acti9 iC60N 3P C 6A MCB | [8 empty] | 09.07 | 1 | [8 empty] | 1 | 3606480093302 | 0 |  | 325 | 9 | 8 | 5 | 0.36 | 13606480093309 | 4 | 1363 | 22.5 | 9.8 | 8 |  | 43606480093300 | 44 | 15480 | 40 | 30 | 30 | [10 empty] | 2 | Y | [12 empty] | CUN | ZN | 8536201090 | [14 empty] | Automaat iC60N 3P 6A C | Disjoncteur iC60N 3P 6A C | [17 empty] | https://eref.se.com/be/nl/sis-tarif/product/A9F79306 | https://eref.se.com/be/fr/sis-tarif/product/A9F79306
Schneider Electric | Schneider Electric | 01022021 |  | Schneider Electric |  | SED | A9F79310 |  |  | 62.65 |  | 1 |  | 4 | IC60N 3P C10 | iC60N 3P 10A C |  | Acti9 iC60N 3P C 10A MCB | [8 empty] | 09.07 | 1 | [8 empty] | 1 | 3606480093319 | 0 |  | 320 | 10 | 8 | 5 | 0.4 | 13606480093316 | 4 | 1333 | 22 | 9.8 | 8.6 |  | 43606480093317 | 44 | 15199 | 40 | 30 | 30 | [10 empty] | 2 | Y | [12 empty] | CUN | ZN | 8536201090 | [14 empty] | Automaat iC60N 3P 10A C | Disjoncteur iC60N 3P 10A C | [17 empty] | https://eref.se.com/be/nl/sis-tarif/product/A9F79310 | https://eref.se.com/be/fr/sis-tarif/product/A9F79310
Schneider Electric | Schneider Electric | 01022021 |  | Schneider Electric |  | SED | A9F79316 |  |  | 61.07 |  | 1 |  | 4 | IC60N 3P C16 | iC60N 3P 16A C |  | Acti9 iC60N 3P C 16A MCB | [8 empty] | 09.07 | 1 | [8 empty] | 1 | 3606480093326 | 0 |  | 324 | 9 | 7 | 5 | 0.315 | 13606480093323 | 4 | 1355 | 21.7 | 9.7 | 8.5 |  | 43606480093324 | 44 | 15453 | 40 | 30 | 30 | [10 empty] | 2 | Y | [12 empty] | CUN | ZN | 8536201090 | [14 empty] | Automaat iC60N 3P 16A C | Disjoncteur iC60N 3P 16A C | [17 empty] | https://eref.se.com/be/nl/sis-tarif/product/A9F79316 | https://eref.se.com/be/fr/sis-tarif/product/A9F79316
Schneider Electric | Schneider Electric | 01022021 |  | Schneider Electric |  | SED | A9F79320 |  |  | 61.07 |  | 1 |  | 4 | IC60N 3P C20 | iC60N 3P 20A C |  | Acti9 iC60N 3P C 20A MCB | [8 empty] | 09.07 | 1 | [8 empty] | 1 | 3606480093333 | 0 |  | 339 | 10 | 6 | 8 | 0.48 | 13606480093330 | 4 | 1402 | 22 | 10 | 8.5 |  | 43606480093331 | 44 | 15972 | 40 | 30 | 30 | [10 empty] | 2 | Y | [12 empty] | CUN | ZN | 8536201090 | [14 empty] | Automaat iC60N 3P 20A C | Disjoncteur iC60N 3P 20A C | [17 empty] | https://eref.se.com/be/nl/sis-tarif/product/A9F79320 | https://eref.se.com/be/fr/sis-tarif/product/A9F79320
Schneider Electric | Schneider Electric | 01022021 |  | Schneider Electric |  | SED | A9F79325 |  |  | 62.65 |  | 1 |  | 4 | IC60N 3P C25 | iC60N 3P 25A C |  | Acti9 iC60N 3P C 25A MCB | [8 empty] | 09.07 | 1 | [8 empty] | 1 | 3606480093340 | 0 |  | 350 | 9 | 5 | 7 | 0.315 | 13606480093347 | 4 | 1453 | 22.4 | 9.8 | 8.2 |  | 43606480093348 | 44 | 16471 | 40 | 30 | 30 |  | 73606480093349 | 352 | 142440 | 120 | 80 | 50 |  |  |  | 2 | Y | [12 empty] | CUN | ZN | 8536201090 | [14 empty] | Automaat iC60N 3P 25A C | Disjoncteur iC60N 3P 25A C | [17 empty] | https://eref.se.com/be/nl/sis-tarif/product/A9F79325 | https://eref.se.com/be/fr/sis-tarif/product/A9F79325
Schneider Electric | Schneider Electric | 01022021 |  | Schneider Electric |  | SED | A9F79332 |  |  | 62.65 |  | 1 |  | 4 | IC60N 3P C32 | iC60N 3P 32A C |  | Acti9 iC60N 3P C 32A MCB | [8 empty] | 09.07 | 1 | [8 empty] | 1 | 3606480093357 | 0 |  | 361.5 | 10 | 8 | 6 | 0.48 | 13606480093354 | 4 | 1498 | 22 | 9.5 | 8.5 |  | 43606480093355 | 44 | 16911 | 40 | 30 | 30 |  |  | 352 | 147288 | 120 | 80 | 45 |  |  |  | 2 | Y | [12 empty] | CUN | ZN | 8536201090 | [14 empty] | Automaat iC60N 3P 32A C | Disjoncteur iC60N 3P 32A C | [17 empty] | https://eref.se.com/be/nl/sis-tarif/product/A9F79332 | https://eref.se.com/be/fr/sis-tarif/product/A9F79332
Schneider Electric | Schneider Electric | 01022021 |  | Schneider Electric |  | SED | A9F79340 |  |  | 78.11 |  | 1 |  | 4 | IC60N 3P C40 | iC60N 3P 40A C |  | Acti9 iC60N 3P C 40A MCB | [8 empty] | 09.07 | 1 | [8 empty] | 1 | 3606480093364 | 0 |  | 370 | 10 | 8 | 5 | 0.4 | 13606480093361 | 4 | 1548 | 22.5 | 9.5 | 8 |  | 43606480093362 | 44 | 17515 | 40 | 30 | 30 | [10 empty] | 2 | Y | [12 empty] | CUN | ZN | 8536201090 | [14 empty] | Automaat iC60N 3P 40A C | Disjoncteur iC60N 3P 40A C | [17 empty] | https://eref.se.com/be/nl/sis-tarif/product/A9F79340 | https://eref.se.com/be/fr/sis-tarif/product/A9F79340
Schneider Electric | Schneider Electric | 01022021 |  | Schneider Electric |  | SED | A9F79350 |  |  | 113.29 |  | 1 |  | 4 | IC60N 3P C50 | iC60N 3P 50A C |  | Acti9 iC60N 3P C 50A MCB | [8 empty] | 09.07 | 1 | [8 empty] | 1 | 3606480093371 | 0 |  | 390 | 9 | 5 | 8 | 0.36 | 13606480093378 | 4 | 1615 | 22.5 | 9.8 | 8 |  | 43606480093379 | 44 | 18334 | 40 | 30 | 30 | [10 empty] | 6 | N | [12 empty] | CUN | ZN | 8536201090 | [14 empty] | Automaat iC60N 3P 50A C | Disjoncteur iC60N 3P 50A C | [17 empty] | https://eref.se.com/be/nl/sis-tarif/product/A9F79350 | https://eref.se.com/be/fr/sis-tarif/product/A9F79350
Schneider Electric | Schneider Electric | 01022021 |  | Schneider Electric |  | SED | A9F79363 |  |  | 123.72 |  | 1 |  | 4 | IC60N 3P C63 | iC60N 3P 63A C |  | Acti9 iC60N 3P C 63A MCB | [8 empty] | 09.07 | 1 | [8 empty] | 1 | 3606480093388 | 0 |  | 388 | 9 | 7 | 5 | 0.315 | 13606480093385 | 4 | 1614 | 22.5 | 9.8 | 8 |  | 43606480093386 | 44 | 18241 | 40 | 30 | 30 | [10 empty] | 2 | Y | [12 empty] | CUN | ZN | 8536201090 | [14 empty] | Automaat iC60N 3P 63A C | Disjoncteur iC60N 3P 63A C | [17 empty] | https://eref.se.com/be/nl/sis-tarif/product/A9F79363 | https://eref.se.com/be/fr/sis-tarif/product/A9F79363
Schneider Electric | Schneider Electric | 01022021 |  | Schneider Electric |  | SED | A9F79406 |  |  | 82.65 |  | 1 |  | 3 | IC60N 4P C6 | iC60N 4P 6A C |  | Acti9 iC60N 4P C 6A MCB | [8 empty] | 09.07 | 1 | [8 empty] | 1 | 3606480093395 | 0 |  | 432 | 9 | 7 | 7 | 0.441 | 13606480093392 | 3 | 1354 | 22.5 | 9.8 | 8 |  | 43606480093393 | 33 | 15381 | 40 | 30 | 30 | [10 empty] | 2 | Y | [12 empty] | CUN | ZN | 8536201090 | [14 empty] | Automaat iC60N 4P 6A C | Disjoncteur iC60N 4P 6A C | [17 empty] | https://eref.se.com/be/nl/sis-tarif/product/A9F79406 | https://eref.se.com/be/fr/sis-tarif/product/A9F79406
Schneider Electric | Schneider Electric | 01022021 |  | Schneider Electric |  | SED | A9F79410 |  |  | 82.65 |  | 1 |  | 3 | IC60N 4P C10 | iC60N 4P 10A C |  | Acti9 iC60N 4P C 10A MCB | [8 empty] | 09.07 | 1 | [8 empty] | 1 | 3606480093401 | 0 |  | 426 | 10 | 8 | 7 | 0.56 | 13606480093408 | 3 | 1334 | 22 | 9.8 | 8.7 |  | 43606480093409 | 33 | 15179 | 40 | 30 | 30 | [10 empty] | 2 | Y | [12 empty] | CUN | ZN | 8536201090 | [14 empty] | Automaat iC60N 4P 10A C | Disjoncteur iC60N 4P 10A C | [17 empty] | https://eref.se.com/be/nl/sis-tarif/product/A9F79410 | https://eref.se.com/be/fr/sis-tarif/product/A9F79410
Schneider Electric | Schneider Electric | 01022021 |  | Schneider Electric |  | SED | A9F79416 |  |  | 79.01 |  | 1 |  | 3 | iC60N 4P C16 | iC60N 4P 16A C |  | Acti9 iC60N 4P C 16A MCB | [8 empty] | 09.07 | 1 | [8 empty] | 1 | 3606480093418 | 0 |  | 433 | 10 | 8 | 7 | 0.56 | 13606480093415 | 3 | 1352 | 22 | 10 | 8.5 |  | 43606480093416 | 33 | 15364 | 40 | 30 | 30 | [10 empty] | 2 | Y | [12 empty] | CUM | ZM | 8536201090 | [14 empty] | Automaat iC60N 4P 16A C | Disjoncteur iC60N 4P 16A C | [17 empty] | https://eref.se.com/be/nl/sis-tarif/product/A9F79416 | https://eref.se.com/be/fr/sis-tarif/product/A9F79416
Schneider Electric | Schneider Electric | 01022021 |  | Schneider Electric |  | SED | A9F79420 |  |  | 79.01 |  | 1 |  | 3 | IC60N 4P C20 | iC60N 4P 20A C |  | Acti9 iC60N 4P C 20A MCB | [8 empty] | 09.07 | 1 | [8 empty] | 1 | 3606480093425 | 0 |  | 450 | 9 | 8 | 7 | 0.504 | 13606480093422 | 3 | 1396 | 22 | 10 | 8.5 |  | 43606480093423 | 33 | 15878 | 40 | 30 | 30 | [10 empty] | 2 | Y | [12 empty] | CUM | ZM | 8536201090 | [14 empty] | Automaat iC60N 4P 20A C | Disjoncteur iC60N 4P 20A C | [17 empty] | https://eref.se.com/be/nl/sis-tarif/product/A9F79420 | https://eref.se.com/be/fr/sis-tarif/product/A9F79420
Schneider Electric | Schneider Electric | 01022021 |  | Schneider Electric |  | SED | A9F79425 |  |  | 80.58 |  | 1 |  | 3 | IC60N 4P C25 | iC60N 4P 25A C |  | Acti9 iC60N 4P C 25A MCB | [8 empty] | 09.07 | 1 | [8 empty] | 1 | 3606480093432 | 0 |  | 462 | 9 | 7 | 7 | 0.441 | 13606480093439 | 3 | 1451 | 22.4 | 9.8 | 8.2 |  | 43606480093430 | 33 | 16449 | 40 | 30 | 30 |  | 73606480093431 | 264 | 143848 | 120 | 80 | 50 |  |  |  | 2 | Y | [12 empty] | CUN | ZN | 8536201090 | [14 empty] | Automaat iC60N 4P 25A C | Disjoncteur iC60N 4P 25A C | [17 empty] | https://eref.se.com/be/nl/sis-tarif/product/A9F79425 | https://eref.se.com/be/fr/sis-tarif/product/A9F79425
Schneider Electric | Schneider Electric | 01022021 |  | Schneider Electric |  | SED | A9F79432 |  |  | 79.01 |  | 1 |  | 3 | IC60N 4P C32 | iC60N 4P 32A C |  | Acti9 iC60N 4P C 32A MCB | [8 empty] | 09.07 | 1 | [8 empty] | 1 | 3606480093449 | 0 |  | 477 | 10 | 8 | 7 | 0.56 | 13606480093446 | 3 | 1491 | 23 | 9.5 | 8 |  | 43606480093447 | 33 | 16888 | 40 | 30 | 30 | [10 empty] | 2 | Y | [12 empty] | CUM | ZM | 8536201090 | [14 empty] | Automaat iC60N 4P 32A C | Disjoncteur iC60N 4P 32A C | [17 empty] | https://eref.se.com/be/nl/sis-tarif/product/A9F79432 | https://eref.se.com/be/fr/sis-tarif/product/A9F79432
Schneider Electric | Schneider Electric | 01022021 |  | Schneider Electric |  | SED | A9F79440 |  |  | 99.45 |  | 1 |  | 3 | IC60N 4P C40 | iC60N 4P 40A C |  | Acti9 iC60N 4P C 40A MCB | [8 empty] | 09.07 | 1 | [8 empty] | 1 | 3606480093456 | 0 |  | 479 | 9 | 8 | 7 | 0.504 | 13606480093453 | 3 | 1494 | 22 | 10 | 8.5 |  | 43606480093454 | 33 | 16960 | 40 | 30 | 30 | [10 empty] | 2 | Y | [12 empty] | CUN | ZN | 8536201090 | [14 empty] | Automaat iC60N 4P 40A C | Disjoncteur iC60N 4P 40A C | [17 empty] | https://eref.se.com/be/nl/sis-tarif/product/A9F79440 | https://eref.se.com/be/fr/sis-tarif/product/A9F79440
Schneider Electric | Schneider Electric | 01022021 |  | Schneider Electric |  | SED | A9F79450 |  |  | 151.2 |  | 1 |  | 3 | IC60N 4P C50 | iC60N 4P 50A C |  | Acti9 iC60N 4P C 50A MCB | [8 empty] | 09.07 | 1 | [8 empty] | 1 | 3606480093463 | 0 |  | 518 | 9 | 7 | 7 | 0.441 | 13606480093460 | 3 | 1616 | 22.5 | 10 | 8 |  | 43606480093461 | 33 | 18263 | 40 | 30 | 30 | [10 empty] | 2 | Y | [12 empty] | CUN | ZN | 8536201090 | [14 empty] | Automaat iC60N 4P 50A C | Disjoncteur iC60N 4P 50A C | [17 empty] | https://eref.se.com/be/nl/sis-tarif/product/A9F79450 | https://eref.se.com/be/fr/sis-tarif/product/A9F79450
Schneider Electric | Schneider Electric | 01022021 |  | Schneider Electric |  | SED | A9F79463 |  |  | 167.11 |  | 1 |  | 3 | IC60N 4P C63 | iC60N 4P 63A C |  | Acti9 iC60N 4P C 63A MCB | [8 empty] | 09.07 | 1 | [8 empty] | 1 | 3606480093470 | 0 |  | 518 | 9 | 8 | 7 | 0.504 | 13606480093477 | 3 | 1616 | 22 | 9.6 | 7.6 |  | 43606480093478 | 33 | 18216 | 40 | 30 | 30 | [10 empty] | 2 | Y | [12 empty] | CUM | ZM | 8536201090 | [14 empty] | Automaat iC60N 4P 63A C | Disjoncteur iC60N 4P 63A C | [17 empty] | https://eref.se.com/be/nl/sis-tarif/product/A9F79463 | https://eref.se.com/be/fr/sis-tarif/product/A9F79463
Schneider Electric | Schneider Electric | 01022021 |  | Schneider Electric |  | SED | A9F79606 |  |  | 37.87 |  | 1 |  | 6 | IC60N 1P+N C6 | ACTI9 IC60N 1P-N 6A C DISJONCTEUR MINIAT |  | Acti9 iC60N 1PN C 6A MCB | [8 empty] | 09.07 | 1 | [8 empty] | 6 | 3606480093487 | 0 |  | 222 | 10 | 8 | 4 | 0.32 | 13606480093484 | 6 | 1342 | 22.5 | 9.8 | 8 |  | 43606480093485 | 66 | 15249 | 40 | 30 | 30 | [10 empty] | 2 | Y | [12 empty] | CUN | ZN | 8536201090 | [14 empty] | iC60N - miniature circuit breaker - 1P + N - 6A - C curve | iC60N - disjoncteur modulaire - 1P + N - 6A - courbe C | [17 empty] | https://eref.se.com/be/nl/sis-tarif/product/A9F79606 | https://eref.se.com/be/fr/sis-tarif/product/A9F79606
Schneider Electric | Schneider Electric | 01022021 |  | Schneider Electric |  | SED | A9F79610 |  |  | 34.45 |  | 1 |  | 6 | IC60N 1P+N C10 | ACTI9 IC60N 1P-N 10A C DISJONCTEUR MINIA |  | Acti9 iC60N 1PN C 10A MCB | [8 empty] | 09.07 | 1 | [8 empty] | 6 | 3606480093494 | 0 |  | 214 | 8 | 7 | 4 | 0.224 | 13606480093491 | 6 | 1326 | 22.5 | 9.8 | 8 |  | 43606480093492 | 66 | 15073 | 40 | 30 | 30 | [10 empty] | 2 | Y | [12 empty] | CUN | ZN | 8536201090 | [14 empty] | iC60N - miniature circuit breaker - 1P + N - 10A - C curve | iC60N - disjoncteur modulaire - 1P + N - 10A - courbe C | [17 empty] | https://eref.se.com/be/nl/sis-tarif/product/A9F79610 | https://eref.se.com/be/fr/sis-tarif/product/A9F79610
Schneider Electric | Schneider Electric | 01022021 |  | Schneider Electric |  | SED | A9F79616 |  |  | 31.4 |  | 1 |  | 6 | IC60N 1P+N C16 | ACTI9 IC60N 1P-N 16A C DISJONCTEUR MINIA |  | Acti9 iC60N 1PN C 16A MCB | [8 empty] | 09.07 | 1 | [8 empty] | 6 | 3606480093500 | 0 |  | 223 | 10 | 8 | 4 | 0.32 | 13606480093507 | 6 | 1348 | 22.5 | 9.8 | 8 |  | 43606480093508 | 66 | 15315 | 40 | 30 | 30 | [10 empty] | 2 | Y | [12 empty] | CUN | ZN | 8536201090 | [14 empty] | iC60N - miniature circuit breaker - 1P + N - 16A - C curve | iC60N - disjoncteur modulaire - 1P + N - 16A - courbe C | [17 empty] | https://eref.se.com/be/nl/sis-tarif/product/A9F79616 | https://eref.se.com/be/fr/sis-tarif/product/A9F79616
Schneider Electric | Schneider Electric | 01022021 |  | Schneider Electric |  | SED | A9F79620 |  |  | 31.4 |  | 1 |  | 6 | IC60N 1P+N C20 | ACTI9 IC60N 1P-N 20A C DISJONCTEUR MINIA |  | Acti9 iC60N 1PN C 20A MCB | [8 empty] | 09.07 | 1 | [8 empty] | 1 | 3606480093517 | 0 |  | 224 | 9 | 7 | 4 | 0.252 | 13606480093514 | 6 | 1394 | 22.4 | 9.8 | 7.9 |  | 43606480093515 | 66 | 15821 | 40 | 30 | 30 | [10 empty] | 2 | Y | [12 empty] | CUN | ZN | 8536201090 | [14 empty] | iC60N - miniature circuit breaker - 1P + N - 20A - C curve | iC60N - disjoncteur modulaire - 1P + N - 20A - courbe C | [17 empty] | https://eref.se.com/be/nl/sis-tarif/product/A9F79620 | https://eref.se.com/be/fr/sis-tarif/product/A9F79620
Schneider Electric | Schneider Electric | 01022021 |  | Schneider Electric |  | SED | A9F79625 |  |  | 39.05 |  | 1 |  | 6 | IC60N 1P+N C25 | ACTI9 IC60N 1P-N 25A C DISJONCTEUR MINIA |  | Acti9 iC60N 1PN C 25A MCB | [8 empty] | 09.07 | 1 | [8 empty] | 1 | 3606480093524 | 0 |  | 230 | 9 | 7 | 4 | 0.252 | 13606480093521 | 6 | 1431 | 22.5 | 9.8 | 8 |  | 43606480093522 | 66 | 16228 | 40 | 30 | 30 | [10 empty] | 2 | Y | [12 empty] | CUN | ZN | 8536201090 | [14 empty] | iC60N - miniature circuit breaker - 1P + N - 25A - C curve | iC60N - disjoncteur modulaire - 1P + N - 25A - courbe C | [17 empty] | https://eref.se.com/be/nl/sis-tarif/product/A9F79625 | https://eref.se.com/be/fr/sis-tarif/product/A9F79625
Schneider Electric | Schneider Electric | 01022021 |  | Schneider Electric |  | SED | A9F79632 |  |  | 41.54 |  | 1 |  | 6 | IC60N 1P+N C32 | ACTI9 IC60N 1P-N 32A C DISJONCTEUR MINIA |  | Acti9 iC60N 1PN C 32A MCB | [8 empty] | 09.07 | 1 | [8 empty] | 6 | 3606480093531 | 0 |  | 238 | 9 | 4 | 7 | 0.252 | 13606480093538 | 6 | 1484 | 22.5 | 9.8 | 8 |  | 43606480093539 | 66 | 16812 | 40 | 30 | 30 | [10 empty] | 2 | Y | [12 empty] | CUN | ZN | 8536201090 | [14 empty] | iC60N - miniature circuit breaker - 1P + N - 32A - C curve | iC60N - disjoncteur modulaire - 1P + N - 32A - courbe C | [17 empty] | https://eref.se.com/be/nl/sis-tarif/product/A9F79632 | https://eref.se.com/be/fr/sis-tarif/product/A9F79632
Schneider Electric | Schneider Electric | 01022021 |  | Schneider Electric |  | SED | A9F79640 |  |  | 50.28 |  | 1 |  | 6 | IC60N 1P+N C40 | ACTI9 IC60N 1P-N 40A C DISJONCTEUR MINIA |  | Acti9 iC60N 1PN C 40A MCB | [8 empty] | 09.07 | 1 | [8 empty] | 1 | 3606480093548 | 0 |  | 239 | 9 | 4 | 7 | 0.252 | 13606480093545 | 6 | 1489 | 21.8 | 9.6 | 8.5 |  | 43606480093546 | 66 | 16867 | 40 | 30 | 30 | [10 empty] | 15 | N | [12 empty] | CUN | ZN | 8536201090 | [14 empty] | iC60N - miniature circuit breaker - 1P + N - 40A - C curve | iC60N - disjoncteur modulaire - 1P + N - 40A - courbe C | [17 empty] | https://eref.se.com/be/nl/sis-tarif/product/A9F79640 | https://eref.se.com/be/fr/sis-tarif/product/A9F79640
Schneider Electric | Schneider Electric | 01022021 |  | Schneider Electric |  | SED | A9F79650 |  |  | 71.77 |  | 1 |  | 6 | IC60N 1P+N C50 | ACTI9 IC60N 1P-N 50A C DISJONCTEUR MINIA |  | Acti9 iC60N 1PN C 50A MCB | [8 empty] | 09.07 | 1 | [8 empty] | 6 | 3606480093555 | 0 |  | 256 | 10 | 8 | 4 | 0.32 | 13606480093552 | 6 | 1607 | 22 | 9.8 | 7.8 |  | 43606480093553 | 66 | 18164 | 40 | 30 | 30 | [10 empty] | 12 | N | [12 empty] | CUN | ZN | 8536201090 | [14 empty] | iC60N - miniature circuit breaker - 1P + N - 50A - C curve | iC60N - disjoncteur modulaire - 1P + N - 50A - courbe C | [17 empty] | https://eref.se.com/be/nl/sis-tarif/product/A9F79650 | https://eref.se.com/be/fr/sis-tarif/product/A9F79650
Schneider Electric | Schneider Electric | 01022021 |  | Schneider Electric |  | SED | A9F79663 |  |  | 85.38 |  | 1 |  | 6 | IC60N 1P+N C63 | ACTI9 IC60N 1P-N 63A C DISJONCTEUR MINIA |  | Acti9 iC60N 1PN C 63A MCB | [8 empty] | 09.07 | 1 | [8 empty] | 6 | 3606480093562 | 0 |  | 257 | 9 | 4 | 7 | 0.252 | 13606480093569 | 6 | 1599 | 22.4 | 9.8 | 8.2 |  | 43606480093560 | 66 | 18077 | 40 | 30 | 30 | [10 empty] | 12 | N | [12 empty] | CUN | ZN | 8536201090 | [14 empty] | iC60N - miniature circuit breaker - 1P + N - 63A - C curve | iC60N - disjoncteur modulaire - 1P + N - 63A - courbe C | [17 empty] | https://eref.se.com/be/nl/sis-tarif/product/A9F79663 | https://eref.se.com/be/fr/sis-tarif/product/A9F79663
Schneider Electric | Schneider Electric | 01022021 |  | Schneider Electric |  | SED | A9F83101 |  |  | 26.51 |  | 1 |  | 12 | iC60H 1P B1 | Disjoncteur IC60H 1P 1A B 10kA |  | Acti9 iC60H 1P B 1A MCB | [8 empty] | 09.07 | 1 | [8 empty] | 12 | 3606480082207 | 0 |  | 124 | 9 | 8 | 2 | 0.144 | 13606480082204 | 12 | 1558 | 22.5 | 9.8 | 8 |  | 43606480082205 | 132 | 17625 | 40 | 30 | 30 | [10 empty] | 8 | N | [12 empty] | CUQ | ZQ | 8536201090 | [14 empty] | iC60H - miniatuurcircuitonderbreker - 1P - 1A - B curve | iC60H - disjoncteur modulaire - 1P - 1 A - courbe B | [17 empty] | https://eref.se.com/be/nl/sis-tarif/product/A9F83101 | https://eref.se.com/be/fr/sis-tarif/product/A9F83101
Schneider Electric | Schneider Electric | 01022021 |  | Schneider Electric |  | SED | A9F83102 |  |  | 26.51 |  | 1 |  | 12 | iC60H 1P B2 | Disjoncteur IC60H 1P 2A B 10kA |  | Acti9 iC60H 1P B 2A MCB | [8 empty] | 09.07 | 1 | [8 empty] | 1 | 3606480082177 | 0 |  | 113 | 10 | 7 | 2 | 0.14 | 13606480082174 | 12 | 1418 | 22.5 | 10 | 8 |  | 43606480082175 | 132 | 16018 | 40 | 30 | 30 | [10 empty] | 12 | N | [12 empty] | CUQ | ZQ | 8536201090 | [14 empty] | iC60H - miniatuurcircuitonderbreker - 1P - 2A - B curve | iC60H - disjoncteur modulaire - 1P - 2 A - courbe B | [17 empty] | https://eref.se.com/be/nl/sis-tarif/product/A9F83102 | https://eref.se.com/be/fr/sis-tarif/product/A9F83102
Schneider Electric | Schneider Electric | 01022021 |  | Schneider Electric |  | SED | A9F83103 |  |  | 26.51 |  | 1 |  | 12 | iC60H 1P B3 | Disjoncteur IC60H 1P 3A B 10kA |  | Acti9 iC60H 1P B 3A MCB | [8 empty] | 09.07 | 1 | [8 empty] | 1 | 3606480082221 | 0 |  | 124 | 9 | 2 | 8 | 0.144 | 13606480082228 | 12 | 1558 | 22.5 | 9.8 | 8 |  | 43606480082229 | 132 | 17625 | 40 | 30 | 30 | [10 empty] | 12 | N | [12 empty] | CUQ | ZQ | 8536201090 | [14 empty] | iC60H - miniatuurcircuitonderbreker - 1P - 3A - B curve | iC60H - disjoncteur modulaire - 1P - 3 A - courbe B | [17 empty] | https://eref.se.com/be/nl/sis-tarif/product/A9F83103 | https://eref.se.com/be/fr/sis-tarif/product/A9F83103
Schneider Electric | Schneider Electric | 01022021 |  | Schneider Electric |  | SED | A9F83104 |  |  | 26.51 |  | 1 |  | 12 | iC60H 1P B4 | Disjoncteur IC60H 1P 4A B 10kA |  | Acti9 iC60H 1P B 4A MCB | [8 empty] | 09.07 | 1 | [8 empty] | 1 | 3606480082306 | 0 |  | 110 | 9 | 8 | 2 | 0.144 | 13606480082303 | 12 | 1400 | 22 | 10 | 8.5 |  | 43606480082304 | 132 | 15832 | 40 | 30 | 30 | [10 empty] | 12 | N | [12 empty] | CUQ | ZQ | 8536201090 | [14 empty] | iC60H - miniatuurcircuitonderbreker - 1P - 4A - B curve | iC60H - disjoncteur modulaire - 1P - 4 A - courbe B | [17 empty] | https://eref.se.com/be/nl/sis-tarif/product/A9F83104 | https://eref.se.com/be/fr/sis-tarif/product/A9F83104
Schneider Electric | Schneider Electric | 01022021 |  | Schneider Electric |  | SED | A9F83170 |  |  | 26.51 |  | 1 |  | 12 | iC60H 1P B0.5 | Disjoncteur IC60H 1P 0.5A B 10kA |  | Acti9 iC60H 1P B 0,5A MCB | [8 empty] | 09.07 | 1 | [8 empty] | 12 | 3606480082153 | 0 |  | 124 | 9 | 2 | 8 | 0.144 | 13606480082150 | 12 | 1558 | 22.5 | 9.8 | 8 |  | 43606480082151 | 132 | 17625 | 40 | 30 | 30 | [10 empty] | 12 | N | [12 empty] | CUQ | ZQ | 8536201090 | [14 empty] | iC60H - miniatuurcircuitonderbreker - 1P - 0.5A - B curve | iC60H - disjoncteur modulaire - 1P - 0,5 A - courbe B | [17 empty] | https://eref.se.com/be/nl/sis-tarif/product/A9F83170 | https://eref.se.com/be/fr/sis-tarif/product/A9F83170
Schneider Electric | Schneider Electric | 01022021 |  | Schneider Electric |  | SED | A9F83201 |  |  | 62.61 |  | 1 |  | 6 | iC60H 2P B1 | Disjoncteur IC60H 2P 1A B 10kA |  | Acti9 iC60H 2P B 1A MCB | [8 empty] | 09.07 | 1 | [8 empty] | 6 | 3606480082238 | 0 |  | 248 | 9 | 8 | 4 | 0.288 | 13606480082235 | 6 | 1558 | 22.5 | 9.8 | 8 |  | 43606480082236 | 66 | 17625 | 40 | 30 | 30 | [10 empty] | 8 | N | [12 empty] | CUQ | ZQ | 8536201090 | [14 empty] | modulaire automaat - iC60H - 2 polen - 1 A - B curve | disjoncteur modulaire - iC60H - 2P - 1 A - courbe B | [17 empty] | https://eref.se.com/be/nl/sis-tarif/product/A9F83201 | https://eref.se.com/be/fr/sis-tarif/product/A9F83201
Schneider Electric | Schneider Electric | 01022021 |  | Schneider Electric |  | SED | A9F83202 |  |  | 62.61 |  | 1 |  | 6 | iC60H 2P B2 | Disjoncteur IC60H 2P 2A B 10kA |  | Acti9 iC60H 2P B 2A MCB | [8 empty] | 09.07 | 1 | [8 empty] | 1 | 3606480082252 | 0 |  | 248 | 9 | 8 | 4 | 0.288 | 13606480082259 | 6 | 1558 | 22.5 | 9.8 | 8 |  | 43606480082250 | 66 | 17625 | 40 | 30 | 30 | [10 empty] | 2 | Y | [12 empty] | CUQ | ZQ | 8536201090 | [14 empty] | modulaire automaat - iC60H - 2 polen - 2 A - B curve | disjoncteur modulaire - iC60H - 2P - 2 A - courbe B | [17 empty] | https://eref.se.com/be/nl/sis-tarif/product/A9F83202 | https://eref.se.com/be/fr/sis-tarif/product/A9F83202
Schneider Electric | Schneider Electric | 01022021 |  | Schneider Electric |  | SED | A9F83203 |  |  | 62.61 |  | 1 |  | 6 | iC60H 2P B3 | Disjoncteur IC60H 2P 3A B 10kA |  | Acti9 iC60H 2P B 3A MCB | [8 empty] | 09.07 | 1 | [8 empty] | 6 | 3606480082160 | 0 |  | 248 | 9 | 4 | 8 | 0.288 | 13606480082167 | 6 | 1558 | 22.5 | 9.8 | 8 |  | 43606480082168 | 66 | 17625 | 40 | 30 | 30 | [10 empty] | 12 | N | [12 empty] | CUQ | ZQ | 8536201090 | [14 empty] | modulaire automaat - iC60H - 2 polen - 3 A - B curve | disjoncteur modulaire - iC60H - 2P - 3 A - courbe B | [17 empty] | https://eref.se.com/be/nl/sis-tarif/product/A9F83203 | https://eref.se.com/be/fr/sis-tarif/product/A9F83203
Schneider Electric | Schneider Electric | 01022021 |  | Schneider Electric |  | SED | A9F83204 |  |  | 62.61 |  | 1 |  | 6 | iC60H 2P B4 | Disjoncteur IC60H 2P 4A B 10kA |  | Acti9 iC60H 2P B 4A MCB | [8 empty] | 09.07 | 1 | [8 empty] | 1 | 3606480082245 | 0 |  | 248 | 9 | 8 | 4 | 0.288 | 13606480082242 | 6 | 1558 | 22.5 | 9.8 | 8 |  | 43606480082243 | 66 | 17625 | 40 | 30 | 30 | [10 empty] | 2 | Y | [12 empty] | CUQ | ZQ | 8536201090 | [14 empty] | modulaire automaat - iC60H - 2 polen - 4 A - B curve | disjoncteur modulaire - iC60H - 2P - 4 A - courbe B | [17 empty] | https://eref.se.com/be/nl/sis-tarif/product/A9F83204 | https://eref.se.com/be/fr/sis-tarif/product/A9F83204
Schneider Electric | Schneider Electric | 01022021 |  | Schneider Electric |  | SED | A9F83213 |  |  | 62.61 |  | 1 |  | 6 | iC60H 2P 13A B | Disjoncteur IC60H 2P 13A B 10kA |  | Acti9 iC60H 2P B 13A MCB | [8 empty] | 09.07 | 1 | [8 empty] | 1 | 3606480082276 | 0 |  | 248 | 9 | 4 | 8 | 0.288 | 13606480082273 | 6 | 1558 | 22.5 | 9.8 | 8 |  | 43606480082274 | 66 | 17625 | 40 | 30 | 30 | [10 empty] | 12 | N | [12 empty] | CUQ | ZQ | 8536201090 | [14 empty] | iC60H - miniatuurcircuitonderbreker - 2P - 13A - B curve | iC60H - disjoncteur modulaire - 2P - 13 A - courbe B | [17 empty] | https://eref.se.com/be/nl/sis-tarif/product/A9F83213 | https://eref.se.com/be/fr/sis-tarif/product/A9F83213
Schneider Electric | Schneider Electric | 01022021 |  | Schneider Electric |  | SED | A9F83270 |  |  | 62.61 |  | 1 |  | 6 | iC60H 2P B0.5 | Disjoncteur IC60H 2P 0.5A B 10kA |  | Acti9 iC60H 2P B 0,5A MCB | [8 empty] | 09.07 | 1 | [8 empty] | 6 | 3606480082313 | 0 |  | 248 | 9 | 4 | 8 | 0.288 | 13606480082310 | 6 | 1558 | 22.5 | 9.8 | 8 |  | 43606480082311 | 66 | 17625 | 40 | 30 | 30 | [10 empty] | 12 | N | [12 empty] | CUQ | ZQ | 8536201090 | [14 empty] | modulaire automaat - iC60H - 2 polen - 0.5 A - B curve | disjoncteur modulaire - iC60H - 2P - 0,5 A - courbe B | [17 empty] | https://eref.se.com/be/nl/sis-tarif/product/A9F83270 | https://eref.se.com/be/fr/sis-tarif/product/A9F83270
Schneider Electric | Schneider Electric | 01022021 |  | Schneider Electric |  | SED | A9F83301 |  |  | 92.22 |  | 1 |  | 4 | iC60H 3P B1 | Disjoncteur IC60H 3P 1A B 10kA |  | Acti9 iC60H 3P B 1A MCB | [8 empty] | 09.07 | 1 | [8 empty] | 4 | 3606480082283 | 0 |  | 286 | 9 | 5 | 8 | 0.36 | 13606480082280 | 4 | 1554 | 22.5 | 9.8 | 8 |  | 43606480082281 | 44 | 17581 | 40 | 30 | 30 | [10 empty] | 12 | N | [12 empty] | CUQ | ZQ | 8536201090 | [14 empty] | iC60H - miniatuurcircuitonderbreker - 3P - 1A - B curve | iC60H - disjoncteur modulaire - 3P - 1 A - courbe B | [17 empty] | https://eref.se.com/be/nl/sis-tarif/product/A9F83301 | https://eref.se.com/be/fr/sis-tarif/product/A9F83301
Schneider Electric | Schneider Electric | 01022021 |  | Schneider Electric |  | SED | A9F83302 |  |  | 92.22 |  | 1 |  | 4 | iC60H 3P B2 | Disjoncteur IC60H 3P 2A B 10kA |  | Acti9 iC60H 3P B 2A MCB | [8 empty] | 09.07 | 1 | [8 empty] | 4 | 3606480082214 | 0 |  | 248 | 9 | 4 | 8 | 0.288 | 13606480082211 | 4 | 1062 | 22.5 | 9.8 | 8 |  | 43606480082212 | 44 | 12169 | 40 | 30 | 30 | [10 empty] | 8 | N | [12 empty] | CUQ | ZQ | 8536201090 | [14 empty] | iC60H - miniatuurcircuitonderbreker - 3P - 2A - B curve | iC60H - disjoncteur modulaire - 3P - 2 A - courbe B | [17 empty] | https://eref.se.com/be/nl/sis-tarif/product/A9F83302 | https://eref.se.com/be/fr/sis-tarif/product/A9F83302
Schneider Electric | Schneider Electric | 01022021 |  | Schneider Electric |  | SED | A9F83303 |  |  | 92.22 |  | 1 |  | 4 | iC60H 3P B3 | Disjoncteur IC60H 3P 3A B 10kA |  | Acti9 iC60H 3P B 3A MCB | [8 empty] | 09.07 | 1 | [8 empty] | 4 | 3606480082184 | 0 |  | 286 | 9 | 8 | 5 | 0.36 | 13606480082181 | 4 | 1554 | 22.5 | 9.8 | 8 |  | 43606480082182 | 44 | 17581 | 40 | 30 | 30 | [10 empty] | 12 | N | [12 empty] | CUQ | ZQ | 8536201090 | [14 empty] | iC60H - miniatuurcircuitonderbreker - 3P - 3A - B curve | iC60H - disjoncteur modulaire - 3P - 3 A - courbe B | [17 empty] | https://eref.se.com/be/nl/sis-tarif/product/A9F83303 | https://eref.se.com/be/fr/sis-tarif/product/A9F83303
Schneider Electric | Schneider Electric | 01022021 |  | Schneider Electric |  | SED | A9F83304 |  |  | 92.22 |  | 1 |  | 4 | iC60H 3P B4 | Disjoncteur IC60H 3P 4A B 10kA |  | Acti9 iC60H 3P B 4A MCB | [8 empty] | 09.07 | 1 | [8 empty] | 4 | 3606480082269 | 0 |  | 286 | 9 | 8 | 5 | 0.36 | 13606480082266 | 4 | 1554 | 22.5 | 9.8 | 8 |  | 43606480082267 | 44 | 17581 | 40 | 30 | 30 | [10 empty] | 8 | N | [12 empty] | CUQ | ZQ | 8536201090 | [14 empty] | iC60H - miniatuurcircuitonderbreker - 3P - 4A - B curve | iC60H - disjoncteur modulaire - 3P - 4 A - courbe B | [17 empty] | https://eref.se.com/be/nl/sis-tarif/product/A9F83304 | https://eref.se.com/be/fr/sis-tarif/product/A9F83304
Schneider Electric | Schneider Electric | 01022021 |  | Schneider Electric |  | SED | A9F83313 |  |  | 92.22 |  | 1 |  | 4 | iC60H 3P 13A B | Disjoncteur IC60H 3P 13A B 10kA |  | Acti9 iC60H 3P B 13A MCB | [8 empty] | 09.07 | 1 | [8 empty] | 1 | 3606480082290 | 0 |  | 371 | 9 | 5 | 8 | 0.36 | 13606480082297 | 4 | 1554 | 22.5 | 9.8 | 8 |  | 43606480082298 | 44 | 17581 | 40 | 30 | 30 | [10 empty] | 12 | N | [12 empty] | CUQ | ZQ | 8536201090 | [14 empty] | iC60H - miniatuurcircuitonderbreker - 3P - 13A - B curve | iC60H - disjoncteur modulaire - 3P - 13 A - courbe B | [17 empty] | https://eref.se.com/be/nl/sis-tarif/product/A9F83313 | https://eref.se.com/be/fr/sis-tarif/product/A9F83313
Schneider Electric | Schneider Electric | 01022021 |  | Schneider Electric |  | SED | A9F83370 |  |  | 92.22 |  | 1 |  | 4 | iC60H 3P B0.5 | Disjoncteur IC60H 3P 0.5A B 10kA |  | Acti9 iC60H 3P B 0,5A MCB | [8 empty] | 09.07 | 1 | [8 empty] | 4 | 3606480082191 | 0 |  | 286 | 9 | 5 | 8 | 0.36 | 13606480082198 | 4 | 1554 | 22.5 | 9.8 | 8 |  | 43606480082199 | 44 | 17581 | 40 | 30 | 30 | [10 empty] | 12 | N | [12 empty] | CUQ | ZQ | 8536201090 | [14 empty] | iC60H - miniatuurcircuitonderbreker - 3P - 0.5A - B curve | iC60H - disjoncteur modulaire - 3P - 0,5 A - courbe B | [17 empty] | https://eref.se.com/be/nl/sis-tarif/product/A9F83370 | https://eref.se.com/be/fr/sis-tarif/product/A9F83370
Schneider Electric | Schneider Electric | 01022021 |  | Schneider Electric |  | SED | A9F83401 |  |  | 123.98 |  | 1 |  | 3 | iC60H 4P B1 | Disjoncteur IC60H 4P 1A B 10kA |  | Acti9 iC60H 4P B 1A MCB | [8 empty] | 09.07 | 1 | [8 empty] | 3 | 3606480082344 | 0 |  | 495 | 9 | 7 | 8 | 0.504 | 13606480082341 | 3 | 1555 | 22.5 | 9.8 | 8 |  | 43606480082342 | 33 | 17592 | 40 | 30 | 30 | [10 empty] | 8 | N | [12 empty] | CUQ | ZQ | 8536201090 | [14 empty] | iC60H - miniatuurcircuitonderbreker - 4P - 1A - B curve | iC60H - disjoncteur modulaire - 4P - 1 A - courbe B | [17 empty] | https://eref.se.com/be/nl/sis-tarif/product/A9F83401 | https://eref.se.com/be/fr/sis-tarif/product/A9F83401
Schneider Electric | Schneider Electric | 01022021 |  | Schneider Electric |  | SED | A9F83402 |  |  | 123.98 |  | 1 |  | 3 | iC60H 4P B2 | Disjoncteur IC60H 4P 2A B 10kA |  | Acti9 iC60H 4P B 2A MCB | [8 empty] | 09.07 | 1 | [8 empty] | 3 | 3606480082429 | 0 |  | 495 | 9 | 7 | 8 | 0.504 | 13606480082426 | 3 | 1555 | 22.5 | 9.8 | 8 |  | 43606480082427 | 33 | 17592 | 40 | 30 | 30 | [10 empty] | 12 | N | [12 empty] | CUQ | ZQ | 8536201090 | [14 empty] | iC60H - miniatuurcircuitonderbreker - 4P - 2A - B curve | iC60H - disjoncteur modulaire - 4P - 2 A - courbe B | [17 empty] | https://eref.se.com/be/nl/sis-tarif/product/A9F83402 | https://eref.se.com/be/fr/sis-tarif/product/A9F83402
Schneider Electric | Schneider Electric | 01022021 |  | Schneider Electric |  | SED | A9F83403 |  |  | 123.98 |  | 1 |  | 3 | iC60H 4P B3 | Disjoncteur IC60H 4P 3A B 10kA |  | Acti9 iC60H 4P B 3A MCB | [8 empty] | 09.07 | 1 | [8 empty] | 3 | 3606480082412 | 0 |  | 495 | 9 | 7 | 8 | 0.504 | 13606480082419 | 3 | 1555 | 22.5 | 9.8 | 8 |  | 43606480082410 | 33 | 17592 | 40 | 30 | 30 | [10 empty] | 12 | N | [12 empty] | CUQ | ZQ | 8536201090 | [14 empty] | iC60H - miniatuurcircuitonderbreker - 4P - 3A - B curve | iC60H - disjoncteur modulaire - 4P - 3 A - courbe B | [17 empty] | https://eref.se.com/be/nl/sis-tarif/product/A9F83403 | https://eref.se.com/be/fr/sis-tarif/product/A9F83403
Schneider Electric | Schneider Electric | 01022021 |  | Schneider Electric |  | SED | A9F83404 |  |  | 123.98 |  | 1 |  | 3 | iC60H 4P B4 | Disjoncteur IC60H 4P 4A B 10kA |  | Acti9 iC60H 4P B 4A MCB | [8 empty] | 09.07 | 1 | [8 empty] | 3 | 3606480082399 | 0 |  | 495 | 9 | 7 | 8 | 0.504 | 13606480082396 | 3 | 1555 | 22.5 | 9.8 | 8 |  | 43606480082397 | 33 | 17592 | 40 | 30 | 30 | [10 empty] | 8 | N | [12 empty] | CUQ | ZQ | 8536201090 | [14 empty] | iC60H - miniatuurcircuitonderbreker - 4P - 4A - B curve | iC60H - disjoncteur modulaire - 4P - 4 A - courbe B | [17 empty] | https://eref.se.com/be/nl/sis-tarif/product/A9F83404 | https://eref.se.com/be/fr/sis-tarif/product/A9F83404
Schneider Electric | Schneider Electric | 01022021 |  | Schneider Electric |  | SED | A9F83413 |  |  | 120.93 |  | 1 |  | 3 | iC60H 4P 13A B | Disjoncteur IC60H 4P 13A B 10kA |  | Acti9 iC60H 4P B 13A MCB | [8 empty] | 09.07 | 1 | [8 empty] | 1 | 3606480082368 | 0 |  | 495 | 9 | 7 | 8 | 0.504 | 13606480082365 | 3 | 1555 | 22.5 | 9.8 | 8 |  | 43606480082366 | 33 | 17592 | 40 | 30 | 30 | [10 empty] | 2 | Y | [12 empty] | CUQ | ZQ | 8536201090 | [33 empty] | https://eref.se.com/be/nl/sis-tarif/product/A9F83413 | https://eref.se.com/be/fr/sis-tarif/product/A9F83413
Schneider Electric | Schneider Electric | 01022021 |  | Schneider Electric |  | SED | A9F83470 |  |  | 123.98 |  | 1 |  | 3 | iC60H 4P B0.5 | Disjoncteur IC60H 4P 0.5A B 10kA |  | Acti9 iC60H 4P B 0,5A MCB | [8 empty] | 09.07 | 1 | [8 empty] | 3 | 3606480082443 | 0 |  | 495 | 9 | 7 | 8 | 0.504 | 13606480082440 | 3 | 1555 | 22.5 | 9.8 | 8 |  | 43606480082441 | 33 | 17592 | 40 | 30 | 30 | [10 empty] | 12 | N | [12 empty] | CUQ | ZQ | 8536201090 | [14 empty] | iC60H - miniatuurcircuitonderbreker - 4P - 0.5A - B curve | iC60H - disjoncteur modulaire - 4P - 0,5 A - courbe B | [17 empty] | https://eref.se.com/be/nl/sis-tarif/product/A9F83470 | https://eref.se.com/be/fr/sis-tarif/product/A9F83470
Schneider Electric | Schneider Electric | 01022021 |  | Schneider Electric |  | SED | A9F83601 |  |  | 59.48 |  | 1 |  | 6 | ACTI9 IC60H 1P-N 1A B MINIATURE CIRCUIT | Disjoncteur IC60H 1P-N 1A B 10kA |  | Acti9 iC60H 1PN B 1A MCB | [8 empty] | 09.07 | 1 | [8 empty] | 6 | 3606480082337 | 0 |  | 248 | 9 | 4 | 8 | 0.288 | 13606480082334 | 6 | 1558 | 22.5 | 9.8 | 8 |  | 43606480082335 | 66 | 17625 | 40 | 30 | 30 | [10 empty] | 12 | N | [12 empty] | CUQ | ZQ | 8536201090 | [14 empty] | iC60H - miniatuur stroomonderbreker - 1P + N - 1A - B-curve | iC60H - disjoncteur modulaire - 1P + N - 1A - courbe B | [17 empty] | https://eref.se.com/be/nl/sis-tarif/product/A9F83601 | https://eref.se.com/be/fr/sis-tarif/product/A9F83601
Schneider Electric | Schneider Electric | 01022021 |  | Schneider Electric |  | SED | A9F83602 |  |  | 59.48 |  | 1 |  | 6 | ACTI9 IC60H 1P-N 2A B MINIATURE CIRCUIT | Disjoncteur IC60H 1P-N 2A B 10kA |  | Acti9 iC60H 1PN B 2A MCB | [8 empty] | 09.07 | 1 | [8 empty] | 6 | 3606480082351 | 0 |  | 248 | 9 | 4 | 8 | 0.288 | 13606480082358 | 6 | 1558 | 22.5 | 9.8 | 8 |  | 43606480082359 | 66 | 17625 | 40 | 30 | 30 | [10 empty] | 12 | N | [12 empty] | CUQ | ZQ | 8536201090 | [14 empty] | iC60H - miniatuur stroomonderbreker - 1P + N - 2A - B-curve | iC60H - disjoncteur modulaire - 1P + N - 2A - courbe B | [17 empty] | https://eref.se.com/be/nl/sis-tarif/product/A9F83602 | https://eref.se.com/be/fr/sis-tarif/product/A9F83602
Schneider Electric | Schneider Electric | 01022021 |  | Schneider Electric |  | SED | A9F83603 |  |  | 59.48 |  | 1 |  | 6 | ACTI9 IC60H 1P-N 3A B MINIATURE CIRCUIT | Disjoncteur IC60H 1P-N 3A B 10kA |  | Acti9 iC60H 1PN B 3A MCB | [8 empty] | 09.07 | 1 | [8 empty] | 6 | 3606480082405 | 0 |  | 248 | 9 | 4 | 8 | 0.288 | 13606480082402 | 6 | 1558 | 22.5 | 9.8 | 8 |  | 43606480082403 | 66 | 17625 | 40 | 30 | 30 | [10 empty] | 12 | N | [12 empty] | CUQ | ZQ | 8536201090 | [14 empty] | iC60H - miniatuur stroomonderbreker - 1P + N - 3A - B-curve | iC60H - disjoncteur modulaire - 1P + N - 3A - courbe B | [17 empty] | https://eref.se.com/be/nl/sis-tarif/product/A9F83603 | https://eref.se.com/be/fr/sis-tarif/product/A9F83603
Schneider Electric | Schneider Electric | 01022021 |  | Schneider Electric |  | SED | A9F83604 |  |  | 59.48 |  | 1 |  | 6 | ACTI9 IC60H 1P-N 4A B MINIATURE CIRCUIT | Disjoncteur IC60H 1P-N 4A B 10kA |  | Acti9 iC60H 1PN B 4A MCB | [8 empty] | 09.07 | 1 | [8 empty] | 6 | 3606480082382 | 0 |  | 248 | 9 | 4 | 8 | 0.288 | 13606480082389 | 6 | 1558 | 22.5 | 9.8 | 8 |  | 43606480082380 | 66 | 17625 | 40 | 30 | 30 | [10 empty] | 12 | N | [12 empty] | CUQ | ZQ | 8536201090 | [14 empty] | iC60H - miniatuur stroomonderbreker - 1P + N - 4A - B-curve | iC60H - disjoncteur modulaire - 1P + N - 4A - courbe B | [17 empty] | https://eref.se.com/be/nl/sis-tarif/product/A9F83604 | https://eref.se.com/be/fr/sis-tarif/product/A9F83604
Schneider Electric | Schneider Electric | 01022021 |  | Schneider Electric |  | SED | A9F83606 |  |  | 45.68 |  | 1 |  | 6 | ACTI9 IC60H 1P-N 6A B MINIATURE CIRCUIT | Disjoncteur IC60H 1P-N 6A B 10kA |  | Acti9 iC60H 1PN B 6A MCB | [8 empty] | 09.07 | 1 | [8 empty] | 1 | 3606480081538 | 0 |  | 248 | 9 | 4 | 8 | 0.288 | 13606480081535 | 6 | 1558 | 22.5 | 9.8 | 8 |  | 43606480081536 | 24 | 6687 | 40 | 30 | 15 | [10 empty] | 12 | N | [12 empty] | CUQ | ZQ | 8536201090 | [14 empty] | iC60H - miniatuur stroomonderbreker - 1P + N - 6A - B-curve | iC60H - disjoncteur modulaire - 1P + N - 6A - courbe B | [17 empty] | https://eref.se.com/be/nl/sis-tarif/product/A9F83606 | https://eref.se.com/be/fr/sis-tarif/product/A9F83606
Schneider Electric | Schneider Electric | 01022021 |  | Schneider Electric |  | SED | A9F83610 |  |  | 45.68 |  | 1 |  | 6 | ACTI9 IC60H 1P-N 10A B MINIATURE CIRCUIT | Disjoncteur IC60H 1P-N 10A B 10kA |  | Acti9 iC60H 1PN B 10A MCB | [8 empty] | 09.07 | 1 | [8 empty] | 6 | 3606480081552 | 0 |  | 248 | 9 | 4 | 8 | 0.288 | 13606480081559 | 6 | 1558 | 22.5 | 9.8 | 8 |  | 43606480081550 | 24 | 6687 | 40 | 30 | 15 | [10 empty] | 12 | N | [12 empty] | CUQ | ZQ | 8536201090 | [14 empty] | iC60H - miniatuur stroomonderbreker - 1P + N - 10A - B-curve | iC60H - disjoncteur modulaire - 1P + N - 10A - courbe B | [17 empty] | https://eref.se.com/be/nl/sis-tarif/product/A9F83610 | https://eref.se.com/be/fr/sis-tarif/product/A9F83610
Schneider Electric | Schneider Electric | 01022021 |  | Schneider Electric |  | SED | A9F83613 |  |  | 59.48 |  | 1 |  | 6 | ACTI9 IC60H 1P-N 13A B MINIATURE CIRCUIT | Disjoncteur IC60H 1P-N 13A B 10kA |  | Acti9 iC60H 1PN B 13A MCB | [8 empty] | 09.07 | 1 | [8 empty] | 1 | 3606480082375 | 0 |  | 248 | 9 | 4 | 8 | 0.288 | 13606480082372 | 6 | 1558 | 22.5 | 9.8 | 8 |  | 43606480082373 | 66 | 17625 | 40 | 30 | 30 | [10 empty] | 12 | N | [12 empty] | CUQ | ZQ | 8536201090 | [14 empty] | iC60H - miniatuur stroomonderbreker - 1P + N - 13A - B-curve | iC60H - disjoncteur modulaire - 1P + N - 13A - courbe B | [17 empty] | https://eref.se.com/be/nl/sis-tarif/product/A9F83613 | https://eref.se.com/be/fr/sis-tarif/product/A9F83613
Schneider Electric | Schneider Electric | 01022021 |  | Schneider Electric |  | SED | A9F83616 |  |  | 44.9 |  | 1 |  | 6 | ACTI9 IC60H 1P-N 16A B MINIATURE CIRCUIT | Disjoncteur IC60H 1P-N 16A B 10kA |  | Acti9 iC60H 1PN B 16A MCB | [8 empty] | 09.07 | 1 | [8 empty] | 6 | 3606480081644 | 0 |  | 248 | 9 | 4 | 8 | 0.288 | 13606480081641 | 6 | 1558 | 22.5 | 9.8 | 8 |  | 43606480081642 | 24 | 6687 | 40 | 30 | 15 | [10 empty] | 8 | N | [12 empty] | CUQ | ZQ | 8536201090 | [14 empty] | iC60H - miniatuur stroomonderbreker - 1P + N - 16A - B-curve | iC60H - disjoncteur modulaire - 1P + N - 16A - courbe B | [17 empty] | https://eref.se.com/be/nl/sis-tarif/product/A9F83616 | https://eref.se.com/be/fr/sis-tarif/product/A9F83616
Schneider Electric | Schneider Electric | 01022021 |  | Schneider Electric |  | SED | A9F83620 |  |  | 45.68 |  | 1 |  | 6 | ACTI9 IC60H 1P-N 20A B MINIATURE CIRCUIT | Disjoncteur IC60H 1P-N 20A B 10kA |  | Acti9 iC60H 1PN B 20A MCB | [8 empty] | 09.07 | 1 | [8 empty] | 6 | 3606480081576 | 0 |  | 248 | 9 | 4 | 8 | 0.288 | 13606480081573 | 6 | 1558 | 22.5 | 9.8 | 8 |  | 43606480081574 | 24 | 6687 | 40 | 30 | 15 | [10 empty] | 12 | N | [12 empty] | CUQ | ZQ | 8536201090 | [14 empty] | iC60H - miniatuur stroomonderbreker - 1P + N - 20A - B-curve | iC60H - disjoncteur modulaire - 1P + N - 20A - courbe B | [17 empty] | https://eref.se.com/be/nl/sis-tarif/product/A9F83620 | https://eref.se.com/be/fr/sis-tarif/product/A9F83620
Schneider Electric | Schneider Electric | 01022021 |  | Schneider Electric |  | SED | A9F83625 |  |  | 47.25 |  | 1 |  | 6 | ACTI9 IC60H 1P-N 25A B MINIATURE CIRCUIT | Disjoncteur IC60H 1P-N 25A B 10kA |  | Acti9 iC60H 1PN B 25A MCB | [8 empty] | 09.07 | 1 | [8 empty] | 6 | 3606480081569 | 0 |  | 248 | 9 | 4 | 8 | 0.288 | 13606480081566 | 6 | 1558 | 22.5 | 9.8 | 8 |  | 43606480081567 | 24 | 6687 | 40 | 30 | 15 | [10 empty] | 12 | N | [12 empty] | CUQ | ZQ | 8536201090 | [14 empty] | iC60H - miniatuur stroomonderbreker - 1P + N - 25A - B-curve | iC60H - disjoncteur modulaire - 1P + N - 25A - courbe B | [17 empty] | https://eref.se.com/be/nl/sis-tarif/product/A9F83625 | https://eref.se.com/be/fr/sis-tarif/product/A9F83625
Schneider Electric | Schneider Electric | 01022021 |  | Schneider Electric |  | SED | A9F83632 |  |  | 47.25 |  | 1 |  | 6 | ACTI9 IC60H 1P-N 32A B MINIATURE CIRCUIT | Disjoncteur IC60H 1P-N 32A B 10kA |  | Acti9 iC60H 1PN B 32A MCB | [8 empty] | 09.07 | 1 | [8 empty] | 6 | 3606480081583 | 0 |  | 248 | 9 | 4 | 8 | 0.288 | 13606480081580 | 6 | 1558 | 22.5 | 9.8 | 8 |  | 43606480081581 | 24 | 6687 | 40 | 30 | 15 | [10 empty] | 12 | N | [12 empty] | CUQ | ZQ | 8536201090 | [14 empty] | iC60H - miniatuur stroomonderbreker - 1P + N - 32A - B-curve | iC60H - disjoncteur modulaire - 1P + N - 32A - courbe B | [17 empty] | https://eref.se.com/be/nl/sis-tarif/product/A9F83632 | https://eref.se.com/be/fr/sis-tarif/product/A9F83632
Schneider Electric | Schneider Electric | 01022021 |  | Schneider Electric |  | SED | A9F83640 |  |  | 60.49 |  | 1 |  | 6 | ACTI9 IC60H 1P-N 40A B MINIATURE CIRCUIT | Disjoncteur IC60H 1P-N 40A B 10kA |  | Acti9 iC60H 1PN B 40A MCB | [8 empty] | 09.07 | 1 | [8 empty] | 6 | 3606480081606 | 0 |  | 248 | 9 | 4 | 8 | 0.288 | 13606480081603 | 6 | 1558 | 22.5 | 9.8 | 8 |  | 43606480081604 | 24 | 6687 | 40 | 30 | 15 | [10 empty] | 12 | N | [12 empty] | CUQ | ZQ | 8536201090 | [14 empty] | iC60H - miniatuur stroomonderbreker - 1P + N - 40A - B-curve | iC60H - disjoncteur modulaire - 1P + N - 40A - courbe B | [17 empty] | https://eref.se.com/be/nl/sis-tarif/product/A9F83640 | https://eref.se.com/be/fr/sis-tarif/product/A9F83640
Schneider Electric | Schneider Electric | 01022021 |  | Schneider Electric |  | SED | A9F83650 |  |  | 78.34 |  | 1 |  | 6 | ACTI9 IC60H 1P-N 50A B MINIATURE CIRCUIT | Disjoncteur IC60H 1P-N 50A B 10kA |  | Acti9 iC60H 1PN B 50A MCB | [8 empty] | 09.07 | 1 | [8 empty] | 6 | 3606480081675 | 0 |  | 248 | 9 | 4 | 8 | 0.288 | 13606480081672 | 6 | 1558 | 22.5 | 9.8 | 8 |  | 43606480081673 | 24 | 6687 | 40 | 30 | 15 | [10 empty] | 12 | N | [12 empty] | CUQ | ZQ | 8536201090 | [14 empty] | iC60H - miniatuur stroomonderbreker - 1P + N - 50A - B-curve | iC60H - disjoncteur modulaire - 1P + N - 50A - courbe B | [17 empty] | https://eref.se.com/be/nl/sis-tarif/product/A9F83650 | https://eref.se.com/be/fr/sis-tarif/product/A9F83650
Schneider Electric | Schneider Electric | 01022021 |  | Schneider Electric |  | SED | A9F83663 |  |  | 90.6 |  | 1 |  | 6 | ACTI9 IC60H 1P-N 63A B MINIATURE CIRCUIT | Disjoncteur IC60H 1P-N 63A B 10kA |  | Acti9 iC60H 1PN B 63A MCB | [8 empty] | 09.07 | 1 | [8 empty] | 6 | 3606480081668 | 0 |  | 248 | 9 | 4 | 8 | 0.288 | 13606480081665 | 6 | 1558 | 22.5 | 9.8 | 8 |  | 43606480081666 | 24 | 6687 | 40 | 30 | 15 | [10 empty] | 12 | N | [12 empty] | CUQ | ZQ | 8536201090 | [14 empty] | iC60H - miniatuur stroomonderbreker - 1P + N - 63A - B-curve | iC60H - disjoncteur modulaire - 1P + N - 63A - courbe B | [17 empty] | https://eref.se.com/be/nl/sis-tarif/product/A9F83663 | https://eref.se.com/be/fr/sis-tarif/product/A9F83663
Schneider Electric | Schneider Electric | 01022021 |  | Schneider Electric |  | SED | A9F83670 |  |  | 59.48 |  | 1 |  | 6 | ACTI9 IC60H 1P-N 0,5A B MINIATURE CIRCUI | Disjoncteur IC60H 1P-N 0.5A B 10kA |  | Acti9 iC60H 1PN B 0,5A MCB | [8 empty] | 09.07 | 1 | [8 empty] | 6 | 3606480082436 | 0 |  | 248 | 9 | 4 | 8 | 0.288 | 13606480082433 | 6 | 1558 | 22.5 | 9.8 | 8 |  | 43606480082434 | 66 | 17625 | 40 | 30 | 30 | [10 empty] | 12 | N | [12 empty] | CUQ | ZQ | 8536201090 | [14 empty] | iC60H - miniatuur stroomonderbreker - 1P + N - 0,5A - B-curve | iC60H - disjoncteur modulaire - 1P + N - 0,5A - courbe B | [17 empty] | https://eref.se.com/be/nl/sis-tarif/product/A9F83670 | https://eref.se.com/be/fr/sis-tarif/product/A9F83670
Schneider Electric | Schneider Electric | 01022021 |  | Schneider Electric |  | SED | A9F84101 |  |  | 30.73 |  | 1 |  | 12 | IC60H 1P C1 | Disjoncteur IC60H 1P 1A C 10kA |  | Acti9 iC60H 1P C 1A MCB | [8 empty] | 09.07 | 1 | [8 empty] | 1 | 3606480082474 | 0 |  | 112 | 10 | 8 | 2 | 0.16 | 13606480082471 | 12 | 1404 | 20 | 30 | 2.93 |  | 43606480082472 | 132 | 16038 | 40 | 30 | 30 | [10 empty] | 6 | N | [12 empty] | CUH | ZH | 8536201090 | [14 empty] | Automaat iC60H 1P 1A C | Disjoncteur iC60H 1P 1A C | [17 empty] | https://eref.se.com/be/nl/sis-tarif/product/A9F84101 | https://eref.se.com/be/fr/sis-tarif/product/A9F84101
Schneider Electric | Schneider Electric | 01022021 |  | Schneider Electric |  | SED | A9F84102 |  |  | 30.73 |  | 1 |  | 12 | IC60H 1P C2 | Disjoncteur IC60H 1P 2A C 10kA |  | Acti9 iC60H 1P C 2A MCB | [8 empty] | 09.07 | 1 | [8 empty] | 1 | 3606480082481 | 0 |  | 112.083 | 10 | 7 | 2 | 0.14 | 13606480082488 | 12 | 1408 | 22 | 10 | 8 |  | 43606480082489 | 132 | 15908 | 40 | 30 | 30 | [10 empty] | 2 | Y | [12 empty] | CUH | ZH | 8536201090 | [14 empty] | Automaat iC60H 1P 2A C | Disjoncteur iC60H 1P 2A C | [17 empty] | https://eref.se.com/be/nl/sis-tarif/product/A9F84102 | https://eref.se.com/be/fr/sis-tarif/product/A9F84102
Schneider Electric | Schneider Electric | 01022021 |  | Schneider Electric |  | SED | A9F84103 |  |  | 30.04 |  | 1 |  | 12 | IC60H 1P C3 | Disjoncteur IC60H 1P 3A C 10kA |  | Acti9 iC60H 1P C 3A MCB | [8 empty] | 09.07 | 1 | [8 empty] | 1 | 3606480082498 | 0 |  | 114 | 10 | 8 | 2 | 0.16 | 13606480082495 | 12 | 1426 | 23 | 8 | 10 |  | 43606480082496 | 132 | 16168 | 40 | 30 | 30 | [10 empty] | 6 | N | [12 empty] | CUH | ZH | 8536201090 | [14 empty] | Automaat iC60H 1P 3A C | Disjoncteur iC60H 1P 3A C | [17 empty] | https://eref.se.com/be/nl/sis-tarif/product/A9F84103 | https://eref.se.com/be/fr/sis-tarif/product/A9F84103
Schneider Electric | Schneider Electric | 01022021 |  | Schneider Electric |  | SED | A9F84104 |  |  | 30.73 |  | 1 |  | 12 | IC60H 1P C4 | Disjoncteur IC60H 1P 4A C 10kA |  | Acti9 iC60H 1P C 4A MCB | [8 empty] | 09.07 | 1 | [8 empty] | 1 | 3606480082467 | 0 |  | 111 | 9 | 7 | 2 | 0.126 | 13606480082464 | 12 | 1394 | 22.5 | 10 | 8.5 |  | 43606480082465 | 132 | 15752 | 40 | 30 | 30 | [10 empty] | 2 | Y | [12 empty] | CUH | ZH | 8536201090 | [14 empty] | Automaat iC60H 1P 4A C | Disjoncteur iC60H 1P 4A C | [17 empty] | https://eref.se.com/be/nl/sis-tarif/product/A9F84104 | https://eref.se.com/be/fr/sis-tarif/product/A9F84104
Schneider Electric | Schneider Electric | 01022021 |  | Schneider Electric |  | SED | A9F84170 |  |  | 30.73 |  | 1 |  | 12 | IC60H 1P C0.5 | Disjoncteur IC60H 1P 0.5A C 10kA |  | Acti9 iC60H 1P C 0,5A MCB | [8 empty] | 09.07 | 1 | [8 empty] | 1 | 3606480082511 | 0 |  | 111.917 | 10 | 7 | 2 | 0.14 | 13606480082518 | 12 | 1403 | 23 | 10 | 8 |  | 43606480082519 | 132 | 15851 | 40 | 30 | 30 | [10 empty] | 2 | Y | [12 empty] | CUH | ZH | 8536201090 | [14 empty] | Automaat iC60H 1P 0,5A C | Disjoncteur iC60H 1P 0,5A C | [17 empty] | https://eref.se.com/be/nl/sis-tarif/product/A9F84170 | https://eref.se.com/be/fr/sis-tarif/product/A9F84170
Schneider Electric | Schneider Electric | 01022021 |  | Schneider Electric |  | SED | A9F84201 |  |  | 65.16 |  | 1 |  | 6 | IC60H 2P C1 | Disjoncteur IC60H 2P 1A C 10kA |  | Acti9 iC60H 2P C 1A MCB | [8 empty] | 09.07 | 1 | [8 empty] | 1 | 3606480082559 | 0 |  | 224 | 10 | 4 | 8 | 0.32 | 13606480082556 | 6 | 1408 | 23 | 8 | 10 |  | 43606480082557 | 66 | 15975 | 40 | 30 | 30 | [10 empty] | 2 | Y | [12 empty] | CUH | ZH | 8536201090 | [14 empty] | Automaat iC60H 2P 1A C | Disjoncteur iC60H 2P 1A C | [17 empty] | https://eref.se.com/be/nl/sis-tarif/product/A9F84201 | https://eref.se.com/be/fr/sis-tarif/product/A9F84201
Schneider Electric | Schneider Electric | 01022021 |  | Schneider Electric |  | SED | A9F84202 |  |  | 65.2 |  | 1 |  | 6 | IC60H 2P C2 | Disjoncteur IC60H 2P 2A C 10kA |  | Acti9 iC60H 2P C 2A MCB | [8 empty] | 09.07 | 1 | [8 empty] | 1 | 3606480082566 | 0 |  | 221 | 10 | 4 | 8 | 0.32 | 13606480082563 | 6 | 1383 | 23 | 8 | 10 |  | 43606480082564 | 66 | 15934 | 40 | 30 | 30 | [10 empty] | 2 | Y | [12 empty] | CUH | ZH | 8536201090 | [14 empty] | Automaat iC60H 2P 2A C | Disjoncteur iC60H 2P 2A C | [17 empty] | https://eref.se.com/be/nl/sis-tarif/product/A9F84202 | https://eref.se.com/be/fr/sis-tarif/product/A9F84202
Schneider Electric | Schneider Electric | 01022021 |  | Schneider Electric |  | SED | A9F84203 |  |  | 65.2 |  | 1 |  | 6 | IC60H 2P C3 | Disjoncteur IC60H 2P 3A C 10kA |  | Acti9 iC60H 2P C 3A MCB | [8 empty] | 09.07 | 1 | [8 empty] | 1 | 3606480082573 | 0 |  | 223 | 9 | 4 | 7 | 0.252 | 13606480082570 | 6 | 1410 | 22.4 | 9.8 | 8.1 |  | 43606480082571 | 66 | 15970 | 40 | 30 | 30 | [10 empty] | 6 | N | [12 empty] | CUH | ZH | 8536201090 | [14 empty] | modulaire automaat - iC60H - 2 polen - 3 A - C curve | disjoncteur modulaire - iC60H - 2P - 3 A - courbe C | [17 empty] | https://eref.se.com/be/nl/sis-tarif/product/A9F84203 | https://eref.se.com/be/fr/sis-tarif/product/A9F84203
Schneider Electric | Schneider Electric | 01022021 |  | Schneider Electric |  | SED | A9F84204 |  |  | 65.2 |  | 1 |  | 6 | IC60H 2P C4 | Disjoncteur IC60H 2P 4A C 10kA |  | Acti9 iC60H 2P C 4A 440V MCB | [8 empty] | 09.07 | 1 | [8 empty] | 1 | 3606480082528 | 0 |  | 219 | 10 | 4 | 7 | 0.28 | 13606480082525 | 6 | 1372 | 22.3 | 9.6 | 7.8 |  | 43606480082526 | 66 | 15797 | 40 | 30 | 30 | [10 empty] | 2 | Y | [12 empty] | CUH | ZH | 8536201090 | [14 empty] | Automaat iC60H 2P 4A C | Disjoncteur iC60H 2P 4A C | [17 empty] | https://eref.se.com/be/nl/sis-tarif/product/A9F84204 | https://eref.se.com/be/fr/sis-tarif/product/A9F84204
Schneider Electric | Schneider Electric | 01022021 |  | Schneider Electric |  | SED | A9F84213 |  |  | 65.2 |  | 1 |  | 6 | iC60H 2P 13A C | Disjoncteur IC60H 2P 13A C 10kA |  | Acti9 iC60H 2P C 13A MCB | [8 empty] | 09.07 | 1 | [8 empty] | 1 | 3606480082603 | 0 |  | 248 | 9 | 4 | 8 | 0.288 | 13606480082600 | 6 | 1558 | 22.5 | 9.8 | 8 |  | 43606480082601 | 66 | 17625 | 40 | 30 | 30 | [10 empty] | 2 | Y | [12 empty] | CUH | ZH | 8536201090 | [14 empty] | iC60H - miniatuurcircuitonderbreker - 2P - 13A - C curve | iC60H - disjoncteur modulaire - 2P - 13 A - courbe B | [17 empty] | https://eref.se.com/be/nl/sis-tarif/product/A9F84213 | https://eref.se.com/be/fr/sis-tarif/product/A9F84213
Schneider Electric | Schneider Electric | 01022021 |  | Schneider Electric |  | SED | A9F84270 |  |  | 65.16 |  | 1 |  | 6 | IC60H 2P C0.5 | Disjoncteur IC60H 2P 0.5A C 10kA |  | Acti9 iC60H 2P C 0,5A MCB | [8 empty] | 09.07 | 1 | [8 empty] | 1 | 3606480082542 | 0 |  | 221 | 10 | 8 | 4 | 0.32 | 13606480082549 | 6 | 1396 | 23 | 8 | 10 |  | 43606480082540 | 66 | 15888 | 40 | 30 | 30 | [10 empty] | 6 | N | [12 empty] | CUH | ZH | 8536201090 | [14 empty] | Automaat iC60H 2P 0,5A C | Disjoncteur iC60H 2P 0,5A C | [17 empty] | https://eref.se.com/be/nl/sis-tarif/product/A9F84270 | https://eref.se.com/be/fr/sis-tarif/product/A9F84270
Schneider Electric | Schneider Electric | 01022021 |  | Schneider Electric |  | SED | A9F84301 |  |  | 96.92 |  | 1 |  | 4 | IC60H 3P C1 | Disjoncteur IC60H 3P 1A C 10kA |  | Acti9 iC60H 3P C 1A MCB | [8 empty] | 09.07 | 1 | [8 empty] | 1 | 3606480082610 | 0 |  | 340.5 | 10 | 8 | 6 | 0.48 | 13606480082617 | 4 | 1421 | 22.5 | 10 | 8.5 |  | 43606480082618 | 44 | 16049 | 40 | 30 | 30 | [10 empty] | 6 | N | [12 empty] | CUH | ZH | 8536201090 | [14 empty] | Automaat iC60H 3P 1A C | Disjoncteur iC60H 3P 1A C | [17 empty] | https://eref.se.com/be/nl/sis-tarif/product/A9F84301 | https://eref.se.com/be/fr/sis-tarif/product/A9F84301
Schneider Electric | Schneider Electric | 01022021 |  | Schneider Electric |  | SED | A9F84302 |  |  | 96.92 |  | 1 |  | 4 | IC60H 3P C2 | Disjoncteur IC60H 3P 2A C 10kA |  | Acti9 iC60H 3P C 2A MCB | [8 empty] | 09.07 | 1 | [8 empty] | 1 | 3606480082597 | 0 |  | 334 | 10 | 7 | 5 | 0.35 | 13606480082594 | 4 | 1396 | 22.5 | 10 | 8.5 |  | 43606480082595 | 44 | 15783 | 40 | 30 | 30 | [10 empty] | 2 | Y | [12 empty] | CUH | ZH | 8536201090 | [14 empty] | Automaat iC60H 3P 2A C | Disjoncteur iC60H 3P 2A C | [17 empty] | https://eref.se.com/be/nl/sis-tarif/product/A9F84302 | https://eref.se.com/be/fr/sis-tarif/product/A9F84302
Schneider Electric | Schneider Electric | 01022021 |  | Schneider Electric |  | SED | A9F84303 |  |  | 96.92 |  | 1 |  | 4 | IC60H 3P C3 | Disjoncteur IC60H 3P 3A C 10kA |  | Acti9 iC60H 3P C 3A MCB | [8 empty] | 09.07 | 1 | [8 empty] | 1 | 3606480082504 | 0 |  | 336 | 10 | 8 | 5 | 0.4 | 13606480082501 | 4 | 1403 | 23 | 8 | 10 |  | 43606480082502 | 44 | 15950 | 40 | 30 | 30 | [10 empty] | 6 | N | [12 empty] | CUH | ZH | 8536201090 | [14 empty] | Automaat iC60H 3P 3A C | Disjoncteur iC60H 3P 3A C | [17 empty] | https://eref.se.com/be/nl/sis-tarif/product/A9F84303 | https://eref.se.com/be/fr/sis-tarif/product/A9F84303
Schneider Electric | Schneider Electric | 01022021 |  | Schneider Electric |  | SED | A9F84304 |  |  | 96.92 |  | 1 |  | 4 | IC60H 3P C4 | Disjoncteur IC60H 3P 4A C 10kA |  | Acti9 iC60H 3P C 4A MCB | [8 empty] | 09.07 | 1 | [8 empty] | 1 | 3606480082580 | 0 |  | 332.5 | 10 | 7 | 5 | 0.35 | 13606480082587 | 4 | 1390 | 22.5 | 10 | 8 |  | 43606480082588 | 44 | 15692 | 40 | 30 | 30 | [10 empty] | 6 | N | [12 empty] | CUH | ZH | 8536201090 | [14 empty] | Automaat iC60H 3P 4A C | Disjoncteur iC60H 3P 4A C | [17 empty] | https://eref.se.com/be/nl/sis-tarif/product/A9F84304 | https://eref.se.com/be/fr/sis-tarif/product/A9F84304
Schneider Electric | Schneider Electric | 01022021 |  | Schneider Electric |  | SED | A9F84313 |  |  | 96.92 |  | 1 |  | 4 | iC60H 3P 13A C | Disjoncteur IC60H 3P 13A C 10kA |  | Acti9 iC60H 3P C 13A MCB | [8 empty] | 09.07 | 1 | [8 empty] | 1 | 3606480082627 | 0 |  | 371 | 9 | 5 | 8 | 0.36 | 13606480082624 | 4 | 1554 | 22.5 | 9.8 | 8 |  | 43606480082625 | 44 | 17581 | 40 | 30 | 30 | [10 empty] | 2 | Y | [12 empty] | CUH | ZH | 8536201090 | [14 empty] | iC60H - miniatuurcircuitonderbreker - 3P - 13A - C curve | iC60H - disjoncteur modulaire - 3P - 13 A - courbe B | [17 empty] | https://eref.se.com/be/nl/sis-tarif/product/A9F84313 | https://eref.se.com/be/fr/sis-tarif/product/A9F84313
Schneider Electric | Schneider Electric | 01022021 |  | Schneider Electric |  | SED | A9F84370 |  |  | 96.92 |  | 1 |  | 4 | IC60H 3P C0.5A | Disjoncteur IC60H 3P 0.5A C 10kA |  | Acti9 iC60H 3P C 0,5A MCB | [8 empty] | 09.07 | 1 | [8 empty] | 1 | 3606480082535 | 0 |  | 334 | 9 | 7 | 5 | 0.315 | 13606480082532 | 4 | 1393 | 22 | 8 | 10 |  | 43606480082533 | 44 | 15810 | 40 | 30 | 30 | [10 empty] | 6 | N | [12 empty] | CUH | ZH | 8536201090 | [14 empty] | Automaat iC60H 3P 0,5A C | Disjoncteur iC60H 3P 0,5A C | [17 empty] | https://eref.se.com/be/nl/sis-tarif/product/A9F84370 | https://eref.se.com/be/fr/sis-tarif/product/A9F84370
Schneider Electric | Schneider Electric | 01022021 |  | Schneider Electric |  | SED | A9F84401 |  |  | 129.2 |  | 1 |  | 3 | IC60H 4P C1 | Disjoncteur IC60H 4P 1A C 10kA |  | Acti9 iC60H 4P C 1A MCB | [8 empty] | 09.07 | 1 | [8 empty] | 1 | 3606480082733 | 0 |  | 444 | 10 | 8 | 7 | 0.56 | 13606480082730 | 3 | 1398 | 23 | 8 | 10 |  | 43606480082731 | 33 | 15865 | 40 | 30 | 30 | [10 empty] | 6 | N | [12 empty] | CUH | ZH | 8536201090 | [14 empty] | Automaat iC60H 4P 1A C | Disjoncteur iC60H 4P 1A C | [17 empty] | https://eref.se.com/be/nl/sis-tarif/product/A9F84401 | https://eref.se.com/be/fr/sis-tarif/product/A9F84401
Schneider Electric | Schneider Electric | 01022021 |  | Schneider Electric |  | SED | A9F84402 |  |  | 129.2 |  | 1 |  | 3 | IC60H 4P C2 | Disjoncteur IC60H 4P 2A C 10kA |  | Acti9 iC60H 4P C 2A MCB | [8 empty] | 09.07 | 1 | [8 empty] | 1 | 3606480082696 | 0 |  | 470 | 10 | 8 | 7 | 0.56 | 13606480082693 | 3 | 2410 | 23 | 8 | 10 |  | 43606480082694 | 33 | 15696 | 40 | 30 | 30 | [10 empty] | 2 | Y | [12 empty] | CUH | ZH | 8536201090 | [14 empty] | Automaat iC60H 4P 2A C | Disjoncteur iC60H 4P 2A C | [17 empty] | https://eref.se.com/be/nl/sis-tarif/product/A9F84402 | https://eref.se.com/be/fr/sis-tarif/product/A9F84402
Schneider Electric | Schneider Electric | 01022021 |  | Schneider Electric |  | SED | A9F84403 |  |  | 129.2 |  | 1 |  | 3 | IC60H 4P C3 | Disjoncteur IC60H 4P 3A C 10kA |  | Acti9 iC60H 4P C 3A MCB | [8 empty] | 09.07 | 1 | [8 empty] | 1 | 3606480082634 | 0 |  | 449 | 9 | 7 | 7 | 0.441 | 13606480082631 | 3 | 1411 | 20 | 30 | 2.85 |  | 43606480082632 | 33 | 16052 | 40 | 30 | 30 | [10 empty] | 6 | N | [12 empty] | CUH | ZH | 8536201090 | [14 empty] | iC60H - miniatuurcircuitonderbreker - 4P - 3A - C curve | iC60H - disjoncteur modulaire - 4P - 3 A - courbe B | [17 empty] | https://eref.se.com/be/nl/sis-tarif/product/A9F84403 | https://eref.se.com/be/fr/sis-tarif/product/A9F84403
Schneider Electric | Schneider Electric | 01022021 |  | Schneider Electric |  | SED | A9F84404 |  |  | 129.2 |  | 1 |  | 3 | IC60H 4P C4 | Disjoncteur IC60H 4P 4A C 10kA |  | Acti9 iC60H 4P C 4A MCB | [8 empty] | 09.07 | 1 | [8 empty] | 1 | 3606480082702 | 0 |  | 434 | 10 | 8 | 7 | 0.56 | 13606480082709 | 3 | 1370 | 20 | 30 | 2.93 |  | 43606480082700 | 33 | 15484 | 40 | 30 | 30 | [10 empty] | 2 | Y | [12 empty] | CUH | ZH | 8536201090 | [14 empty] | Automaat iC60H 4P 4A C | Disjoncteur iC60H 4P 4A C | [17 empty] | https://eref.se.com/be/nl/sis-tarif/product/A9F84404 | https://eref.se.com/be/fr/sis-tarif/product/A9F84404
Schneider Electric | Schneider Electric | 01022021 |  | Schneider Electric |  | SED | A9F84413 |  |  | 129.2 |  | 1 |  | 3 | iC60H 4P 13A C | Disjoncteur IC60H 4P 13A C 10kA |  | Acti9 iC60H 4P C 13A MCB | [8 empty] | 09.07 | 1 | [8 empty] | 1 | 3606480082726 | 0 |  | 495 | 9 | 7 | 8 | 0.504 | 13606480082723 | 3 | 1555 | 22.5 | 9.8 | 8 |  | 43606480082724 | 33 | 17592 | 40 | 30 | 30 | [10 empty] | 2 | Y | [12 empty] | CUH | ZH | 8536201090 | [14 empty] | iC60H - miniatuurcircuitonderbreker - 4P - 13A - C curve | iC60H - disjoncteur modulaire - 4P - 13 A - courbe B | [17 empty] | https://eref.se.com/be/nl/sis-tarif/product/A9F84413 | https://eref.se.com/be/fr/sis-tarif/product/A9F84413
Schneider Electric | Schneider Electric | 01022021 |  | Schneider Electric |  | SED | A9F84470 |  |  | 129.2 |  | 1 |  | 3 | IC60H 4P C0.5 | Disjoncteur IC60H 4P 0.5A C 10kA |  | Acti9 iC60H 4P C 0,5A MCB | [8 empty] | 09.07 | 1 | [8 empty] | 1 | 3606480082689 | 0 |  | 443 | 9 | 8 | 7 | 0.504 | 13606480082686 | 3 | 1387 | 22 | 8 | 10 |  | 43606480082687 | 33 | 15744 | 40 | 30 | 30 | [10 empty] | 6 | N | [12 empty] | CUH | ZH | 8536201090 | [14 empty] | Automaat iC60H 4P 0,5A C | Disjoncteur iC60H 4P 0,5A C | [17 empty] | https://eref.se.com/be/nl/sis-tarif/product/A9F84470 | https://eref.se.com/be/fr/sis-tarif/product/A9F84470
Schneider Electric | Schneider Electric | 01022021 |  | Schneider Electric |  | SED | A9F84601 |  |  | 61.89 |  | 1 |  | 6 | ACTI9 IC60H 1P-N 1A C MINIATURE CIRCUIT | Disjoncteur IC60H 1P-N 1A C 10kA |  | Acti9 iC60H 1PN C 1A MCB | [8 empty] | 09.07 | 1 | [8 empty] | 6 | 3606480082658 | 0 |  | 248 | 9 | 4 | 8 | 0.288 | 13606480082655 | 6 | 1558 | 22.5 | 9.8 | 8 |  | 43606480082656 | 66 | 17625 | 40 | 30 | 30 | [10 empty] | 12 | N | [12 empty] | CUH | ZH | 8536201090 | [14 empty] | iC60H - miniatuur stroomonderbreker - 1P + N - 1A - C-curve | iC60H - disjoncteur modulaire - 1P + N - 1A - courbe C | [17 empty] | https://eref.se.com/be/nl/sis-tarif/product/A9F84601 | https://eref.se.com/be/fr/sis-tarif/product/A9F84601
Schneider Electric | Schneider Electric | 01022021 |  | Schneider Electric |  | SED | A9F84602 |  |  | 61.93 |  | 1 |  | 6 | ACTI9 IC60H 1P-N 2A C MINIATURE CIRCUIT | Disjoncteur IC60H 1P-N 2A C 10kA |  | Acti9 iC60H 1PN C 2A MCB | [8 empty] | 09.07 | 1 | [8 empty] | 1 | 3606480082719 | 0 |  | 248 | 9 | 8 | 4 | 0.288 | 13606480082716 | 6 | 1558 | 23 | 10 | 8 |  | 43606480082717 | 66 | 17625 | 40 | 30 | 30 | [10 empty] | 12 | N | [12 empty] | CUH | ZH | 8536201090 | [14 empty] | iC60H - miniatuur stroomonderbreker - 1P + N - 2A - C-curve | iC60H - disjoncteur modulaire - 1P + N - 2A - courbe C | [17 empty] | https://eref.se.com/be/nl/sis-tarif/product/A9F84602 | https://eref.se.com/be/fr/sis-tarif/product/A9F84602
Schneider Electric | Schneider Electric | 01022021 |  | Schneider Electric |  | SED | A9F84603 |  |  | 61.93 |  | 1 |  | 6 | ACTI9 IC60H 1P-N 3A C MINIATURE CIRCUIT | Disjoncteur IC60H 1P-N 3A C 10kA |  | Acti9 iC60H 1PN C 3A MCB | [8 empty] | 09.07 | 1 | [8 empty] | 6 | 3606480082665 | 0 |  | 248 | 9 | 4 | 8 | 0.288 | 13606480082662 | 6 | 1558 | 22.5 | 9.8 | 8 |  | 43606480082663 | 66 | 17625 | 40 | 30 | 30 | [10 empty] | 12 | N | [12 empty] | CUH | ZH | 8536201090 | [14 empty] | iC60H - miniatuur stroomonderbreker - 1P + N - 3A - C-curve | iC60H - disjoncteur modulaire - 1P + N - 3A - courbe C | [17 empty] | https://eref.se.com/be/nl/sis-tarif/product/A9F84603 | https://eref.se.com/be/fr/sis-tarif/product/A9F84603
Schneider Electric | Schneider Electric | 01022021 |  | Schneider Electric |  | SED | A9F84604 |  |  | 61.93 |  | 1 |  | 6 | ACTI9 IC60H 1P-N 4A C MINIATURE CIRCUIT | Disjoncteur IC60H 1P-N 4A C 10kA |  | Acti9 iC60H 1PN C 4A MCB | [8 empty] | 09.07 | 1 | [8 empty] | 6 | 3606480082641 | 0 |  | 248 | 9 | 8 | 4 | 0.288 | 13606480082648 | 6 | 1558 | 22.5 | 9.8 | 8 |  | 43606480082649 | 66 | 17625 | 40 | 30 | 30 | [10 empty] | 12 | N | [12 empty] | CUH | ZH | 8536201090 | [14 empty] | iC60H - miniatuur stroomonderbreker - 1P + N - 4A - C-curve | iC60H - disjoncteur modulaire - 1P + N - 4A - courbe C | [17 empty] | https://eref.se.com/be/nl/sis-tarif/product/A9F84604 | https://eref.se.com/be/fr/sis-tarif/product/A9F84604
Schneider Electric | Schneider Electric | 01022021 |  | Schneider Electric |  | SED | A9F84606 |  |  | 51.36 |  | 1 |  | 6 | ACTI9 IC60H 1P-N 6A C MINIATURE CIRCUIT | Disjoncteur IC60H 1P-N 6A C 10kA |  | Acti9 iC60H 1PN C 6A MCB | [8 empty] | 09.07 | 1 | [8 empty] | 1 | 3606480081972 | 0 |  | 248 | 9 | 4 | 8 | 0.288 | 13606480081979 | 6 | 1558 | 22.5 | 9.8 | 8 |  | 43606480081970 | 24 | 6687 | 40 | 30 | 15 | [10 empty] | 2 | Y | [12 empty] | CUH | ZH | 8536201090 | [14 empty] | iC60H - miniatuur stroomonderbreker - 1P + N - 6A - C-curve | iC60H - disjoncteur modulaire - 1P + N - 6A - courbe C | [17 empty] | https://eref.se.com/be/nl/sis-tarif/product/A9F84606 | https://eref.se.com/be/fr/sis-tarif/product/A9F84606
Schneider Electric | Schneider Electric | 01022021 |  | Schneider Electric |  | SED | A9F84610 |  |  | 46.85 |  | 1 |  | 6 | ACTI9 IC60H 1P-N 10A C MINIATURE CIRCUIT | Disjoncteur IC60H 1P-N 10A C 10kA |  | Acti9 iC60H 1PN C 10A MCB | [8 empty] | 09.07 | 1 | [8 empty] | 1 | 3606480082016 | 0 |  | 220.25 | 9 | 8 | 4 | 0.288 | 13606480082013 | 6 | 1383 | 22 | 10 | 8.5 |  |  | 24 | 5792 | 40 | 30 | 15 | [10 empty] | 12 | N | [12 empty] | CUH | ZH | 8536201090 | [14 empty] | iC60H - miniatuur stroomonderbreker - 1P + N - 10A - C-curve | iC60H - disjoncteur modulaire - 1P + N - 10A - courbe C | [17 empty] | https://eref.se.com/be/nl/sis-tarif/product/A9F84610 | https://eref.se.com/be/fr/sis-tarif/product/A9F84610
Schneider Electric | Schneider Electric | 01022021 |  | Schneider Electric |  | SED | A9F84613 |  |  | 61.93 |  | 1 |  | 6 | ACTI9 IC60H 1P-N 13A C MINIATURE CIRCUIT | Disjoncteur IC60H 1P-N 13A C 10kA |  | Acti9 iC60H 1PN C 13A MCB | [8 empty] | 09.07 | 1 | [8 empty] | 6 | 3606480082672 | 0 |  | 248 | 9 | 4 | 8 | 0.288 | 13606480082679 | 6 | 1558 | 22.5 | 9.8 | 8 |  | 43606480082670 | 66 | 17625 | 40 | 30 | 30 | [10 empty] | 2 | Y | [12 empty] | CUH | ZH | 8536201090 | [14 empty] | iC60H - miniatuur stroomonderbreker - 1P + N - 13A - C-curve | iC60H - disjoncteur modulaire - 1P + N - 13A - courbe C | [17 empty] | https://eref.se.com/be/nl/sis-tarif/product/A9F84613 | https://eref.se.com/be/fr/sis-tarif/product/A9F84613
Schneider Electric | Schneider Electric | 01022021 |  | Schneider Electric |  | SED | A9F84616 |  |  | 39.72 |  | 1 |  | 6 | ACTI9 IC60H 1P-N 16A C MINIATURE CIRCUIT | Disjoncteur IC60H 1P-N 16A C 10kA |  | Acti9 iC60H 1PN C 16A MCB | [8 empty] | 09.07 | 1 | [8 empty] | 1 | 3606480082009 | 0 |  | 258 | 9 | 9 | 9 | 0.729 | 13606480082006 | 6 | 1558000 | 23 | 23 | 23 |  | 43606480082007 | 24 | 6687 | 40 | 30 | 15 | [10 empty] | 2 | Y | [12 empty] | CUH | ZH | 8536201090 | [14 empty] | iC60H - miniatuur stroomonderbreker - 1P + N - 16A - C-curve | iC60H - disjoncteur modulaire - 1P + N - 16A - courbe C | [17 empty] | https://eref.se.com/be/nl/sis-tarif/product/A9F84616 | https://eref.se.com/be/fr/sis-tarif/product/A9F84616
Schneider Electric | Schneider Electric | 01022021 |  | Schneider Electric |  | SED | A9F84620 |  |  | 39.72 |  | 1 |  | 6 | ACTI9 IC60H 1P-N 20A C MINIATURE CIRCUIT | Disjoncteur IC60H 1P-N 20A C 10kA |  | Acti9 iC60H 1PN C 20A MCB | [8 empty] | 09.07 | 1 | [8 empty] | 6 | 3606480081996 | 0 |  | 248 | 9 | 4 | 8 | 0.288 | 13606480081993 | 6 | 1558 | 22.5 | 9.8 | 8 |  | 43606480081994 | 24 | 6687 | 40 | 30 | 15 | [10 empty] | 12 | N | [12 empty] | CUH | ZH | 8536201090 | [14 empty] | iC60H - miniatuur stroomonderbreker - 1P + N - 20A - C-curve | iC60H - disjoncteur modulaire - 1P + N - 20A - courbe C | [17 empty] | https://eref.se.com/be/nl/sis-tarif/product/A9F84620 | https://eref.se.com/be/fr/sis-tarif/product/A9F84620
Schneider Electric | Schneider Electric | 01022021 |  | Schneider Electric |  | SED | A9F84625 |  |  | 49.8 |  | 1 |  | 6 | ACTI9 IC60H 1P-N 25A C MINIATURE CIRCUIT | Disjoncteur IC60H 1P-N 25A C 10kA |  | Acti9 iC60H 1PN C 25A MCB | [8 empty] | 09.07 | 1 | [8 empty] | 1 | 3606480082139 | 0 |  | 248 | 9 | 4 | 8 | 0.288 | 13606480082136 | 6 | 1558 | 22.5 | 9.8 | 8 |  | 43606480082137 | 24 | 6687 | 40 | 30 | 15 | [10 empty] | 12 | N | [12 empty] | CUH | ZH | 8536201090 | [14 empty] | iC60H - miniatuur stroomonderbreker - 1P + N - 25A - C-curve | iC60H - disjoncteur modulaire - 1P + N - 25A - courbe C | [17 empty] | https://eref.se.com/be/nl/sis-tarif/product/A9F84625 | https://eref.se.com/be/fr/sis-tarif/product/A9F84625
Schneider Electric | Schneider Electric | 01022021 |  | Schneider Electric |  | SED | A9F84632 |  |  | 49.8 |  | 1 |  | 6 | ACTI9 IC60H 1P-N 32A C MINIATURE CIRCUIT | Disjoncteur IC60H 1P-N 32A C 10kA |  | Acti9 iC60H 1PN C 32A MCB | [8 empty] | 09.07 | 1 | [8 empty] | 6 | 3606480082085 | 0 |  | 248 | 9 | 4 | 8 | 0.288 | 13606480082082 | 6 | 1558 | 22.5 | 9.8 | 8 |  | 43606480082083 | 24 | 6687 | 40 | 30 | 15 | [10 empty] | 12 | N | [12 empty] | CUH | ZH | 8536201090 | [14 empty] | iC60H - miniatuur stroomonderbreker - 1P + N - 32A - C-curve | iC60H - disjoncteur modulaire - 1P + N - 32A - courbe C | [17 empty] | https://eref.se.com/be/nl/sis-tarif/product/A9F84632 | https://eref.se.com/be/fr/sis-tarif/product/A9F84632
Schneider Electric | Schneider Electric | 01022021 |  | Schneider Electric |  | SED | A9F84640 |  |  | 62.99 |  | 1 |  | 6 | ACTI9 IC60H 1P-N 40A C MINIATURE CIRCUIT | Disjoncteur IC60H 1P-N 40A C 10kA |  | Acti9 iC60H 1PN C 40A MCB | [8 empty] | 09.07 | 1 | [8 empty] | 6 | 3606480082023 | 0 |  | 248 | 9 | 4 | 8 | 0.288 | 13606480082020 | 6 | 1558 | 22.5 | 9.8 | 8 |  | 43606480082021 | 24 | 6687 | 40 | 30 | 15 | [10 empty] | 12 | N | [12 empty] | CUH | ZH | 8536201090 | [14 empty] | iC60H - miniatuur stroomonderbreker - 1P + N - 40A - C-curve | iC60H - disjoncteur modulaire - 1P + N - 40A - courbe C | [17 empty] | https://eref.se.com/be/nl/sis-tarif/product/A9F84640 | https://eref.se.com/be/fr/sis-tarif/product/A9F84640
Schneider Electric | Schneider Electric | 01022021 |  | Schneider Electric |  | SED | A9F84650 |  |  | 83.24 |  | 1 |  | 6 | ACTI9 IC60H 1P-N 50A C MINIATURE CIRCUIT | Disjoncteur IC60H 1P-N 50A C 10kA |  | Acti9 iC60H 1PN C 50A MCB | [8 empty] | 09.07 | 1 | [8 empty] | 1 | 3606480082054 | 0 |  | 248 | 9 | 4 | 8 | 0.288 | 13606480082051 | 6 | 1558 | 22.5 | 9.8 | 8 |  | 43606480082052 | 24 | 6687 | 40 | 30 | 15 | [10 empty] | 12 | N | [12 empty] | CUH | ZH | 8536201090 | [14 empty] | iC60H - miniatuur stroomonderbreker - 1P + N - 50A - C-curve | iC60H - disjoncteur modulaire - 1P + N - 50A - courbe C | [17 empty] | https://eref.se.com/be/nl/sis-tarif/product/A9F84650 | https://eref.se.com/be/fr/sis-tarif/product/A9F84650
Schneider Electric | Schneider Electric | 01022021 |  | Schneider Electric |  | SED | A9F84663 |  |  | 95.75 |  | 1 |  | 6 | ACTI9 IC60H 1P-N 63A C MINIATURE CIRCUIT | Disjoncteur IC60H 1P-N 63A C 10kA |  | Acti9 iC60H 1PN C 63A MCB | [8 empty] | 09.07 | 1 | [8 empty] | 6 | 3606480082146 | 0 |  | 248 | 9 | 4 | 8 | 0.288 | 13606480082143 | 6 | 1558 | 22.5 | 9.8 | 8 |  | 43606480082144 | 24 | 6687 | 40 | 30 | 15 | [10 empty] | 12 | N | [12 empty] | CUH | ZH | 8536201090 | [14 empty] | iC60H - miniatuur stroomonderbreker - 1P + N - 63A - C-curve | iC60H - disjoncteur modulaire - 1P + N - 63A - courbe C | [17 empty] | https://eref.se.com/be/nl/sis-tarif/product/A9F84663 | https://eref.se.com/be/fr/sis-tarif/product/A9F84663
Schneider Electric | Schneider Electric | 01022021 |  | Schneider Electric |  | SED | A9F84670 |  |  | 61.89 |  | 1 |  | 6 | ACTI9 IC60H 1P-N 0,5A C MINIATURE CIRCUI | Disjoncteur IC60H 1P-N 0.5A C 10kA |  | Acti9 iC60H 1PN C 0,5A MCB | [8 empty] | 09.07 | 1 | [8 empty] | 6 | 3606480082740 | 0 |  | 248 | 9 | 4 | 8 | 0.288 | 13606480082747 | 6 | 1558 | 22.5 | 9.8 | 8 |  | 43606480082748 | 66 | 17625 | 40 | 30 | 30 | [10 empty] | 12 | N | [12 empty] | CUH | ZH | 8536201090 | [14 empty] | iC60H - miniatuur stroomonderbreker - 1P + N - 0,5A - C-curve | iC60H - disjoncteur modulaire - 1P + N - 0,5A - courbe C | [17 empty] | https://eref.se.com/be/nl/sis-tarif/product/A9F84670 | https://eref.se.com/be/fr/sis-tarif/product/A9F84670
Schneider Electric | Schneider Electric | 01022021 |  | Schneider Electric |  | SED | A9F85101 |  |  | 30.21 |  | 1 |  | 12 | IC60H 1P D1 | Disjoncteur IC60H 1P 1A D 10kA |  | Acti9 iC60H 1P D 1A MCB | [8 empty] | 09.07 | 1 | [8 empty] | 1 | 3606480082801 | 0 |  | 113 | 10 | 8 | 2 | 0.16 | 13606480082808 | 12 | 1409 | 23 | 8 | 10 |  | 43606480082809 | 132 | 16014 | 40 | 30 | 30 | [10 empty] | 6 | N | [12 empty] | CUQ | ZQ | 8536201090 | [14 empty] | iC60H - miniatuurcircuitonderbreker - 1P - 1A - D curve | iC60H - disjoncteur modulaire - 1P - 1 A - courbe D | [17 empty] | https://eref.se.com/be/nl/sis-tarif/product/A9F85101 | https://eref.se.com/be/fr/sis-tarif/product/A9F85101
Schneider Electric | Schneider Electric | 01022021 |  | Schneider Electric |  | SED | A9F85102 |  |  | 30.21 |  | 1 |  | 12 | IC60H 1P D2 | Disjoncteur IC60H 1P 2A D 10kA |  | Acti9 iC60H 1P D 2A MCB | [8 empty] | 09.07 | 1 | [8 empty] | 1 | 3606480082887 | 0 |  | 112 | 10 | 8 | 2 | 0.16 | 13606480082884 | 12 | 1400 | 23 | 8 | 10 |  | 43606480082885 | 132 | 15942 | 40 | 30 | 30 | [10 empty] | 6 | N | [12 empty] | CUQ | ZQ | 8536201090 | [14 empty] | Automaat iC60H 1P 2A D | Disjoncteur iC60H 1P 2A D | [17 empty] | https://eref.se.com/be/nl/sis-tarif/product/A9F85102 | https://eref.se.com/be/fr/sis-tarif/product/A9F85102
Schneider Electric | Schneider Electric | 01022021 |  | Schneider Electric |  | SED | A9F85103 |  |  | 30.21 |  | 1 |  | 12 | IC60H 1P D3 | Disjoncteur IC60H 1P 3A D 10kA |  | Acti9 iC60H 1P D 3A MCB | [8 empty] | 09.07 | 1 | [8 empty] | 1 | 3606480082818 | 0 |  | 113 | 10 | 8 | 2 | 0.16 | 13606480082815 | 12 | 1412 | 23 | 8 | 10 |  | 43606480082816 | 132 | 16104 | 40 | 30 | 30 | [10 empty] | 6 | N | [12 empty] | CUQ | ZQ | 8536201090 | [14 empty] | iC60H - miniatuurcircuitonderbreker - 1P - 3A - D curve | iC60H - disjoncteur modulaire - 1P - 3 A - courbe D | [17 empty] | https://eref.se.com/be/nl/sis-tarif/product/A9F85103 | https://eref.se.com/be/fr/sis-tarif/product/A9F85103
Schneider Electric | Schneider Electric | 01022021 |  | Schneider Electric |  | SED | A9F85104 |  |  | 30.21 |  | 1 |  | 12 | IC60H 1P D4 | Disjoncteur IC60H 1P 4A D 10kA |  | Acti9 iC60H 1P D 4A MCB | [8 empty] | 09.07 | 1 | [8 empty] | 1 | 3606480082825 | 0 |  | 110 | 10 | 8 | 2 | 0.16 | 13606480082822 | 12 | 1386 | 23 | 8 | 10 |  | 43606480082823 | 132 | 15733 | 40 | 30 | 30 | [10 empty] | 6 | N | [12 empty] | CUQ | ZQ | 8536201090 | [14 empty] | Automaat iC60H 1P 4A D | Disjoncteur iC60H 1P 4A D | [17 empty] | https://eref.se.com/be/nl/sis-tarif/product/A9F85104 | https://eref.se.com/be/fr/sis-tarif/product/A9F85104
Schneider Electric | Schneider Electric | 01022021 |  | Schneider Electric |  | SED | A9F85106 |  |  | 30.21 |  | 1 |  | 12 | IC60H 1P D6 | Disjoncteur IC60H 1P 6A D 10kA |  | Acti9 iC60H 1P D 6A MCB | [8 empty] | 09.07 | 1 | [8 empty] | 1 | 3606480083181 | 0 |  | 108 | 10 | 8 | 2 | 0.16 | 13606480083188 | 12 | 1357 | 23 | 8 | 10 |  | 43606480083189 | 132 | 15414 | 40 | 30 | 30 | [10 empty] | 6 | N | [12 empty] | CUQ | ZQ | 8536201090 | [14 empty] | Automaat iC60H 1P 6A D | Disjoncteur iC60H 1P 6A D | [17 empty] | https://eref.se.com/be/nl/sis-tarif/product/A9F85106 | https://eref.se.com/be/fr/sis-tarif/product/A9F85106
Schneider Electric | Schneider Electric | 01022021 |  | Schneider Electric |  | SED | A9F85110 |  |  | 25.1 |  | 1 |  | 12 | IC60H 1P D10 | Disjoncteur IC60H 1P 10A D 10kA |  | Acti9 iC60H 1P D 10A MCB | [8 empty] | 09.07 | 1 | [8 empty] | 1 | 3606480083228 | 0 |  | 110 | 10 | 8 | 2 | 0.16 | 13606480083225 | 12 | 1388 | 23 | 8 | 10 |  | 43606480083226 | 132 | 15755 | 40 | 30 | 30 | [10 empty] | 6 | N | [12 empty] | CUQ | ZQ | 8536201090 | [14 empty] | Automaat iC60H 1P 10A D | Disjoncteur iC60H 1P 10A D | [17 empty] | https://eref.se.com/be/nl/sis-tarif/product/A9F85110 | https://eref.se.com/be/fr/sis-tarif/product/A9F85110
Schneider Electric | Schneider Electric | 01022021 |  | Schneider Electric |  | SED | A9F85116 |  |  | 25.1 |  | 1 |  | 12 | IC60H 1P D16 | Disjoncteur IC60H 1P 16A D 10kA |  | Acti9 iC60H 1P D 16A MCB | [8 empty] | 09.07 | 1 | [8 empty] | 1 | 3606480083204 | 0 |  | 117 | 9 | 8 | 2 | 0.144 | 13606480083201 | 12 | 1410 | 23 | 8 | 10 |  | 43606480083202 | 132 | 15931 | 40 | 30 | 30 | [10 empty] | 6 | N | [12 empty] | CUQ | ZQ | 8536201090 | [14 empty] | Automaat iC60H 1P 16A D | Disjoncteur iC60H 1P 16A D | [17 empty] | https://eref.se.com/be/nl/sis-tarif/product/A9F85116 | https://eref.se.com/be/fr/sis-tarif/product/A9F85116
Schneider Electric | Schneider Electric | 01022021 |  | Schneider Electric |  | SED | A9F85120 |  |  | 30.21 |  | 1 |  | 12 | IC60H 1P D20 | Disjoncteur IC60H 1P 20A D 10kA |  | Acti9 iC60H 1P D 20A MCB | [8 empty] | 09.07 | 1 | [8 empty] | 1 | 3606480083099 | 0 |  | 113 | 10 | 8 | 2 | 0.16 | 13606480083096 | 12 | 1417 | 23 | 8 | 10 |  | 43606480083097 | 132 | 16074 | 40 | 30 | 30 | [10 empty] | 6 | N | [12 empty] | CUQ | ZQ | 8536201090 | [14 empty] | Automaat iC60H 1P 20A D | Disjoncteur iC60H 1P 20A D | [17 empty] | https://eref.se.com/be/nl/sis-tarif/product/A9F85120 | https://eref.se.com/be/fr/sis-tarif/product/A9F85120
Schneider Electric | Schneider Electric | 01022021 |  | Schneider Electric |  | SED | A9F85125 |  |  | 30.21 |  | 1 |  | 12 | IC60H 1P D25 | Disjoncteur IC60H 1P 25A D 10kA |  | Acti9 iC60H 1P D 25A MCB | [8 empty] | 09.07 | 1 | [8 empty] | 12 | 3606480083075 | 0 |  | 124 | 9 | 8 | 2 | 0.144 | 13606480083072 | 12 | 1558 | 23 | 10 | 10 |  | 43606480083073 | 132 | 17625 | 40 | 30 | 30 | [10 empty] | 12 | N | [12 empty] | CUQ | ZQ | 8536201090 | [14 empty] | Automaat iC60H 1P 25A D | Disjoncteur iC60H 1P 25A D | [17 empty] | https://eref.se.com/be/nl/sis-tarif/product/A9F85125 | https://eref.se.com/be/fr/sis-tarif/product/A9F85125
Schneider Electric | Schneider Electric | 01022021 |  | Schneider Electric |  | SED | A9F85132 |  |  | 30.21 |  | 1 |  | 12 | IC60H 1P D32 | Disjoncteur IC60H 1P 32A D 10kA |  | Acti9 iC60H 1P D 32A MCB | [8 empty] | 09.07 | 1 | [8 empty] | 1 | 3606480083051 | 0 |  | 125 | 9 | 8 | 2 | 0.144 | 13606480083058 | 12 | 1551 | 23 | 8 | 10 |  | 43606480083059 | 132 | 17809 | 40 | 30 | 30 | [10 empty] | 12 | N | [12 empty] | CUQ | ZQ | 8536201090 | [14 empty] | Automaat iC60H 1P 32A D | Disjoncteur iC60H 1P 32A D | [17 empty] | https://eref.se.com/be/nl/sis-tarif/product/A9F85132 | https://eref.se.com/be/fr/sis-tarif/product/A9F85132
Schneider Electric | Schneider Electric | 01022021 |  | Schneider Electric |  | SED | A9F85140 |  |  | 30.21 |  | 1 |  | 12 | IC60H 1P D40 | Disjoncteur IC60H 1P 40A D 10kA |  | Acti9 iC60H 1P D 40A MCB | [8 empty] | 09.07 | 1 | [8 empty] | 12 | 3606480083242 | 0 |  | 124 | 9 | 2 | 8 | 0.144 | 13606480083249 | 12 | 1558 | 22.5 | 9.8 | 8 |  | 43606480083240 | 132 | 17625 | 40 | 30 | 30 | [10 empty] | 12 | N | [12 empty] | CUQ | ZQ | 8536201090 | [14 empty] | Automaat iC60H 1P 40A D | Disjoncteur iC60H 1P 40A D | [17 empty] | https://eref.se.com/be/nl/sis-tarif/product/A9F85140 | https://eref.se.com/be/fr/sis-tarif/product/A9F85140
Schneider Electric | Schneider Electric | 01022021 |  | Schneider Electric |  | SED | A9F85150 |  |  | 39.73 |  | 1 |  | 12 | IC60H 1P D50 | Disjoncteur IC60H 1P 50A D 10kA |  | Acti9 iC60H 1P D 50A MCB | [8 empty] | 09.07 | 1 | [8 empty] | 12 | 3606480083167 | 0 |  | 130 | 9 | 8 | 2 | 0.144 | 13606480083164 | 12 | 1558 | 22.5 | 9.8 | 8 |  | 43606480083165 | 132 | 17625 | 40 | 30 | 30 | [10 empty] | 12 | N | [12 empty] | CUQ | ZQ | 8536201090 | [14 empty] | Automaat iC60H 1P 50A D | Disjoncteur iC60H 1P 50A D | [17 empty] | https://eref.se.com/be/nl/sis-tarif/product/A9F85150 | https://eref.se.com/be/fr/sis-tarif/product/A9F85150
Schneider Electric | Schneider Electric | 01022021 |  | Schneider Electric |  | SED | A9F85163 |  |  | 46.83 |  | 1 |  | 12 | IC60H 1P D63 | Disjoncteur IC60H 1P 63A D 10kA |  | Acti9 iC60H 1P D 63A MCB | [8 empty] | 09.07 | 1 | [8 empty] | 12 | 3606480083143 | 0 |  | 124 | 9 | 2 | 8 | 0.144 | 13606480083140 | 12 | 1558 | 22.5 | 9.8 | 8 |  | 43606480083141 | 132 | 17625 | 40 | 30 | 30 | [10 empty] | 12 | N | [12 empty] | CUQ | ZQ | 8536201090 | [14 empty] | Automaat iC60H 1P 63A D | Disjoncteur iC60H 1P 63A D | [17 empty] | https://eref.se.com/be/nl/sis-tarif/product/A9F85163 | https://eref.se.com/be/fr/sis-tarif/product/A9F85163
Schneider Electric | Schneider Electric | 01022021 |  | Schneider Electric |  | SED | A9F85170 |  |  | 30.21 |  | 1 |  | 12 | IC60H 1P D0.5 | Disjoncteur IC60H 1P 0.5A D 10kA |  | Acti9 iC60H 1P D 0,5A MCB | [8 empty] | 09.07 | 1 | [8 empty] | 12 | 3606480082856 | 0 |  | 124 | 9 | 8 | 2 | 0.144 | 13606480082853 | 12 | 1558 | 22.5 | 9.8 | 8 |  | 43606480082854 | 132 | 17625 | 40 | 30 | 30 | [10 empty] | 12 | N | [12 empty] | CUQ | ZQ | 8536201090 | [14 empty] | iC60H - miniatuurcircuitonderbreker - 1P - 0.5A - D curve | iC60H - disjoncteur modulaire - 1P - 0,5 A - courbe D | [17 empty] | https://eref.se.com/be/nl/sis-tarif/product/A9F85170 | https://eref.se.com/be/fr/sis-tarif/product/A9F85170
Schneider Electric | Schneider Electric | 01022021 |  | Schneider Electric |  | SED | A9F85201 |  |  | 64.45 |  | 1 |  | 6 | IC60H 2P D1 | Disjoncteur IC60H 2P 1A D 10kA |  | Acti9 iC60H 2P D 1A MCB | [8 empty] | 09.07 | 1 | [8 empty] | 6 | 3606480082795 | 0 |  | 248 | 9 | 4 | 8 | 0.288 | 13606480082792 | 6 | 1558 | 22.5 | 9.8 | 8 |  | 43606480082793 | 66 | 17625 | 40 | 30 | 30 | [10 empty] | 12 | N | [12 empty] | CUQ | ZQ | 8536201090 | [14 empty] | Automaat iC60H 2P 1A D | Disjoncteur iC60H 2P 1A D | [17 empty] | https://eref.se.com/be/nl/sis-tarif/product/A9F85201 | https://eref.se.com/be/fr/sis-tarif/product/A9F85201
Schneider Electric | Schneider Electric | 01022021 |  | Schneider Electric |  | SED | A9F85202 |  |  | 64.45 |  | 1 |  | 6 | IC60H 2P D2 | Disjoncteur IC60H 2P 2A D 10kA |  | Acti9 iC60H 2P D 2A MCB | [8 empty] | 09.07 | 1 | [8 empty] | 1 | 3606480082764 | 0 |  | 222 | 10 | 8 | 4 | 0.32 | 13606480082761 | 6 | 1385 | 23 | 8 | 10 |  | 43606480082762 | 66 | 15773 | 40 | 30 | 30 | [10 empty] | 2 | Y | [12 empty] | CUQ | ZQ | 8536201090 | [14 empty] | Automaat iC60H 2P 2A D | Disjoncteur iC60H 2P 2A D | [17 empty] | https://eref.se.com/be/nl/sis-tarif/product/A9F85202 | https://eref.se.com/be/fr/sis-tarif/product/A9F85202
Schneider Electric | Schneider Electric | 01022021 |  | Schneider Electric |  | SED | A9F85203 |  |  | 64.45 |  | 1 |  | 6 | IC60H 2P D3 | Disjoncteur IC60H 2P 3A D 10kA |  | Acti9 iC60H 2P D 3A MCB | [8 empty] | 09.07 | 1 | [8 empty] | 6 | 3606480082894 | 0 |  | 248 | 9 | 8 | 4 | 0.288 | 13606480082891 | 6 | 1558 | 23 | 10 | 8 |  | 43606480082892 | 66 | 17625 | 40 | 30 | 30 | [10 empty] | 12 | N | [12 empty] | CUQ | ZQ | 8536201090 | [14 empty] | iC60H - miniatuurcircuitonderbreker - 2P - 3A - D curve | iC60H - disjoncteur modulaire - 2P - 3 A - courbe D | [17 empty] | https://eref.se.com/be/nl/sis-tarif/product/A9F85203 | https://eref.se.com/be/fr/sis-tarif/product/A9F85203
Schneider Electric | Schneider Electric | 01022021 |  | Schneider Electric |  | SED | A9F85204 |  |  | 64.45 |  | 1 |  | 6 | IC60H 2P D4 | Disjoncteur IC60H 2P 4A D 10kA |  | Acti9 iC60H 2P D 4A MCB | [8 empty] | 09.07 | 1 | [8 empty] | 1 | 3606480082924 | 0 |  | 218 | 10 | 8 | 4 | 0.32 | 13606480082921 | 6 | 1370 | 23 | 8 | 10 |  | 43606480082922 | 66 | 15564 | 40 | 30 | 30 | [10 empty] | 6 | N | [12 empty] | CUQ | ZQ | 8536201090 | [14 empty] | Automaat iC60H 2P 4A D | Disjoncteur iC60H 2P 4A D | [17 empty] | https://eref.se.com/be/nl/sis-tarif/product/A9F85204 | https://eref.se.com/be/fr/sis-tarif/product/A9F85204
Schneider Electric | Schneider Electric | 01022021 |  | Schneider Electric |  | SED | A9F85206 |  |  | 51.14 |  | 1 |  | 6 | IC60H 2P D6 | Disjoncteur IC60H 2P 6A D 10kA |  | Acti9 iC60H 2P D 6A MCB | [8 empty] | 09.07 | 1 | [8 empty] | 1 | 3606480083112 | 0 |  | 216 | 9 | 4 | 7 | 0.252 | 13606480083119 | 6 | 1360 | 22.4 | 9.8 | 8.1 |  | 43606480083110 | 66 | 15490 | 40 | 30 | 30 | [10 empty] | 6 | N | [12 empty] | CUQ | ZQ | 8536201090 | [14 empty] | Automaat iC60H 2P 6A D | Disjoncteur iC60H 2P 6A D | [17 empty] | https://eref.se.com/be/nl/sis-tarif/product/A9F85206 | https://eref.se.com/be/fr/sis-tarif/product/A9F85206
Schneider Electric | Schneider Electric | 01022021 |  | Schneider Electric |  | SED | A9F85210 |  |  | 51.14 |  | 1 |  | 6 | IC60H 2P D10 | Disjoncteur IC60H 2P 10A D 10kA |  | Acti9 iC60H 2P D 10A MCB | [8 empty] | 09.07 | 1 | [8 empty] | 1 | 3606480083303 | 0 |  | 218 | 10 | 8 | 4 | 0.32 | 13606480083300 | 6 | 1365 | 22 | 8 | 10 |  | 43606480083301 | 66 | 15622 | 40 | 30 | 30 | [10 empty] | 6 | N | [12 empty] | CUQ | ZQ | 8536201090 | [14 empty] | Automaat iC60H 2P 10A D | Disjoncteur iC60H 2P 10A D | [17 empty] | https://eref.se.com/be/nl/sis-tarif/product/A9F85210 | https://eref.se.com/be/fr/sis-tarif/product/A9F85210
Schneider Electric | Schneider Electric | 01022021 |  | Schneider Electric |  | SED | A9F85213 |  |  | 64.45 |  | 1 |  | 6 | iC60H 2P 13A D | Disjoncteur IC60H 2P 13A D 10kA |  | Acti9 iC60H 2P D 13A MCB | [8 empty] | 09.07 | 1 | [8 empty] | 6 | 3606480082863 | 0 |  | 248 | 9 | 4 | 8 | 0.288 | 13606480082860 | 6 | 1558 | 22.5 | 9.8 | 8 |  | 43606480082861 | 66 | 17625 | 40 | 30 | 30 | [10 empty] | 12 | N | [12 empty] | CUQ | ZQ | 8536201090 | [14 empty] | iC60H - miniatuurcircuitonderbreker - 2P - 13A - D curve | iC60H - disjoncteur modulaire - 2P - 13 A - courbe D | [17 empty] | https://eref.se.com/be/nl/sis-tarif/product/A9F85213 | https://eref.se.com/be/fr/sis-tarif/product/A9F85213
Schneider Electric | Schneider Electric | 01022021 |  | Schneider Electric |  | SED | A9F85216 |  |  | 50.13 |  | 1 |  | 6 | IC60H 2P D16 | Disjoncteur IC60H 2P 16A D 10kA |  | Acti9 iC60H 2P D 16A MCB | [8 empty] | 09.07 | 1 | [8 empty] | 1 | 3606480083129 | 0 |  | 223 | 9 | 4 | 7 | 0.252 | 13606480083126 | 6 | 1400 | 22.4 | 9.8 | 8.1 |  | 43606480083127 | 66 | 15840 | 40 | 30 | 30 | [10 empty] | 6 | N | [12 empty] | CUQ | ZQ | 8536201090 | [14 empty] | Automaat iC60H 2P 16A D | Disjoncteur iC60H 2P 16A D | [17 empty] | https://eref.se.com/be/nl/sis-tarif/product/A9F85216 | https://eref.se.com/be/fr/sis-tarif/product/A9F85216
Schneider Electric | Schneider Electric | 01022021 |  | Schneider Electric |  | SED | A9F85220 |  |  | 51.14 |  | 1 |  | 6 | IC60H 2P D20 | Disjoncteur IC60H 2P 20A D 10kA |  | Acti9 iC60H 2P D 20A MCB | [8 empty] | 09.07 | 1 | [8 empty] | 1 | 3606480083068 | 0 |  | 226 | 10 | 8 | 4 | 0.32 | 13606480083065 | 6 | 1411 | 23 | 8 | 10 |  | 43606480083066 | 66 | 16008 | 40 | 30 | 30 | [10 empty] | 2 | Y | [12 empty] | CUQ | ZQ | 8536201090 | [14 empty] | Automaat iC60H 2P 20A D | Disjoncteur iC60H 2P 20A D | [17 empty] | https://eref.se.com/be/nl/sis-tarif/product/A9F85220 | https://eref.se.com/be/fr/sis-tarif/product/A9F85220
Schneider Electric | Schneider Electric | 01022021 |  | Schneider Electric |  | SED | A9F85225 |  |  | 51.94 |  | 1 |  | 6 | IC60H 2P D25 | Disjoncteur IC60H 2P 25A D 10kA |  | Acti9 iC60H 2P D 25A MCB | [8 empty] | 09.07 | 1 | [8 empty] | 1 | 3606480083174 | 0 |  | 232 | 10 | 8 | 4 | 0.32 | 13606480083171 | 6 | 1457 | 20 | 30 | 2.93 |  | 43606480083172 | 66 | 16373 | 40 | 30 | 30 | [10 empty] | 2 | Y | [12 empty] | CUQ | ZQ | 8536201090 | [14 empty] | Automaat iC60H 2P 25A D | Disjoncteur iC60H 2P 25A D | [17 empty] | https://eref.se.com/be/nl/sis-tarif/product/A9F85225 | https://eref.se.com/be/fr/sis-tarif/product/A9F85225
Schneider Electric | Schneider Electric | 01022021 |  | Schneider Electric |  | SED | A9F85232 |  |  | 51.94 |  | 1 |  | 6 | IC60H 2P D32 | Disjoncteur IC60H 2P 32A D 10kA |  | Acti9 iC60H 2P D 32A MCB | [8 empty] | 09.07 | 1 | [8 empty] | 1 | 3606480083198 | 0 |  | 248 | 9 | 7 | 4 | 0.252 | 13606480083195 | 6 | 1554 | 23 | 8 | 10 |  | 43606480083196 | 66 | 17506 | 40 | 30 | 30 | [10 empty] | 2 | Y | [12 empty] | CUQ | ZQ | 8536201090 | [14 empty] | Automaat iC60H 2P 32A D | Disjoncteur iC60H 2P 32A D | [17 empty] | https://eref.se.com/be/nl/sis-tarif/product/A9F85232 | https://eref.se.com/be/fr/sis-tarif/product/A9F85232
Schneider Electric | Schneider Electric | 01022021 |  | Schneider Electric |  | SED | A9F85240 |  |  | 66.27 |  | 1 |  | 6 | IC60H 2P D40 | Disjoncteur IC60H 2P 40A D 10kA |  | Acti9 iC60H 2P D 40A MCB | [8 empty] | 09.07 | 1 | [8 empty] | 1 | 3606480083235 | 0 |  | 255 | 10 | 8 | 4 | 0.32 | 13606480083232 | 6 | 1564 | 20 | 30 | 2.93 |  | 43606480083233 | 66 | 18185 | 40 | 30 | 30 | [10 empty] | 6 | N | [12 empty] | CUQ | ZQ | 8536201090 | [14 empty] | Automaat iC60H 2P 40A D | Disjoncteur iC60H 2P 40A D | [17 empty] | https://eref.se.com/be/nl/sis-tarif/product/A9F85240 | https://eref.se.com/be/fr/sis-tarif/product/A9F85240
Schneider Electric | Schneider Electric | 01022021 |  | Schneider Electric |  | SED | A9F85250 |  |  | 98 |  | 1 |  | 6 | IC60H 2P D50 | Disjoncteur IC60H 2P 50A D 10kA |  | Acti9 iC60H 2P D 50A MCB | [8 empty] | 09.07 | 1 | [8 empty] | 1 | 3606480083259 | 0 |  | 267 | 10 | 8 | 4 | 0.32 | 13606480083256 | 6 | 1602 | 23 | 8 | 10 |  | 43606480083257 | 66 | 18109 | 40 | 30 | 30 | [10 empty] | 6 | N | [12 empty] | CUQ | ZQ | 8536201090 | [14 empty] | Automaat iC60H 2P 50A D | Disjoncteur iC60H 2P 50A D | [17 empty] | https://eref.se.com/be/nl/sis-tarif/product/A9F85250 | https://eref.se.com/be/fr/sis-tarif/product/A9F85250
Schneider Electric | Schneider Electric | 01022021 |  | Schneider Electric |  | SED | A9F85263 |  |  | 98 |  | 1 |  | 6 | IC60H 2P D63 | Disjoncteur IC60H 2P 63A D 10kA |  | Acti9 iC60H 2P D 63A MCB | [8 empty] | 09.07 | 1 | [8 empty] | 1 | 3606480083211 | 0 |  | 267 | 10 | 8 | 4 | 0.32 | 13606480083218 | 6 | 1672 | 23 | 8 | 10 |  | 43606480083219 | 66 | 18879 | 40 | 30 | 30 | [10 empty] | 2 | Y | [12 empty] | CUQ | ZQ | 8536201090 | [14 empty] | Automaat iC60H 2P 63A D | Disjoncteur iC60H 2P 63A D | [17 empty] | https://eref.se.com/be/nl/sis-tarif/product/A9F85263 | https://eref.se.com/be/fr/sis-tarif/product/A9F85263
Schneider Electric | Schneider Electric | 01022021 |  | Schneider Electric |  | SED | A9F85270 |  |  | 64.45 |  | 1 |  | 6 | IC60H 2P D0.5 | Disjoncteur IC60H 2P 0.5A D 10kA |  | Acti9 iC60H 2P D 0,5A MCB | [8 empty] | 09.07 | 1 | [8 empty] | 6 | 3606480082870 | 0 |  | 248 | 9 | 4 | 8 | 0.288 | 13606480082877 | 6 | 1558 | 22.5 | 9.8 | 8 |  | 43606480082878 | 66 | 17625 | 40 | 30 | 30 | [10 empty] | 12 | N | [12 empty] | CUQ | ZQ | 8536201090 | [14 empty] | Automaat iC60H 2P 0,5A D | Disjoncteur iC60H 2P 0,5A D | [17 empty] | https://eref.se.com/be/nl/sis-tarif/product/A9F85270 | https://eref.se.com/be/fr/sis-tarif/product/A9F85270
Schneider Electric | Schneider Electric | 01022021 |  | Schneider Electric |  | SED | A9F85301 |  |  | 92.81 |  | 1 |  | 4 | IC60H 3P D1 | Disjoncteur IC60H 3P 1A D 10kA |  | Acti9 iC60H 3P D 1A MCB | [8 empty] | 09.07 | 1 | [8 empty] | 4 | 3606480082849 | 0 |  | 371 | 9 | 5 | 8 | 0.36 | 13606480082846 | 4 | 1554 | 22.5 | 9.8 | 8 |  | 43606480082847 | 44 | 17581 | 40 | 30 | 30 | [10 empty] | 12 | N | [12 empty] | CUQ | ZQ | 8536201090 | [14 empty] | Automaat iC60H 3P 1A D | Disjoncteur iC60H 3P 1A D | [17 empty] | https://eref.se.com/be/nl/sis-tarif/product/A9F85301 | https://eref.se.com/be/fr/sis-tarif/product/A9F85301
Schneider Electric | Schneider Electric | 01022021 |  | Schneider Electric |  | SED | A9F85302 |  |  | 94.96 |  | 1 |  | 4 | IC60H 3P D2 | Disjoncteur IC60H 3P 2A D 10kA |  | Acti9 iC60H 3P D 2A MCB | [8 empty] | 09.07 | 1 | [8 empty] | 1 | 3606480082917 | 0 |  | 333 | 10 | 8 | 5 | 0.4 | 13606480082914 | 4 | 1390 | 23 | 8 | 10 |  | 43606480082915 | 44 | 15827 | 40 | 30 | 30 | [10 empty] | 2 | Y | [12 empty] | CUQ | ZQ | 8536201090 | [14 empty] | Automaat iC60H 3P 2A D | Disjoncteur iC60H 3P 2A D | [17 empty] | https://eref.se.com/be/nl/sis-tarif/product/A9F85302 | https://eref.se.com/be/fr/sis-tarif/product/A9F85302
Schneider Electric | Schneider Electric | 01022021 |  | Schneider Electric |  | SED | A9F85303 |  |  | 94.96 |  | 1 |  | 4 | IC60H 3P D3 | Disjoncteur IC60H 3P 3A D 10kA |  | Acti9 iC60H 3P D 3A MCB | [8 empty] | 09.07 | 1 | [8 empty] | 4 | 3606480082788 | 0 |  | 371 | 9 | 5 | 8 | 0.36 | 13606480082785 | 4 | 1554 | 22.5 | 9.8 | 8 |  | 43606480082786 | 44 | 17581 | 40 | 30 | 30 | [10 empty] | 12 | N | [12 empty] | CUQ | ZQ | 8536201090 | [14 empty] | iC60H - miniatuurcircuitonderbreker - 3P - 3A - D curve | iC60H - disjoncteur modulaire - 3P - 3 A - courbe D | [17 empty] | https://eref.se.com/be/nl/sis-tarif/product/A9F85303 | https://eref.se.com/be/fr/sis-tarif/product/A9F85303
Schneider Electric | Schneider Electric | 01022021 |  | Schneider Electric |  | SED | A9F85304 |  |  | 94.96 |  | 1 |  | 4 | IC60H 3P D4 | Disjoncteur IC60H 3P 4A D 10kA |  | Acti9 iC60H 3P D 4A MCB | [8 empty] | 09.07 | 1 | [8 empty] | 1 | 3606480082757 | 0 |  | 371 | 9 | 5 | 8 | 0.36 | 13606480082754 | 4 | 1554 | 22.5 | 9.8 | 8 |  | 43606480082755 | 44 | 17581 | 40 | 30 | 30 | [10 empty] | 2 | Y | [12 empty] | CUQ | ZQ | 8536201090 | [14 empty] | Automaat iC60H 3P 4A D | Disjoncteur iC60H 3P 4A D | [17 empty] | https://eref.se.com/be/nl/sis-tarif/product/A9F85304 | https://eref.se.com/be/fr/sis-tarif/product/A9F85304
Schneider Electric | Schneider Electric | 01022021 |  | Schneider Electric |  | SED | A9F85306 |  |  | 75.72 |  | 1 |  | 4 | IC60H 3P D6 | Disjoncteur IC60H 3P 6A D 10kA |  | Acti9 iC60H 3P D 6A MCB | [8 empty] | 09.07 | 1 | [8 empty] | 1 | 3606480083082 | 0 |  | 322.75 | 10 | 7 | 5 | 0.35 | 13606480083089 | 4 | 1347 | 22.5 | 10 | 8 |  | 43606480083080 | 44 | 15237 | 40 | 30 | 30 | [10 empty] | 6 | N | [12 empty] | CUQ | ZQ | 8536201090 | [14 empty] | Automaat iC60H 3P 6A D | Disjoncteur iC60H 3P 6A D | [17 empty] | https://eref.se.com/be/nl/sis-tarif/product/A9F85306 | https://eref.se.com/be/fr/sis-tarif/product/A9F85306
Schneider Electric | Schneider Electric | 01022021 |  | Schneider Electric |  | SED | A9F85310 |  |  | 75.72 |  | 1 |  | 4 | IC60H 3P D10 | Disjoncteur IC60H 3P 10A D 10kA |  | Acti9 iC60H 3P D 10A MCB | [8 empty] | 09.07 | 1 | [8 empty] | 1 | 3606480083150 | 0 |  | 328 | 10 | 8 | 6 | 0.48 | 13606480083157 | 4 | 1388 | 23 | 8 | 10 |  | 43606480083158 | 44 | 15755 | 40 | 30 | 30 | [10 empty] | 6 | N | [12 empty] | CUQ | ZQ | 8536201090 | [14 empty] | Automaat iC60H 3P 10A D | Disjoncteur iC60H 3P 10A D | [17 empty] | https://eref.se.com/be/nl/sis-tarif/product/A9F85310 | https://eref.se.com/be/fr/sis-tarif/product/A9F85310
Schneider Electric | Schneider Electric | 01022021 |  | Schneider Electric |  | SED | A9F85313 |  |  | 94.96 |  | 1 |  | 4 | IC60H 3P 13A D | Disjoncteur IC60H 3P 13A D 10kA |  | Acti9 iC60H 3P D 13A MCB | [8 empty] | 09.07 | 1 | [8 empty] | 4 | 3606480082832 | 0 |  | 371 | 9 | 5 | 8 | 0.36 | 13606480082839 | 4 | 1554 | 22.5 | 9.8 | 8 |  | 43606480082830 | 44 | 17581 | 40 | 30 | 30 | [10 empty] | 12 | N | [12 empty] | CUQ | ZQ | 8536201090 | [14 empty] | iC60H - miniatuurcircuitonderbreker - 3P - 13A - D curve | iC60H - disjoncteur modulaire - 3P - 13 A - courbe D | [17 empty] | https://eref.se.com/be/nl/sis-tarif/product/A9F85313 | https://eref.se.com/be/fr/sis-tarif/product/A9F85313
Schneider Electric | Schneider Electric | 01022021 |  | Schneider Electric |  | SED | A9F85316 |  |  | 75.72 |  | 1 |  | 4 | IC60H 3P D16 | Disjoncteur IC60H 3P 16A D 10kA |  | Acti9 iC60H 3P D 16A MCB | [8 empty] | 09.07 | 1 | [8 empty] | 1 | 3606480083266 | 0 |  | 337.25 | 10 | 7 | 5 | 0.35 | 13606480083263 | 4 | 1411 | 22.5 | 10 | 8.5 |  | 43606480083264 | 44 | 15944 | 40 | 30 | 30 | [10 empty] | 6 | N | [12 empty] | CUQ | ZQ | 8536201090 | [14 empty] | Automaat iC60H 3P 16A D | Disjoncteur iC60H 3P 16A D | [17 empty] | https://eref.se.com/be/nl/sis-tarif/product/A9F85316 | https://eref.se.com/be/fr/sis-tarif/product/A9F85316
Schneider Electric | Schneider Electric | 01022021 |  | Schneider Electric |  | SED | A9F85320 |  |  | 75.72 |  | 1 |  | 4 | IC60H 3P D20 | Disjoncteur IC60H 3P 20A D 10kA |  | Acti9 iC60H 3P D 20A MCB | [8 empty] | 09.07 | 1 | [8 empty] | 1 | 3606480083310 | 0 |  | 341.75 | 9 | 7 | 5 | 0.315 | 13606480083317 | 4 | 1429 | 22.5 | 10 | 8.2 |  | 43606480083318 | 44 | 16139 | 40 | 30 | 30 | [10 empty] | 2 | Y | [12 empty] | CUQ | ZQ | 8536201090 | [14 empty] | Automaat iC60H 3P 20A D | Disjoncteur iC60H 3P 20A D | [17 empty] | https://eref.se.com/be/nl/sis-tarif/product/A9F85320 | https://eref.se.com/be/fr/sis-tarif/product/A9F85320
Schneider Electric | Schneider Electric | 01022021 |  | Schneider Electric |  | SED | A9F85325 |  |  | 75.72 |  | 1 |  | 4 | IC60H 3P D25 | Disjoncteur IC60H 3P 25A D 10kA |  | Acti9 iC60H 3P D 25A MCB | [8 empty] | 09.07 | 1 | [8 empty] | 1 | 3606480083136 | 0 |  | 347 | 10 | 7 | 5 | 0.35 | 13606480083133 | 4 | 1451 | 22.5 | 10 | 8.5 |  | 43606480083134 | 44 | 16385 | 40 | 30 | 30 | [10 empty] | 6 | N | [12 empty] | CUQ | ZQ | 8536201090 | [14 empty] | Automaat iC60H 3P 25A D | Disjoncteur iC60H 3P 25A D | [17 empty] | https://eref.se.com/be/nl/sis-tarif/product/A9F85325 | https://eref.se.com/be/fr/sis-tarif/product/A9F85325
Schneider Electric | Schneider Electric | 01022021 |  | Schneider Electric |  | SED | A9F85332 |  |  | 75.72 |  | 1 |  | 4 | IC60H 3P D32 | Disjoncteur IC60H 3P 32A D 10kA |  | Acti9 iC60H 3P D 32A MCB | [8 empty] | 09.07 | 1 | [8 empty] | 1 | 3606480083105 | 0 |  | 375 | 10 | 8 | 6 | 0.48 | 13606480083102 | 4 | 1568 | 23 | 8 | 10 |  | 43606480083103 | 44 | 17574 | 40 | 30 | 30 | [10 empty] | 6 | N | [12 empty] | CUQ | ZQ | 8536201090 | [14 empty] | Automaat iC60H 3P 32A D | Disjoncteur iC60H 3P 32A D | [17 empty] | https://eref.se.com/be/nl/sis-tarif/product/A9F85332 | https://eref.se.com/be/fr/sis-tarif/product/A9F85332
Schneider Electric | Schneider Electric | 01022021 |  | Schneider Electric |  | SED | A9F85340 |  |  | 94.96 |  | 1 |  | 4 | IC60H 3P D40 | Disjoncteur IC60H 3P 40A D 10kA |  | Acti9 iC60H 3P D 40A MCB | [8 empty] | 09.07 | 1 | [8 empty] | 1 | 3606480083297 | 0 |  | 374 | 10 | 8 | 6 | 0.48 | 13606480083294 | 4 | 1561 | 22.5 | 10 | 8 |  | 43606480083295 | 44 | 17607 | 40 | 30 | 30 | [10 empty] | 6 | N | [12 empty] | CUQ | ZQ | 8536201090 | [14 empty] | Automaat iC60H 3P 40A D | Disjoncteur iC60H 3P 40A D | [17 empty] | https://eref.se.com/be/nl/sis-tarif/product/A9F85340 | https://eref.se.com/be/fr/sis-tarif/product/A9F85340
Schneider Electric | Schneider Electric | 01022021 |  | Schneider Electric |  | SED | A9F85350 |  |  | 124.36 |  | 1 |  | 4 | IC60H 3P D50 | Disjoncteur IC60H 3P 50A D 10kA |  | Acti9 iC60H 3P D 50A MCB | [8 empty] | 09.07 | 1 | [8 empty] | 1 | 3606480083273 | 0 |  | 404 | 10 | 7 | 5 | 0.35 | 13606480083270 | 4 | 1665 | 23 | 10 | 8 |  | 43606480083271 | 44 | 18735 | 40 | 30 | 30 | [10 empty] | 6 | N | [12 empty] | CUQ | ZQ | 8536201090 | [14 empty] | Automaat iC60H 3P 50A D | Disjoncteur iC60H 3P 50A D | [17 empty] | https://eref.se.com/be/nl/sis-tarif/product/A9F85350 | https://eref.se.com/be/fr/sis-tarif/product/A9F85350
Schneider Electric | Schneider Electric | 01022021 |  | Schneider Electric |  | SED | A9F85363 |  |  | 133.82 |  | 1 |  | 4 | IC60H 3P D63 | Disjoncteur IC60H 3P 63A D 10kA |  | Acti9 iC60H 3P D 63A MCB | [8 empty] | 09.07 | 1 | [8 empty] | 1 | 3606480083280 | 0 |  | 402.25 | 10 | 8 | 6 | 0.48 | 13606480083287 | 4 | 1672 | 22.5 | 10 | 8 |  | 43606480083288 | 44 | 18826 | 40 | 30 | 30 | [10 empty] | 6 | N | [12 empty] | CUQ | ZQ | 8536201090 | [14 empty] | Automaat iC60H 3P 63A D | Disjoncteur iC60H 3P 63A D | [17 empty] | https://eref.se.com/be/nl/sis-tarif/product/A9F85363 | https://eref.se.com/be/fr/sis-tarif/product/A9F85363
Schneider Electric | Schneider Electric | 01022021 |  | Schneider Electric |  | SED | A9F85370 |  |  | 94.96 |  | 1 |  | 4 | IC60H 3P D0.5 | Disjoncteur IC60H 3P 0.5A D 10kA |  | Acti9 iC60H 3P D 0,5A MCB | [8 empty] | 09.07 | 1 | [8 empty] | 4 | 3606480082900 | 0 |  | 371 | 9 | 5 | 8 | 0.36 | 13606480082907 | 4 | 1554 | 22.5 | 9.8 | 8 |  | 43606480082908 | 44 | 17581 | 40 | 30 | 30 | [10 empty] | 12 | N | [12 empty] | CUQ | ZQ | 8536201090 | [14 empty] | iC60H - miniatuurcircuitonderbreker - 3P - 0.5A - D curve | iC60H - disjoncteur modulaire - 3P - 0,5 A - courbe D | [17 empty] | https://eref.se.com/be/nl/sis-tarif/product/A9F85370 | https://eref.se.com/be/fr/sis-tarif/product/A9F85370
Schneider Electric | Schneider Electric | 01022021 |  | Schneider Electric |  | SED | A9F85401 |  |  | 128.07 |  | 1 |  | 3 | IC60H 4P D1 | Disjoncteur IC60H 4P 1A D 10kA |  | Acti9 iC60H 4P D 1A MCB | [8 empty] | 09.07 | 1 | [8 empty] | 3 | 3606480083020 | 0 |  | 495 | 9 | 7 | 8 | 0.504 | 13606480083027 | 3 | 1555 | 22.5 | 9.8 | 8 |  | 43606480083028 | 33 | 17592 | 40 | 30 | 30 | [10 empty] | 12 | N | [12 empty] | CUQ | ZQ | 8536201090 | [14 empty] | iC60H - miniatuurcircuitonderbreker - 4P - 1A - D curve | iC60H - disjoncteur modulaire - 4P - 1 A - courbe D | [17 empty] | https://eref.se.com/be/nl/sis-tarif/product/A9F85401 | https://eref.se.com/be/fr/sis-tarif/product/A9F85401
Schneider Electric | Schneider Electric | 01022021 |  | Schneider Electric |  | SED | A9F85402 |  |  | 128.07 |  | 1 |  | 3 | IC60H 4P D2 | Disjoncteur IC60H 4P 2A D 10kA |  | Acti9 iC60H 4P D 2A MCB | [8 empty] | 09.07 | 1 | [8 empty] | 3 | 3606480083013 | 0 |  | 495 | 9 | 7 | 8 | 0.504 | 13606480083010 | 3 | 1555 | 22.5 | 9.8 | 8 |  | 43606480083011 | 33 | 17592 | 40 | 30 | 30 | [10 empty] | 12 | N | [12 empty] | CUQ | ZQ | 8536201090 | [14 empty] | Automaat iC60H 4P 2A D | Disjoncteur iC60H 4P 2A D | [17 empty] | https://eref.se.com/be/nl/sis-tarif/product/A9F85402 | https://eref.se.com/be/fr/sis-tarif/product/A9F85402
Schneider Electric | Schneider Electric | 01022021 |  | Schneider Electric |  | SED | A9F85403 |  |  | 128.07 |  | 1 |  | 3 | IC60H 4P D3 | Disjoncteur IC60H 4P 3A D 10kA |  | Acti9 iC60H 4P D 3A MCB | [8 empty] | 09.07 | 1 | [8 empty] | 3 | 3606480083006 | 0 |  | 495 | 9 | 7 | 8 | 0.504 | 13606480083003 | 3 | 1555 | 22.5 | 9.8 | 8 |  | 43606480083004 | 33 | 17592 | 40 | 30 | 30 | [10 empty] | 12 | N | [12 empty] | CUQ | ZQ | 8536201090 | [14 empty] | iC60H - miniatuurcircuitonderbreker - 4P - 3A - D curve | iC60H - disjoncteur modulaire - 4P - 3 A - courbe D | [17 empty] | https://eref.se.com/be/nl/sis-tarif/product/A9F85403 | https://eref.se.com/be/fr/sis-tarif/product/A9F85403
Schneider Electric | Schneider Electric | 01022021 |  | Schneider Electric |  | SED | A9F85404 |  |  | 128.07 |  | 1 |  | 3 | IC60H 4P D4 | Disjoncteur IC60H 4P 4A D 10kA |  | Acti9 iC60H 4P D 4A MCB | [8 empty] | 09.07 | 1 | [8 empty] | 3 | 3606480082962 | 0 |  | 495 | 9 | 7 | 8 | 0.504 | 13606480082969 | 3 | 1555 | 22.5 | 9.8 | 8 |  | 43606480082960 | 33 | 17592 | 40 | 30 | 30 | [10 empty] | 12 | N | [12 empty] | CUQ | ZQ | 8536201090 | [14 empty] | Automaat iC60H 4P 4A D | Disjoncteur iC60H 4P 4A D | [17 empty] | https://eref.se.com/be/nl/sis-tarif/product/A9F85404 | https://eref.se.com/be/fr/sis-tarif/product/A9F85404
Schneider Electric | Schneider Electric | 01022021 |  | Schneider Electric |  | SED | A9F85406 |  |  | 100.89 |  | 1 |  | 3 | IC60H 4P D6 | Disjoncteur IC60H 4P 6A D 10kA |  | Acti9 iC60H 4P D 6A MCB | [8 empty] | 09.07 | 1 | [8 empty] | 3 | 3606480083358 | 0 |  | 495 | 9 | 8 | 7 | 0.504 | 13606480083355 | 3 | 1555 | 22.5 | 9.8 | 8 |  | 43606480083356 | 33 | 17592 | 40 | 30 | 30 | [10 empty] | 8 | N | [12 empty] | CUQ | ZQ | 8536201090 | [14 empty] | Automaat iC60H 4P 6A D | Disjoncteur iC60H 4P 6A D | [17 empty] | https://eref.se.com/be/nl/sis-tarif/product/A9F85406 | https://eref.se.com/be/fr/sis-tarif/product/A9F85406
Schneider Electric | Schneider Electric | 01022021 |  | Schneider Electric |  | SED | A9F85410 |  |  | 100.89 |  | 1 |  | 3 | IC60H 4P D10 | Disjoncteur IC60H 4P 10A D 10kA |  | Acti9 iC60H 4P D 10A MCB | [8 empty] | 09.07 | 1 | [8 empty] | 1 | 3606480083365 | 0 |  | 437 | 10 | 8 | 7 | 0.56 | 13606480083362 | 3 | 1383 | 23 | 8 | 10 |  | 43606480083363 | 33 | 15700 | 40 | 30 | 30 | [10 empty] | 6 | N | [12 empty] | CUQ | ZQ | 8536201090 | [14 empty] | Automaat iC60H 4P 10A D | Disjoncteur iC60H 4P 10A D | [17 empty] | https://eref.se.com/be/nl/sis-tarif/product/A9F85410 | https://eref.se.com/be/fr/sis-tarif/product/A9F85410
Schneider Electric | Schneider Electric | 01022021 |  | Schneider Electric |  | SED | A9F85413 |  |  | 128.07 |  | 1 |  | 3 | iC60H 4P 13A D | Disjoncteur IC60H 4P 13A D 10kA |  | Acti9 iC60H 4P D 13A MCB | [8 empty] | 09.07 | 1 | [8 empty] | 3 | 3606480082993 | 0 |  | 495 | 9 | 7 | 8 | 0.504 | 13606480082990 | 3 | 1555 | 22.5 | 9.8 | 8 |  | 43606480082991 | 33 | 17592 | 40 | 30 | 30 | [10 empty] | 2 | Y | [12 empty] | CUQ | ZQ | 8536201090 | [14 empty] | iC60H - miniatuurcircuitonderbreker - 4P - 13A - D curve | iC60H - disjoncteur modulaire - 4P - 13 A - courbe D | [17 empty] | https://eref.se.com/be/nl/sis-tarif/product/A9F85413 | https://eref.se.com/be/fr/sis-tarif/product/A9F85413
Schneider Electric | Schneider Electric | 01022021 |  | Schneider Electric |  | SED | A9F85416 |  |  | 98.62 |  | 1 |  | 3 | IC60H 4P D16 | Disjoncteur IC60H 4P 16A D 10kA |  | Acti9 iC60H 4P D 16A MCB | [8 empty] | 09.07 | 1 | [8 empty] | 1 | 3606480083471 | 0 |  | 442 | 9 | 7 | 7 | 0.441 | 13606480083478 | 3 | 1390 | 22.4 | 9.8 | 8.1 |  | 43606480083479 | 33 | 15820 | 40 | 30 | 30 | [10 empty] | 2 | Y | [12 empty] | CUQ | ZQ | 8536201090 | [14 empty] | Automaat iC60H 4P 16A D | Disjoncteur iC60H 4P 16A D | [17 empty] | https://eref.se.com/be/nl/sis-tarif/product/A9F85416 | https://eref.se.com/be/fr/sis-tarif/product/A9F85416
Schneider Electric | Schneider Electric | 01022021 |  | Schneider Electric |  | SED | A9F85420 |  |  | 99.43 |  | 1 |  | 3 | IC60H 4P D20 | Disjoncteur IC60H 4P 20A D 10kA |  | Acti9 iC60H 4P D 20A MCB | [8 empty] | 09.07 | 1 | [8 empty] | 1 | 3606480083334 | 0 |  | 452 | 10 | 8 | 7 | 0.56 | 13606480083331 | 3 | 1555 | 23 | 8 | 10 |  | 43606480083332 | 33 | 15926 | 40 | 30 | 30 | [10 empty] | 6 | N | [12 empty] | CUQ | ZQ | 8536201090 | [14 empty] | Automaat iC60H 4P 20A D | Disjoncteur iC60H 4P 20A D | [17 empty] | https://eref.se.com/be/nl/sis-tarif/product/A9F85420 | https://eref.se.com/be/fr/sis-tarif/product/A9F85420
Schneider Electric | Schneider Electric | 01022021 |  | Schneider Electric |  | SED | A9F85425 |  |  | 99.43 |  | 1 |  | 3 | IC60H 4P D25 | Disjoncteur IC60H 4P 25A D 10kA |  | Acti9 iC60H 4P D 25A MCB | [8 empty] | 09.07 | 1 | [8 empty] | 1 | 3606480083327 | 0 |  | 461 | 10 | 8 | 7 | 0.56 | 13606480083324 | 3 | 1436 | 23 | 8 | 10 |  | 43606480083325 | 33 | 16344 | 40 | 30 | 30 | [10 empty] | 2 | Y | [12 empty] | CUQ | ZQ | 8536201090 | [14 empty] | Automaat iC60H 4P 25A D | Disjoncteur iC60H 4P 25A D | [17 empty] | https://eref.se.com/be/nl/sis-tarif/product/A9F85425 | https://eref.se.com/be/fr/sis-tarif/product/A9F85425
Schneider Electric | Schneider Electric | 01022021 |  | Schneider Electric |  | SED | A9F85432 |  |  | 99.43 |  | 1 |  | 3 | IC60H 4P D32 | Disjoncteur IC60H 4P 32A D 10kA |  | Acti9 iC60H 4P D 32A MCB | [8 empty] | 09.07 | 1 | [8 empty] | 1 | 3606480083488 | 0 |  | 498 | 9 | 7 | 7 | 0.441 | 13606480083485 | 3 | 1555 | 22.4 | 9.8 | 8.2 |  | 43606480083486 | 33 | 17593 | 40 | 30 | 30 | [10 empty] | 2 | Y | [12 empty] | CUQ | ZQ | 8536201090 | [14 empty] | Automaat iC60H 4P 32A D | Disjoncteur iC60H 4P 32A D | [17 empty] | https://eref.se.com/be/nl/sis-tarif/product/A9F85432 | https://eref.se.com/be/fr/sis-tarif/product/A9F85432
Schneider Electric | Schneider Electric | 01022021 |  | Schneider Electric |  | SED | A9F85440 |  |  | 125.44 |  | 1 |  | 3 | IC60H 4P D40 | Disjoncteur IC60H 4P 40A D 10kA |  | Acti9 iC60H 4P D 40A MCB | [8 empty] | 09.07 | 1 | [8 empty] | 1 | 3606480083372 | 0 |  | 498 | 9 | 7 | 7 | 0.441 | 13606480083379 | 3 | 1550 | 22.4 | 9.8 | 8.1 |  | 43606480083370 | 33 | 17560 | 40 | 30 | 30 | [10 empty] | 6 | N | [12 empty] | CUQ | ZQ | 8536201090 | [14 empty] | Automaat iC60H 4P 40A D | Disjoncteur iC60H 4P 40A D | [17 empty] | https://eref.se.com/be/nl/sis-tarif/product/A9F85440 | https://eref.se.com/be/fr/sis-tarif/product/A9F85440
Schneider Electric | Schneider Electric | 01022021 |  | Schneider Electric |  | SED | A9F85450 |  |  | 164.71 |  | 1 |  | 3 | IC60H 4P D50 | Disjoncteur IC60H 4P 50A D 10kA |  | Acti9 iC60H 4P D 50A MCB | [8 empty] | 09.07 | 1 | [8 empty] | 1 | 3606480083341 | 0 |  | 535 | 9 | 7 | 7 | 0.441 | 13606480083348 | 3 | 1669 | 22.4 | 9.8 | 8.2 |  | 43606480083349 | 33 | 18847 | 40 | 30 | 30 | [10 empty] | 6 | N | [12 empty] | CUQ | ZQ | 8536201090 | [14 empty] | Automaat iC60H 4P 50A D | Disjoncteur iC60H 4P 50A D | [17 empty] | https://eref.se.com/be/nl/sis-tarif/product/A9F85450 | https://eref.se.com/be/fr/sis-tarif/product/A9F85450
Schneider Electric | Schneider Electric | 01022021 |  | Schneider Electric |  | SED | A9F85463 |  |  | 183.95 |  | 1 |  | 3 | IC60H 4P D63 | Disjoncteur IC60H 4P 63A D 10kA |  | Acti9 iC60H 4P D 63A MCB | [8 empty] | 09.07 | 1 | [8 empty] | 1 | 3606480083457 | 0 |  | 535 | 9 | 7 | 7 | 0.441 | 13606480083454 | 3 | 1670 | 22.4 | 9.8 | 8.1 |  | 43606480083455 | 33 | 18840 | 40 | 30 | 30 | [10 empty] | 2 | Y | [12 empty] | CUQ | ZQ | 8536201090 | [14 empty] | Automaat iC60H 4P 63A D | Disjoncteur iC60H 4P 63A D | [17 empty] | https://eref.se.com/be/nl/sis-tarif/product/A9F85463 | https://eref.se.com/be/fr/sis-tarif/product/A9F85463
Schneider Electric | Schneider Electric | 01022021 |  | Schneider Electric |  | SED | A9F85470 |  |  | 128.07 |  | 1 |  | 3 | IC60H 4P D0.5 | Disjoncteur IC60H 4P 0.5A D 10kA |  | Acti9 iC60H 4P D 0,5A MCB | [8 empty] | 09.07 | 1 | [8 empty] | 3 | 3606480083037 | 0 |  | 495 | 9 | 7 | 8 | 0.504 | 13606480083034 | 3 | 1555 | 22.5 | 9.8 | 8 |  | 43606480083035 | 33 | 17592 | 40 | 30 | 30 | [10 empty] | 12 | N | [12 empty] | CUQ | ZQ | 8536201090 | [14 empty] | iC60H - miniatuurcircuitonderbreker - 4P - 0.5A - D curve | iC60H - disjoncteur modulaire - 4P - 0,5 A - courbe D | [17 empty] | https://eref.se.com/be/nl/sis-tarif/product/A9F85470 | https://eref.se.com/be/fr/sis-tarif/product/A9F85470
Schneider Electric | Schneider Electric | 01022021 |  | Schneider Electric |  | SED | A9F85601 |  |  | 61.22 |  | 1 |  | 6 | ACTI9 IC60H 1P-N 1A D MINIATURE CIRCUIT | Disjoncteur IC60N 1P-N 1A D 10kA |  | Acti9 iC60H 1PN D 1A MCB | [8 empty] | 09.07 | 1 | [8 empty] | 6 | 3606480082986 | 0 |  | 248 | 9 | 4 | 8 | 0.288 | 13606480082983 | 6 | 1558 | 22.5 | 9.8 | 8 |  | 43606480082984 | 66 | 17625 | 40 | 30 | 30 | [10 empty] | 12 | N | [12 empty] | CUQ | ZQ | 8536201090 | [14 empty] | iC60H - miniatuur stroomonderbreker - 1P + N - 1A - D-curve | iC60H - disjoncteur modulaire - 1P + N - 1A - courbe D | [17 empty] | https://eref.se.com/be/nl/sis-tarif/product/A9F85601 | https://eref.se.com/be/fr/sis-tarif/product/A9F85601
Schneider Electric | Schneider Electric | 01022021 |  | Schneider Electric |  | SED | A9F85602 |  |  | 61.22 |  | 1 |  | 6 | ACTI9 IC60H 1P-N 2A D MINIATURE CIRCUIT | Disjoncteur IC60N 1P-N 2A D 10kA |  | Acti9 iC60H 1PN D 2A MCB | [8 empty] | 09.07 | 1 | [8 empty] | 6 | 3606480082955 | 0 |  | 248 | 9 | 4 | 8 | 0.288 | 13606480082952 | 6 | 1558 | 22.5 | 9.8 | 8 |  | 43606480082953 | 66 | 17625 | 40 | 30 | 30 | [10 empty] | 12 | N | [12 empty] | CUQ | ZQ | 8536201090 | [14 empty] | iC60H - miniatuur stroomonderbreker - 1P + N - 2A - D-curve | iC60H - disjoncteur modulaire - 1P + N - 2A - courbe D | [17 empty] | https://eref.se.com/be/nl/sis-tarif/product/A9F85602 | https://eref.se.com/be/fr/sis-tarif/product/A9F85602
Schneider Electric | Schneider Electric | 01022021 |  | Schneider Electric |  | SED | A9F85603 |  |  | 61.22 |  | 1 |  | 6 | ACTI9 IC60H 1P-N 3A D MINIATURE CIRCUIT | Disjoncteur IC60N 1P-N 3A D 10kA |  | Acti9 iC60H 1PN D 3A MCB | [8 empty] | 09.07 | 1 | [8 empty] | 1 | 3606480082931 | 0 |  | 248 | 9 | 4 | 8 | 0.288 | 13606480082938 | 6 | 1558 | 22.5 | 9.8 | 8 |  | 43606480082939 | 66 | 17625 | 40 | 30 | 30 | [10 empty] | 12 | N | [12 empty] | CUQ | ZQ | 8536201090 | [14 empty] | iC60H - miniatuur stroomonderbreker - 1P + N - 3A - D-curve | iC60H - disjoncteur modulaire - 1P + N - 3A - courbe D | [17 empty] | https://eref.se.com/be/nl/sis-tarif/product/A9F85603 | https://eref.se.com/be/fr/sis-tarif/product/A9F85603
Schneider Electric | Schneider Electric | 01022021 |  | Schneider Electric |  | SED | A9F85604 |  |  | 61.22 |  | 1 |  | 6 | ACTI9 IC60H 1P-N 4A D MINIATURE CIRCUIT | Disjoncteur IC60N 1P-N 4A D 10kA |  | Acti9 iC60H 1PN D 4A MCB | [8 empty] | 09.07 | 1 | [8 empty] | 6 | 3606480082948 | 0 |  | 248 | 9 | 4 | 8 | 0.288 | 13606480082945 | 6 | 1558 | 22.5 | 9.8 | 8 |  | 43606480082946 | 66 | 17625 | 40 | 30 | 30 | [10 empty] | 12 | N | [12 empty] | CUQ | ZQ | 8536201090 | [14 empty] | iC60H - miniatuur stroomonderbreker - 1P + N - 4A - D-curve | iC60H - disjoncteur modulaire - 1P + N - 4A - courbe D | [17 empty] | https://eref.se.com/be/nl/sis-tarif/product/A9F85604 | https://eref.se.com/be/fr/sis-tarif/product/A9F85604
Schneider Electric | Schneider Electric | 01022021 |  | Schneider Electric |  | SED | A9F85606 |  |  | 48.6 |  | 1 |  | 6 | ACTI9 IC60H 1P-N 6A D MINIATURE CIRCUIT | Disjoncteur IC60N 1P-N 6A D 10kA |  | Acti9 iC60H 1PN D 6A MCB | [8 empty] | 09.07 | 1 | [8 empty] | 6 | 3606480083419 | 0 |  | 248 | 9 | 4 | 8 | 0.288 | 13606480083416 | 6 | 1558 | 22.5 | 9.8 | 8 |  | 43606480083417 | 66 | 17625 | 40 | 30 | 30 | [10 empty] | 12 | N | [12 empty] | CUQ | ZQ | 8536201090 | [14 empty] | iC60H - miniatuur stroomonderbreker - 1P + N - 6A - D-curve | iC60H - disjoncteur modulaire - 1P + N - 6A - courbe D | [17 empty] | https://eref.se.com/be/nl/sis-tarif/product/A9F85606 | https://eref.se.com/be/fr/sis-tarif/product/A9F85606
Schneider Electric | Schneider Electric | 01022021 |  | Schneider Electric |  | SED | A9F85610 |  |  | 48.6 |  | 1 |  | 6 | ACTI9 IC60H 1P-N 10A D MINIATURE CIRCUIT | Disjoncteur IC60N 1P-N 10A D 10kA |  | Acti9 iC60H 1PN D 10A MCB | [8 empty] | 09.07 | 1 | [8 empty] | 1 | 3606480083426 | 0 |  | 248 | 9 | 8 | 4 | 0.288 | 13606480083423 | 6 | 1558 | 22.5 | 9.8 | 8 |  | 43606480083424 | 66 | 17625 | 40 | 30 | 30 | [10 empty] | 2 | Y | [12 empty] | CUQ | ZQ | 8536201090 | [14 empty] | iC60H - miniatuur stroomonderbreker - 1P + N - 10A - D-curve | iC60H - disjoncteur modulaire - 1P + N - 10A - courbe D | [17 empty] | https://eref.se.com/be/nl/sis-tarif/product/A9F85610 | https://eref.se.com/be/fr/sis-tarif/product/A9F85610
Schneider Electric | Schneider Electric | 01022021 |  | Schneider Electric |  | SED | A9F85613 |  |  | 61.22 |  | 1 |  | 6 | ACTI9 IC60H 1P-N 13A D MINIATURE CIRCUIT | Disjoncteur IC60N 1P-N 13A D 10kA |  | Acti9 iC60H 1PN D 13A MCB | [8 empty] | 09.07 | 1 | [8 empty] | 6 | 3606480082979 | 0 |  | 248 | 9 | 4 | 8 | 0.288 | 13606480082976 | 6 | 1558 | 22.5 | 9.8 | 8 |  | 43606480082977 | 66 | 17625 | 40 | 30 | 30 | [10 empty] | 12 | N | [12 empty] | CUQ | ZQ | 8536201090 | [14 empty] | iC60H - miniatuur stroomonderbreker - 1P + N - 13A - D-curve | iC60H - disjoncteur modulaire - 1P + N - 13A - courbe D | [17 empty] | https://eref.se.com/be/nl/sis-tarif/product/A9F85613 | https://eref.se.com/be/fr/sis-tarif/product/A9F85613
Schneider Electric | Schneider Electric | 01022021 |  | Schneider Electric |  | SED | A9F85616 |  |  | 47.64 |  | 1 |  | 6 | ACTI9 IC60H 1P-N 16A D MINIATURE CIRCUIT | Disjoncteur IC60N 1P-N 16A D 10kA |  | Acti9 iC60H 1PN D 16A MCB | [8 empty] | 09.07 | 1 | [8 empty] | 6 | 3606480083495 | 0 |  | 248 | 9 | 4 | 8 | 0.288 | 13606480083492 | 6 | 1558 | 22.5 | 9.8 | 8 |  | 43606480083493 | 66 | 17625 | 40 | 30 | 30 | [10 empty] | 8 | N | [12 empty] | CUQ | ZQ | 8536201090 | [14 empty] | iC60H - miniatuur stroomonderbreker - 1P + N - 16A - D-curve | iC60H - disjoncteur modulaire - 1P + N - 16A - courbe D | [17 empty] | https://eref.se.com/be/nl/sis-tarif/product/A9F85616 | https://eref.se.com/be/fr/sis-tarif/product/A9F85616
Schneider Electric | Schneider Electric | 01022021 |  | Schneider Electric |  | SED | A9F85620 |  |  | 48.6 |  | 1 |  | 6 | ACTI9 IC60H 1P-N 20A D MINIATURE CIRCUIT | Disjoncteur IC60N 1P-N 20A D 10kA |  | Acti9 iC60H 1PN D 20A MCB | [8 empty] | 09.07 | 1 | [8 empty] | 6 | 3606480083433 | 0 |  | 248 | 9 | 4 | 8 | 0.288 | 13606480083430 | 6 | 1558 | 22.5 | 9.8 | 8 |  | 43606480083431 | 66 | 17625 | 40 | 30 | 30 | [10 empty] | 8 | N | [12 empty] | CUQ | ZQ | 8536201090 | [14 empty] | iC60H - miniatuur stroomonderbreker - 1P + N - 20A - D-curve | iC60H - disjoncteur modulaire - 1P + N - 20A - courbe D | [17 empty] | https://eref.se.com/be/nl/sis-tarif/product/A9F85620 | https://eref.se.com/be/fr/sis-tarif/product/A9F85620
Schneider Electric | Schneider Electric | 01022021 |  | Schneider Electric |  | SED | A9F85625 |  |  | 49.36 |  | 1 |  | 6 | ACTI9 IC60H 1P-N 25A D MINIATURE CIRCUIT | Disjoncteur IC60N 1P-N 25A D 10kA |  | Acti9 iC60H 1PN D 25A MCB | [8 empty] | 09.07 | 1 | [8 empty] | 6 | 3606480083440 | 0 |  | 248 | 9 | 4 | 8 | 0.288 | 13606480083447 | 6 | 1558 | 22.5 | 9.8 | 8 |  | 43606480083448 | 66 | 17625 | 40 | 30 | 30 | [10 empty] | 8 | N | [12 empty] | CUQ | ZQ | 8536201090 | [14 empty] | iC60H - miniatuur stroomonderbreker - 1P + N - 25A - D-curve | iC60H - disjoncteur modulaire - 1P + N - 25A - courbe D | [17 empty] | https://eref.se.com/be/nl/sis-tarif/product/A9F85625 | https://eref.se.com/be/fr/sis-tarif/product/A9F85625
Schneider Electric | Schneider Electric | 01022021 |  | Schneider Electric |  | SED | A9F85632 |  |  | 49.36 |  | 1 |  | 6 | ACTI9 IC60H 1P-N 32A D MINIATURE CIRCUIT | Disjoncteur IC60N 1P-N 32A D 10kA |  | Acti9 iC60H 1PN D 32A MCB | [8 empty] | 09.07 | 1 | [8 empty] | 6 | 3606480083389 | 0 |  | 248 | 9 | 4 | 8 | 0.288 | 13606480083386 | 6 | 1558 | 22.5 | 9.8 | 8 |  | 43606480083387 | 66 | 17625 | 40 | 30 | 30 | [10 empty] | 8 | N | [12 empty] | CUQ | ZQ | 8536201090 | [14 empty] | iC60H - miniatuur stroomonderbreker - 1P + N - 32A - D-curve | iC60H - disjoncteur modulaire - 1P + N - 32A - courbe D | [17 empty] | https://eref.se.com/be/nl/sis-tarif/product/A9F85632 | https://eref.se.com/be/fr/sis-tarif/product/A9F85632
Schneider Electric | Schneider Electric | 01022021 |  | Schneider Electric |  | SED | A9F85640 |  |  | 62.96 |  | 1 |  | 6 | ACTI9 IC60H 1P-N 40A D MINIATURE CIRCUIT | Disjoncteur IC60N 1P-N 40A D 10kA |  | Acti9 iC60H 1PN D 40A MCB | [8 empty] | 09.07 | 1 | [8 empty] | 1 | 3606480083464 | 0 |  | 248 | 9 | 4 | 8 | 0.288 | 13606480083461 | 6 | 1558 | 22.5 | 9.8 | 8 |  | 43606480083462 | 66 | 17625 | 40 | 30 | 30 | [10 empty] | 8 | N | [12 empty] | CUQ | ZQ | 8536201090 | [14 empty] | iC60H - miniatuur stroomonderbreker - 1P + N - 40A - D-curve | iC60H - disjoncteur modulaire - 1P + N - 40A - courbe D | [17 empty] | https://eref.se.com/be/nl/sis-tarif/product/A9F85640 | https://eref.se.com/be/fr/sis-tarif/product/A9F85640
Schneider Electric | Schneider Electric | 01022021 |  | Schneider Electric |  | SED | A9F85650 |  |  | 93.11 |  | 1 |  | 6 | ACTI9 IC60H 1P-N 50A D MINIATURE CIRCUIT | Disjoncteur IC60N 1P-N 50A D 10kA |  | Acti9 iC60H 1PN D 50A MCB | [8 empty] | 09.07 | 1 | [8 empty] | 6 | 3606480083396 | 0 |  | 248 | 9 | 4 | 8 | 0.288 | 13606480083393 | 6 | 1558 | 22.5 | 9.8 | 8 |  | 43606480083394 | 66 | 17625 | 40 | 30 | 30 | [10 empty] | 8 | N | [12 empty] | CUQ | ZQ | 8536201090 | [14 empty] | iC60H - miniatuur stroomonderbreker - 1P + N - 50A - D-curve | iC60H - disjoncteur modulaire - 1P + N - 50A - courbe D | [17 empty] | https://eref.se.com/be/nl/sis-tarif/product/A9F85650 | https://eref.se.com/be/fr/sis-tarif/product/A9F85650
Schneider Electric | Schneider Electric | 01022021 |  | Schneider Electric |  | SED | A9F85663 |  |  | 93.11 |  | 1 |  | 6 | ACTI9 IC60H 1P-N 63A D MINIATURE CIRCUIT | Disjoncteur IC60N 1P-N 63A D 10kA |  | Acti9 iC60H 1PN D 63A MCB | [8 empty] | 09.07 | 1 | [8 empty] | 6 | 3606480083402 | 0 |  | 248 | 9 | 4 | 8 | 0.288 | 13606480083409 | 6 | 1558 | 22.5 | 9.8 | 8 |  | 43606480083400 | 66 | 17625 | 40 | 30 | 30 | [10 empty] | 8 | N | [12 empty] | CUQ | ZQ | 8536201090 | [14 empty] | iC60H - miniatuur stroomonderbreker - 1P + N - 63A - D-curve | iC60H - disjoncteur modulaire - 1P + N - 63A - courbe D | [17 empty] | https://eref.se.com/be/nl/sis-tarif/product/A9F85663 | https://eref.se.com/be/fr/sis-tarif/product/A9F85663
Schneider Electric | Schneider Electric | 01022021 |  | Schneider Electric |  | SED | A9F85670 |  |  | 61.22 |  | 1 |  | 6 | ACTI9 IC60H 1P-N 0,5A D MINIATURE CIRCUI | Disjoncteur IC60N 1P-N 0.5A D 10kA |  | Acti9 iC60H 1PN D 0,5A MCB | [8 empty] | 09.07 | 1 | [8 empty] | 6 | 3606480083044 | 0 |  | 248 | 9 | 4 | 8 | 0.288 | 13606480083041 | 6 | 1558 | 22.5 | 9.8 | 8 |  | 43606480083042 | 66 | 17625 | 40 | 30 | 30 | [10 empty] | 12 | N | [12 empty] | CUQ | ZQ | 8536201090 | [14 empty] | iC60H - miniatuur stroomonderbreker - 1P + N - 0,5A - D-curve | iC60H - disjoncteur modulaire - 1P + N - 0,5A - courbe D | [17 empty] | https://eref.se.com/be/nl/sis-tarif/product/A9F85670 | https://eref.se.com/be/fr/sis-tarif/product/A9F85670
Schneider Electric | Schneider Electric | 01022021 |  | Schneider Electric |  | SED | A9F88106 |  |  | 24.62 |  | 1 |  | 12 | iC60H 1P B6 | iC60H 1P 6A B |  | Acti9 iC60H 1P B 6A MCB | [8 empty] | 09.07 | 1 | [8 empty] | 1 | 3606480094477 | 0 |  | 108 | 10 | 8 | 2 | 0.16 | 13606480094474 | 12 | 1365 | 22 | 10 | 8.5 |  | 43606480094475 | 132 | 15513 | 40 | 30 | 30 | [10 empty] | 6 | N | [12 empty] | CUQ | ZQ | 8536201090 | [14 empty] | Automaat iC60H 1P 6A B | Disjoncteur iC60H 1P 6A B | [17 empty] | https://eref.se.com/be/nl/sis-tarif/product/A9F88106 | https://eref.se.com/be/fr/sis-tarif/product/A9F88106
Schneider Electric | Schneider Electric | 01022021 |  | Schneider Electric |  | SED | A9F88110 |  |  | 24.36 |  | 1 |  | 12 | iC60H 1P B10 | iC60H 1P 10A B |  | Acti9 iC60H 1P B 10A MCB | [8 empty] | 09.07 | 1 | [8 empty] | 1 | 3606480094484 | 0 |  | 110 | 10 | 8 | 2 | 0.16 | 13606480094481 | 12 | 1390 | 22.5 | 10 | 8.2 |  | 43606480094482 | 132 | 15680 | 40 | 30 | 30 | [10 empty] | 6 | N | [12 empty] | CUQ | ZQ | 8536201090 | [14 empty] | Automaat iC60H 1P 10A B | Disjoncteur iC60H 1P 10A B | [17 empty] | https://eref.se.com/be/nl/sis-tarif/product/A9F88110 | https://eref.se.com/be/fr/sis-tarif/product/A9F88110
Schneider Electric | Schneider Electric | 01022021 |  | Schneider Electric |  | SED | A9F88116 |  |  | 23.46 |  | 1 |  | 12 | iC60H 1P B16 | iC60H 1P 16A B |  | Acti9 iC60H 1P B 16A MCB | [8 empty] | 09.07 | 1 | [8 empty] | 1 | 3606480094491 | 0 |  | 112 | 10 | 2 | 8 | 0.16 | 13606480094498 | 12 | 1408 | 22 | 10 | 8 |  | 43606480094499 | 132 | 15975 | 40 | 30 | 30 | [10 empty] | 6 | N | [12 empty] | CUQ | ZQ | 8536201090 | [14 empty] | Automaat iC60H 1P 16A B | Disjoncteur iC60H 1P 16A B | [17 empty] | https://eref.se.com/be/nl/sis-tarif/product/A9F88116 | https://eref.se.com/be/fr/sis-tarif/product/A9F88116
Schneider Electric | Schneider Electric | 01022021 |  | Schneider Electric |  | SED | A9F88120 |  |  | 24.36 |  | 1 |  | 12 | iC60H 1P B20 | iC60H 1P 20A B |  | Acti9 iC60H 1P B 20A MCB | [8 empty] | 09.07 | 1 | [8 empty] | 1 | 3606480094507 | 0 |  | 114 | 10 | 8 | 1 | 0.08 | 13606480094504 | 12 | 1417 | 22.5 | 9.8 | 8 |  | 43606480094505 | 132 | 16074 | 40 | 30 | 30 | [10 empty] | 6 | N | [12 empty] | CUQ | ZQ | 8536201090 | [14 empty] | Automaat iC60H 1P 20A B | Disjoncteur iC60H 1P 20A B | [17 empty] | https://eref.se.com/be/nl/sis-tarif/product/A9F88120 | https://eref.se.com/be/fr/sis-tarif/product/A9F88120
Schneider Electric | Schneider Electric | 01022021 |  | Schneider Electric |  | SED | A9F88125 |  |  | 24.36 |  | 1 |  | 12 | iC60H 1P B25 | iC60H 1P 25A B |  | Acti9 iC60H 1P B 25A MCB | [8 empty] | 09.07 | 1 | [8 empty] | 1 | 3606480094514 | 0 |  | 116 | 10 | 2 | 8 | 0.16 | 13606480094511 | 12 | 1455 | 22 | 10 | 8 |  | 43606480094512 | 132 | 16492 | 40 | 30 | 30 | [10 empty] | 12 | N | [12 empty] | CUQ | ZQ | 8536201090 | [14 empty] | Automaat iC60H 1P 25A B | Disjoncteur iC60H 1P 25A B | [17 empty] | https://eref.se.com/be/nl/sis-tarif/product/A9F88125 | https://eref.se.com/be/fr/sis-tarif/product/A9F88125
Schneider Electric | Schneider Electric | 01022021 |  | Schneider Electric |  | SED | A9F88132 |  |  | 24.36 |  | 1 |  | 12 | iC60H 1P B32 | iC60H 1P 32A B |  | Acti9 iC60H 1P B 32A MCB | [8 empty] | 09.07 | 1 | [8 empty] | 1 | 3606480094521 | 0 |  | 121 | 10 | 8 | 1 | 0.08 | 13606480094528 | 12 | 1501 | 22.5 | 9.5 | 8 |  | 43606480094529 | 132 | 16998 | 40 | 30 | 30 | [10 empty] | 12 | N | [12 empty] | CUQ | ZQ | 8536201090 | [14 empty] | Automaat iC60H 1P 32A B | Disjoncteur iC60H 1P 32A B | [17 empty] | https://eref.se.com/be/nl/sis-tarif/product/A9F88132 | https://eref.se.com/be/fr/sis-tarif/product/A9F88132
Schneider Electric | Schneider Electric | 01022021 |  | Schneider Electric |  | SED | A9F88140 |  |  | 29.33 |  | 1 |  | 12 | iC60H 1P B40 | iC60H 1P 40A B |  | Acti9 iC60H 1P B 40A MCB | [8 empty] | 09.07 | 1 | [8 empty] | 1 | 3606480094538 | 0 |  | 124 | 10 | 2 | 7 | 0.14 | 13606480094535 | 12 | 1527 | 22 | 10 | 8 |  | 43606480094536 | 132 | 17284 | 40 | 30 | 30 | [10 empty] | 6 | N | [12 empty] | CUQ | ZQ | 8536201090 | [14 empty] | Automaat iC60H 1P 40A B | Disjoncteur iC60H 1P 40A B | [17 empty] | https://eref.se.com/be/nl/sis-tarif/product/A9F88140 | https://eref.se.com/be/fr/sis-tarif/product/A9F88140
Schneider Electric | Schneider Electric | 01022021 |  | Schneider Electric |  | SED | A9F88150 |  |  | 38.51 |  | 1 |  | 12 | iC60H 1P B50 | iC60H 1P 50A B |  | Acti9 iC60H 1P B 50A MCB | [8 empty] | 09.07 | 1 | [8 empty] | 12 | 3606480094545 | 0 |  | 135 | 10 | 2 | 8 | 0.16 | 13606480094542 | 12 | 1670 | 22.5 | 9.8 | 8.4 |  | 43606480094543 | 132 | 18857 | 40 | 30 | 30 | [10 empty] | 12 | N | [12 empty] | CUQ | ZQ | 8536201090 | [14 empty] | Automaat iC60H 1P 50A B | Disjoncteur iC60H 1P 50A B | [17 empty] | https://eref.se.com/be/nl/sis-tarif/product/A9F88150 | https://eref.se.com/be/fr/sis-tarif/product/A9F88150
Schneider Electric | Schneider Electric | 01022021 |  | Schneider Electric |  | SED | A9F88163 |  |  | 45.42 |  | 1 |  | 12 | iC60H 1P B63 | iC60H 1P 63A B |  | Acti9 iC60H 1P B 63A MCB | [8 empty] | 09.07 | 1 | [8 empty] | 12 | 3606480094552 | 0 |  | 135 | 10 | 1 | 8 | 0.08 | 13606480094559 | 12 | 1677 | 22.5 | 9.5 | 8 |  | 43606480094550 | 132 | 18934 | 40 | 30 | 30 | [10 empty] | 12 | N | [12 empty] | CUQ | ZQ | 8536201090 | [14 empty] | Automaat iC60H 1P 63A B | Disjoncteur iC60H 1P 63A B | [17 empty] | https://eref.se.com/be/nl/sis-tarif/product/A9F88163 | https://eref.se.com/be/fr/sis-tarif/product/A9F88163
Schneider Electric | Schneider Electric | 01022021 |  | Schneider Electric |  | SED | A9F88206 |  |  | 48.09 |  | 1 |  | 6 | iC60H 2P B6 | iC60H 2P 6A B |  | Acti9 iC60H 2P B 6A MCB | [8 empty] | 09.07 | 1 | [8 empty] | 1 | 3606480094569 | 0 |  | 217 | 10 | 8 | 4 | 0.32 | 13606480094566 | 6 | 1358 | 21.9 | 9.9 | 8.5 |  | 43606480094567 | 66 | 15442 | 40 | 30 | 30 | [10 empty] | 2 | Y | [12 empty] | CUQ | ZQ | 8536201090 | [14 empty] | Automaat iC60H 2P 6A B | Disjoncteur iC60H 2P 6A B | [17 empty] | https://eref.se.com/be/nl/sis-tarif/product/A9F88206 | https://eref.se.com/be/fr/sis-tarif/product/A9F88206
Schneider Electric | Schneider Electric | 01022021 |  | Schneider Electric |  | SED | A9F88210 |  |  | 48.09 |  | 1 |  | 6 | iC60H 2P B10 | iC60H 2P 10A B |  | Acti9 iC60H 2P B 10A MCB | [8 empty] | 09.07 | 1 | [8 empty] | 1 | 3606480094576 | 0 |  | 219 | 10 | 8 | 4 | 0.32 | 13606480094573 | 6 | 1371 | 22.5 | 9.8 | 8 |  | 43606480094574 | 66 | 15568 | 40 | 30 | 30 | [10 empty] | 2 | Y | [12 empty] | CUQ | ZQ | 8536201090 | [14 empty] | Automaat iC60H 2P 10A B | Disjoncteur iC60H 2P 10A B | [17 empty] | https://eref.se.com/be/nl/sis-tarif/product/A9F88210 | https://eref.se.com/be/fr/sis-tarif/product/A9F88210
Schneider Electric | Schneider Electric | 01022021 |  | Schneider Electric |  | SED | A9F88216 |  |  | 47.28 |  | 1 |  | 6 | iC60H 2P B16 | iC60H 2P 16A B |  | Acti9 iC60H 2P B 16A MCB | [8 empty] | 09.07 | 1 | [8 empty] | 1 | 3606480094583 | 0 |  | 223 | 9 | 4 | 8 | 0.288 | 13606480094580 | 6 | 1392 | 9.8 | 22.5 | 8 |  | 43606480094581 | 66 | 15799 | 40 | 30 | 30 | [10 empty] | 2 | Y | [12 empty] | CUQ | ZQ | 8536201090 | [14 empty] | Automaat iC60H 2P 16A B | Disjoncteur iC60H 2P 16A B | [17 empty] | https://eref.se.com/be/nl/sis-tarif/product/A9F88216 | https://eref.se.com/be/fr/sis-tarif/product/A9F88216
Schneider Electric | Schneider Electric | 01022021 |  | Schneider Electric |  | SED | A9F88220 |  |  | 48.09 |  | 1 |  | 6 | iC60H 2P B20 | iC60H 2P 20A B |  | Acti9 iC60H 2P B 20A MCB | [8 empty] | 09.07 | 1 | [8 empty] | 1 | 3606480094590 | 0 |  | 226 | 10 | 7 | 4 | 0.28 | 13606480094597 | 6 | 1410 | 22 | 10 | 8.5 |  | 43606480094598 | 66 | 16070 | 40 | 30 | 30 | [10 empty] | 6 | N | [12 empty] | CUQ | ZQ | 8536201090 | [14 empty] | Automaat iC60H 2P 20A B | Disjoncteur iC60H 2P 20A B | [17 empty] | https://eref.se.com/be/nl/sis-tarif/product/A9F88220 | https://eref.se.com/be/fr/sis-tarif/product/A9F88220
Schneider Electric | Schneider Electric | 01022021 |  | Schneider Electric |  | SED | A9F88225 |  |  | 49.73 |  | 1 |  | 6 | iC60H 2P B25 | iC60H 2P 25A B |  | Acti9 iC60H 2P B 25A MCB | [8 empty] | 09.07 | 1 | [8 empty] | 1 | 3606480094606 | 0 |  | 232 | 10 | 8 | 4 | 0.32 | 13606480094603 | 6 | 1442 | 22.5 | 10 | 8 |  | 43606480094604 | 66 | 16316 | 40 | 30 | 30 | [10 empty] | 6 | N | [12 empty] | CUQ | ZQ | 8536201090 | [14 empty] | Automaat iC60H 2P 25A B | Disjoncteur iC60H 2P 25A B | [17 empty] | https://eref.se.com/be/nl/sis-tarif/product/A9F88225 | https://eref.se.com/be/fr/sis-tarif/product/A9F88225
Schneider Electric | Schneider Electric | 01022021 |  | Schneider Electric |  | SED | A9F88232 |  |  | 49.73 |  | 1 |  | 6 | iC60H 2P B32 | iC60H 2P 32A B |  | Acti9 iC60H 2P B 32A MCB | [8 empty] | 09.07 | 1 | [8 empty] | 1 | 3606480094613 | 0 |  | 240 | 10 | 8 | 4 | 0.32 | 13606480094610 | 6 | 1490 | 22.5 | 9.8 | 8 |  | 43606480094611 | 66 | 16877 | 40 | 30 | 30 | [10 empty] | 6 | N | [12 empty] | CUQ | ZQ | 8536201090 | [14 empty] | Automaat iC60H 2P 32A B | Disjoncteur iC60H 2P 32A B | [17 empty] | https://eref.se.com/be/nl/sis-tarif/product/A9F88232 | https://eref.se.com/be/fr/sis-tarif/product/A9F88232
Schneider Electric | Schneider Electric | 01022021 |  | Schneider Electric |  | SED | A9F88240 |  |  | 63.67 |  | 1 |  | 6 | iC60H 2P B40 | iC60H 2P 40A B |  | Acti9 iC60H 2P B 40A MCB | [8 empty] | 09.07 | 1 | [8 empty] | 1 | 3606480094620 | 0 |  | 245 | 10 | 4 | 8 | 0.32 | 13606480094627 | 6 | 1528 | 22.5 | 9.8 | 8 |  | 43606480094628 | 66 | 17295 | 40 | 30 | 30 | [10 empty] | 12 | N | [12 empty] | CUQ | ZQ | 8536201090 | [14 empty] | Automaat iC60H 2P 40A B | Disjoncteur iC60H 2P 40A B | [17 empty] | https://eref.se.com/be/nl/sis-tarif/product/A9F88240 | https://eref.se.com/be/fr/sis-tarif/product/A9F88240
Schneider Electric | Schneider Electric | 01022021 |  | Schneider Electric |  | SED | A9F88250 |  |  | 82.47 |  | 1 |  | 6 | iC60H 2P B50 | iC60H 2P 50A B |  | Acti9 iC60H 2P B 50A MCB | [8 empty] | 09.07 | 1 | [8 empty] | 1 | 3606480094637 | 0 |  | 266 | 10 | 7 | 4 | 0.28 | 13606480094634 | 6 | 1659 | 22.5 | 9.7 | 7.8 |  | 43606480094635 | 66 | 18736 | 40 | 30 | 30 | [10 empty] | 12 | N | [12 empty] | CUQ | ZQ | 8536201090 | [14 empty] | Automaat iC60H 2P 50A B | Disjoncteur iC60H 2P 50A B | [17 empty] | https://eref.se.com/be/nl/sis-tarif/product/A9F88250 | https://eref.se.com/be/fr/sis-tarif/product/A9F88250
Schneider Electric | Schneider Electric | 01022021 |  | Schneider Electric |  | SED | A9F88263 |  |  | 95.37 |  | 1 |  | 6 | iC60H 2P B63 | iC60H 2P 63A B |  | Acti9 iC60H 2P B 63A MCB | [8 empty] | 09.07 | 1 | [8 empty] | 6 | 3606480094644 | 0 |  | 268 | 10 | 4 | 8 | 0.32 | 13606480094641 | 6 | 1630 | 22.5 | 9.8 | 8 |  | 43606480094642 | 66 | 18417 | 40 | 30 | 30 | [10 empty] | 12 | N | [12 empty] | CUQ | ZQ | 8536201090 | [14 empty] | Automaat iC60H 2P 63A B | Disjoncteur iC60H 2P 63A B | [17 empty] | https://eref.se.com/be/nl/sis-tarif/product/A9F88263 | https://eref.se.com/be/fr/sis-tarif/product/A9F88263
Schneider Electric | Schneider Electric | 01022021 |  | Schneider Electric |  | SED | A9F88306 |  |  | 74.49 |  | 1 |  | 4 | iC60H 3P B6 | iC60H 3P 6A B |  | Acti9 iC60H 3P B 6A MCB | [8 empty] | 09.07 | 1 | [8 empty] | 1 | 3606480094651 | 0 |  | 322 | 10 | 6 | 8 | 0.48 | 13606480094658 | 4 | 1349 | 22.5 | 10 | 8 |  | 43606480094659 | 44 | 15326 | 40 | 30 | 30 | [10 empty] | 2 | Y | [12 empty] | CUQ | ZQ | 8536201090 | [14 empty] | Automaat iC60H 3P 6A B | Disjoncteur iC60H 3P 6A B | [17 empty] | https://eref.se.com/be/nl/sis-tarif/product/A9F88306 | https://eref.se.com/be/fr/sis-tarif/product/A9F88306
Schneider Electric | Schneider Electric | 01022021 |  | Schneider Electric |  | SED | A9F88310 |  |  | 74.49 |  | 1 |  | 4 | iC60H 3P B10 | iC60H 3P 10A B |  | Acti9 iC60H 3P B 10A MCB | [8 empty] | 09.07 | 1 | [8 empty] | 4 | 3606480094668 | 0 |  | 329 | 10 | 8 | 6 | 0.48 | 13606480094665 | 4 | 1384 | 22.5 | 10 | 8 |  | 43606480094666 | 44 | 15711 | 40 | 30 | 30 | [10 empty] | 13 | N | [12 empty] | CUQ | ZQ | 8536201090 | [14 empty] | Automaat iC60H 3P 10A B | Disjoncteur iC60H 3P 10A B | [17 empty] | https://eref.se.com/be/nl/sis-tarif/product/A9F88310 | https://eref.se.com/be/fr/sis-tarif/product/A9F88310
Schneider Electric | Schneider Electric | 01022021 |  | Schneider Electric |  | SED | A9F88316 |  |  | 73.47 |  | 1 |  | 4 | iC60H 3P B16 | iC60H 3P 16A B |  | Acti9 iC60H 3P B 16A MCB | [8 empty] | 09.07 | 1 | [8 empty] | 1 | 3606480094675 | 0 |  | 333 | 10 | 8 | 5 | 0.4 | 13606480094672 | 4 | 1402 | 22 | 10 | 8.5 |  | 43606480094673 | 44 | 15766 | 40 | 30 | 30 | [10 empty] | 6 | N | [12 empty] | CUQ | ZQ | 8536201090 | [14 empty] | Automaat iC60H 3P 16A B | Disjoncteur iC60H 3P 16A B | [17 empty] | https://eref.se.com/be/nl/sis-tarif/product/A9F88316 | https://eref.se.com/be/fr/sis-tarif/product/A9F88316
Schneider Electric | Schneider Electric | 01022021 |  | Schneider Electric |  | SED | A9F88320 |  |  | 73.47 |  | 1 |  | 4 | iC60H 3P B20 | iC60H 3P 20A B |  | Acti9 iC60H 3P B 20A MCB | [8 empty] | 09.07 | 1 | [8 empty] | 1 | 3606480094682 | 0 |  | 333.068 | 10 | 8 | 5 | 0.4 | 13606480094689 | 4 | 1415 | 22 | 9.5 | 8.7 |  | 43606480094680 | 44 | 14655 | 40 | 30 | 30 | [10 empty] | 6 | N | [12 empty] | CUQ | ZQ | 8536201090 | [14 empty] | Automaat iC60H 3P 20A B | Disjoncteur iC60H 3P 20A B | [17 empty] | https://eref.se.com/be/nl/sis-tarif/product/A9F88320 | https://eref.se.com/be/fr/sis-tarif/product/A9F88320
Schneider Electric | Schneider Electric | 01022021 |  | Schneider Electric |  | SED | A9F88325 |  |  | 73.47 |  | 1 |  | 4 | iC60H 3P B25 | iC60H 3P 25A B |  | Acti9 iC60H 3P B 25A MCB | [8 empty] | 09.07 | 1 | [8 empty] | 1 | 3606480094699 | 0 |  | 349 | 10 | 8 | 6 | 0.48 | 13606480094696 | 4 | 1462 | 22.5 | 9 | 8 |  | 43606480094697 | 44 | 16569 | 40 | 30 | 30 | [10 empty] | 6 | N | [12 empty] | CUQ | ZQ | 8536201090 | [14 empty] | Automaat iC60H 3P 25A B | Disjoncteur iC60H 3P 25A B | [17 empty] | https://eref.se.com/be/nl/sis-tarif/product/A9F88325 | https://eref.se.com/be/fr/sis-tarif/product/A9F88325
Schneider Electric | Schneider Electric | 01022021 |  | Schneider Electric |  | SED | A9F88332 |  |  | 73.47 |  | 1 |  | 4 | iC60H 3P B32 | iC60H 3P 32A B |  | Acti9 iC60H 3P B 32A MCB | [8 empty] | 09.07 | 1 | [8 empty] | 1 | 3606480094705 | 0 |  | 352.409 | 9 | 7 | 5 | 0.315 | 13606480094702 | 4 | 1498 | 22 | 10 | 8.5 |  | 43606480094703 | 44 | 15506 | 40 | 30 | 30 | [10 empty] | 6 | N | [12 empty] | CUQ | ZQ | 8536201090 | [14 empty] | Automaat iC60H 3P 32A B | Disjoncteur iC60H 3P 32A B | [17 empty] | https://eref.se.com/be/nl/sis-tarif/product/A9F88332 | https://eref.se.com/be/fr/sis-tarif/product/A9F88332
Schneider Electric | Schneider Electric | 01022021 |  | Schneider Electric |  | SED | A9F88340 |  |  | 91.45 |  | 1 |  | 4 | iC60H 3P B40 | iC60H 3P 40A B |  | Acti9 iC60H 3P B 40A MCB | [8 empty] | 09.07 | 1 | [8 empty] | 1 | 3606480094712 | 0 |  | 369 | 10 | 6 | 8 | 0.48 | 13606480094719 | 4 | 1536 | 22 | 9.7 | 8 |  | 43606480094710 | 44 | 17383 | 40 | 30 | 30 | [10 empty] | 7 | N | [12 empty] | CUQ | ZQ | 8536201090 | [14 empty] | Automaat iC60H 3P 40A B | Disjoncteur iC60H 3P 40A B | [17 empty] | https://eref.se.com/be/nl/sis-tarif/product/A9F88340 | https://eref.se.com/be/fr/sis-tarif/product/A9F88340
Schneider Electric | Schneider Electric | 01022021 |  | Schneider Electric |  | SED | A9F88350 |  |  | 121.11 |  | 1 |  | 4 | iC60H 3P B50 | iC60H 3P 50A B |  | Acti9 iC60H 3P B 50A MCB | [8 empty] | 09.07 | 1 | [8 empty] | 1 | 3606480094729 | 0 |  | 403 | 10 | 8 | 5 | 0.4 | 13606480094726 | 4 | 1667 | 22.5 | 9.8 | 8 |  | 43606480094727 | 44 | 18824 | 40 | 30 | 30 | [10 empty] | 6 | N | [12 empty] | CUQ | ZQ | 8536201090 | [14 empty] | Automaat iC60H 3P 50A B | Disjoncteur iC60H 3P 50A B | [17 empty] | https://eref.se.com/be/nl/sis-tarif/product/A9F88350 | https://eref.se.com/be/fr/sis-tarif/product/A9F88350
Schneider Electric | Schneider Electric | 01022021 |  | Schneider Electric |  | SED | A9F88363 |  |  | 128.69 |  | 1 |  | 4 | iC60H 3P B63 | iC60H 3P 63A B |  | Acti9 iC60H 3P B 63A MCB | [8 empty] | 09.07 | 1 | [8 empty] | 1 | 3606480094736 | 0 |  | 406 | 9 | 5 | 7 | 0.315 | 13606480094733 | 4 | 1678 | 22 | 9.8 | 7.9 |  | 43606480094734 | 44 | 18945 | 40 | 30 | 30 | [10 empty] | 6 | N | [12 empty] | CUQ | ZQ | 8536201090 | [14 empty] | Automaat iC60H 3P 63A B | Disjoncteur iC60H 3P 63A B | [17 empty] | https://eref.se.com/be/nl/sis-tarif/product/A9F88363 | https://eref.se.com/be/fr/sis-tarif/product/A9F88363
Schneider Electric | Schneider Electric | 01022021 |  | Schneider Electric |  | SED | A9F88406 |  |  | 96.79 |  | 1 |  | 3 | IC60H 4P B6 | iC60H 4P 06A B |  | Acti9 iC60H 4P B 6A MCB | [8 empty] | 09.07 | 1 | [8 empty] | 1 | 3606480094743 | 0 |  | 430 | 10 | 7 | 7 | 0.49 | 13606480094740 | 3 | 1359 | 22 | 10 | 8 |  | 43606480094741 | 33 | 15436 | 40 | 30 | 30 | [10 empty] | 2 | Y | [12 empty] | CUQ | ZQ | 8536201090 | [14 empty] | Automaat iC60H 4P 06A B | Disjoncteur iC60H 4P 06A B | [17 empty] | https://eref.se.com/be/nl/sis-tarif/product/A9F88406 | https://eref.se.com/be/fr/sis-tarif/product/A9F88406
Schneider Electric | Schneider Electric | 01022021 |  | Schneider Electric |  | SED | A9F88410 |  |  | 96.79 |  | 1 |  | 3 | IC60H 4P B10 | iC60H 4P 10A B |  | Acti9 iC60H 4P B 10A MCB | [8 empty] | 09.07 | 1 | [8 empty] | 1 | 3606480094750 | 0 |  | 436 | 9 | 7 | 7 | 0.441 | 13606480094757 | 3 | 1372 | 22 | 9.8 | 8.5 |  | 43606480094758 | 33 | 15602 | 40 | 30 | 30 | [10 empty] | 6 | N | [12 empty] | CUQ | ZQ | 8536201090 | [14 empty] | Automaat iC60H 4P 10A B | Disjoncteur iC60H 4P 10A B | [17 empty] | https://eref.se.com/be/nl/sis-tarif/product/A9F88410 | https://eref.se.com/be/fr/sis-tarif/product/A9F88410
Schneider Electric | Schneider Electric | 01022021 |  | Schneider Electric |  | SED | A9F88416 |  |  | 94.12 |  | 1 |  | 3 | IC60H 4P B16 | iC60H 4P 16A B |  | Acti9 iC60H 4P B 16A MCB | [8 empty] | 09.07 | 1 | [8 empty] | 1 | 3606480094767 | 0 |  | 446 | 9 | 7 | 7 | 0.441 | 13606480094764 | 3 | 1402 | 22.4 | 9.8 | 7.9 |  | 43606480094765 | 33 | 15909 | 40 | 30 | 30 | [10 empty] | 2 | Y | [12 empty] | CUQ | ZQ | 8536201090 | [14 empty] | Automaat iC60H 4P 16A B | Disjoncteur iC60H 4P 16A B | [17 empty] | https://eref.se.com/be/nl/sis-tarif/product/A9F88416 | https://eref.se.com/be/fr/sis-tarif/product/A9F88416
Schneider Electric | Schneider Electric | 01022021 |  | Schneider Electric |  | SED | A9F88420 |  |  | 96.79 |  | 1 |  | 3 | IC60H 4P B20 | iC60H 4P 20A B |  | Acti9 iC60H 4P B 20A MCB | [8 empty] | 09.07 | 1 | [8 empty] | 1 | 3606480094774 | 0 |  | 450 | 10 | 8 | 7 | 0.56 | 13606480094771 | 3 | 1422 | 22 | 10 | 8 |  | 43606480094772 | 33 | 16129 | 40 | 30 | 30 | [10 empty] | 12 | N | [12 empty] | CUQ | ZQ | 8536201090 | [14 empty] | Automaat iC60H 4P 20A B | Disjoncteur iC60H 4P 20A B | [17 empty] | https://eref.se.com/be/nl/sis-tarif/product/A9F88420 | https://eref.se.com/be/fr/sis-tarif/product/A9F88420
Schneider Electric | Schneider Electric | 01022021 |  | Schneider Electric |  | SED | A9F88425 |  |  | 96.79 |  | 1 |  | 3 | IC60H 4P B25 | iC60H 4P 25A B |  | Acti9 iC60H 4P B 25A MCB | [8 empty] | 09.07 | 1 | [8 empty] | 1 | 3606480094781 | 0 |  | 463 | 9 | 7 | 7 | 0.441 | 13606480094788 | 3 | 1441 | 22.4 | 9.6 | 7.7 |  | 43606480094789 | 33 | 16495 | 40 | 30 | 30 | [10 empty] | 6 | N | [12 empty] | CUQ | ZQ | 8536201090 | [14 empty] | Automaat iC60H 4P 25A B | Disjoncteur iC60H 4P 25A B | [17 empty] | https://eref.se.com/be/nl/sis-tarif/product/A9F88425 | https://eref.se.com/be/fr/sis-tarif/product/A9F88425
Schneider Electric | Schneider Electric | 01022021 |  | Schneider Electric |  | SED | A9F88432 |  |  | 96.79 |  | 1 |  | 3 | IC60H 4P B32 | iC60H 4P 32A B |  | Acti9 iC60H 4P B 32A MCB | [8 empty] | 09.07 | 1 | [8 empty] | 1 | 3606480094798 | 0 |  | 476 | 10 | 8 | 7 | 0.56 | 13606480094795 | 3 | 1483 | 21.9 | 9.9 | 8.5 |  | 43606480094796 | 33 | 16855 | 40 | 30 | 30 | [10 empty] | 2 | Y | [12 empty] | CUQ | ZQ | 8536201090 | [14 empty] | Automaat iC60H 4P 32A B | Disjoncteur iC60H 4P 32A B | [17 empty] | https://eref.se.com/be/nl/sis-tarif/product/A9F88432 | https://eref.se.com/be/fr/sis-tarif/product/A9F88432
Schneider Electric | Schneider Electric | 01022021 |  | Schneider Electric |  | SED | A9F88440 |  |  | 122.34 |  | 1 |  | 3 | IC60H 4P B40 | iC60H 4P 40A B |  | Acti9 iC60H 4P B 40A MCB | [8 empty] | 09.07 | 1 | [8 empty] | 1 | 3606480094804 | 0 |  | 480 | 10 | 7 | 7 | 0.49 | 13606480094801 | 3 | 1496 | 22 | 10 | 8.5 |  | 43606480094802 | 33 | 16981 | 40 | 30 | 30 | [10 empty] | 6 | N | [12 empty] | CUQ | ZQ | 8536201090 | [14 empty] | Automaat iC60H 4P 40A B | Disjoncteur iC60H 4P 40A B | [17 empty] | https://eref.se.com/be/nl/sis-tarif/product/A9F88440 | https://eref.se.com/be/fr/sis-tarif/product/A9F88440
Schneider Electric | Schneider Electric | 01022021 |  | Schneider Electric |  | SED | A9F88450 |  |  | 161.64 |  | 1 |  | 3 | IC60H 4P B50 | iC60H 4P 50A B |  | Acti9 iC60H 4P B 50A MCB | [8 empty] | 09.07 | 1 | [8 empty] | 1 | 3606480094811 | 0 |  | 536 | 10 | 8 | 7 | 0.56 | 13606480094818 | 3 | 1662 | 22 | 9.8 | 8 |  | 43606480094819 | 33 | 18769 | 40 | 30 | 30 | [10 empty] | 6 | N | [12 empty] | CUQ | ZQ | 8536201090 | [14 empty] | Automaat iC60H 4P 50A B | Disjoncteur iC60H 4P 50A B | [17 empty] | https://eref.se.com/be/nl/sis-tarif/product/A9F88450 | https://eref.se.com/be/fr/sis-tarif/product/A9F88450
Schneider Electric | Schneider Electric | 01022021 |  | Schneider Electric |  | SED | A9F88463 |  |  | 180.28 |  | 1 |  | 3 | IC60H 4P B63 | iC60H 4P 63A B |  | Acti9 iC60H 4P B 63A MCB | [8 empty] | 09.07 | 1 | [8 empty] | 1 | 3606480094828 | 0 |  | 540 | 10 | 7 | 8 | 0.56 | 13606480094825 | 3 | 1669 | 22 | 10 | 8 |  | 43606480094826 | 33 | 18846 | 40 | 30 | 30 | [10 empty] | 6 | N | [12 empty] | CUQ | ZQ | 8536201090 | [14 empty] | Automaat iC60H 4P 63A B | Disjoncteur iC60H 4P 63A B | [17 empty] | https://eref.se.com/be/nl/sis-tarif/product/A9F88463 | https://eref.se.com/be/fr/sis-tarif/product/A9F88463
Schneider Electric | Schneider Electric | 01022021 |  | Schneider Electric |  | SED | A9F88606 |  |  | 45.68 |  | 1 |  | 6 | ACTI9 IC60H 1P-N 6A B MINIATURE CIRCUIT | ACTI9 IC60H 1P-N 6A B DISJONCTEUR MINIAT |  | Acti9 iC60H 1PN B 6A MCB | [8 empty] | 09.07 | 1 | [8 empty] | 6 | 3606480094835 | 0 |  | 260 | 9 | 4 | 8 | 0.288 | 13606480094832 | 6 | 1630 | 22.5 | 9.8 | 8 |  | 43606480094833 | 66 | 18417 | 40 | 30 | 30 | [10 empty] | 15 | N | [12 empty] | CUQ | ZQ | 8536201090 | [14 empty] | iC60H - miniature circuit breaker - 1P + N - 6A - B curve | iC60H - disjoncteur modulaire - 1P + N - 6A - courbe B | [17 empty] | https://eref.se.com/be/nl/sis-tarif/product/A9F88606 | https://eref.se.com/be/fr/sis-tarif/product/A9F88606
Schneider Electric | Schneider Electric | 01022021 |  | Schneider Electric |  | SED | A9F88610 |  |  | 45.68 |  | 1 |  | 6 | ACTI9 IC60H 1P-N 10A B MINIATURE CIRCUIT | ACTI9 IC60H 1P-N 10A B DISJONCTEUR MINIA |  | Acti9 iC60H 1PN B 10A MCB | [8 empty] | 09.07 | 1 | [8 empty] | 6 | 3606480094842 | 0 |  | 260 | 9 | 4 | 8 | 0.288 | 13606480094849 | 6 | 1630 | 22.5 | 9.8 | 8 |  | 43606480094840 | 66 | 18417 | 40 | 30 | 30 | [10 empty] | 15 | N | [12 empty] | CUQ | ZQ | 8536201090 | [14 empty] | iC60H - miniature circuit breaker - 1P + N - 10A - B curve | iC60H - disjoncteur modulaire - 1P + N - 10A - courbe B | [17 empty] | https://eref.se.com/be/nl/sis-tarif/product/A9F88610 | https://eref.se.com/be/fr/sis-tarif/product/A9F88610
Schneider Electric | Schneider Electric | 01022021 |  | Schneider Electric |  | SED | A9F88616 |  |  | 44.9 |  | 1 |  | 6 | ACTI9 IC60H 1P-N 16A B MINIATURE CIRCUIT | ACTI9 IC60H 1P-N 16A B DISJONCTEUR MINIA |  | Acti9 iC60H 1PN B 16A MCB | [8 empty] | 09.07 | 1 | [8 empty] | 6 | 3606480094859 | 0 |  | 260 | 9 | 4 | 8 | 0.288 | 13606480094856 | 6 | 1630 | 22.5 | 9.8 | 8 |  | 43606480094857 | 66 | 18417 | 40 | 30 | 30 | [10 empty] | 15 | N | [12 empty] | CUQ | ZQ | 8536201090 | [14 empty] | iC60H - miniature circuit breaker - 1P + N - 16A - B curve | iC60H - disjoncteur modulaire - 1P + N - 16A - courbe B | [17 empty] | https://eref.se.com/be/nl/sis-tarif/product/A9F88616 | https://eref.se.com/be/fr/sis-tarif/product/A9F88616
Schneider Electric | Schneider Electric | 01022021 |  | Schneider Electric |  | SED | A9F88620 |  |  | 45.68 |  | 1 |  | 6 | ACTI9 IC60H 1P-N 20A B MINIATURE CIRCUIT | ACTI9 IC60H 1P-N 20A B DISJONCTEUR MINIA |  | Acti9 iC60H 1PN B 20A MCB | [8 empty] | 09.07 | 1 | [8 empty] | 6 | 3606480094866 | 0 |  | 260 | 9 | 4 | 8 | 0.288 | 13606480094863 | 6 | 1630 | 22.5 | 9.8 | 8 |  | 43606480094864 | 66 | 18417 | 40 | 30 | 30 | [10 empty] | 15 | N | [12 empty] | CUQ | ZQ | 8536201090 | [14 empty] | iC60H - miniature circuit breaker - 1P + N - 20A - B curve | iC60H - disjoncteur modulaire - 1P + N - 20A - courbe B | [17 empty] | https://eref.se.com/be/nl/sis-tarif/product/A9F88620 | https://eref.se.com/be/fr/sis-tarif/product/A9F88620
Schneider Electric | Schneider Electric | 01022021 |  | Schneider Electric |  | SED | A9F88625 |  |  | 47.25 |  | 1 |  | 6 | ACTI9 IC60H 1P-N 25A B MINIATURE CIRCUIT | ACTI9 IC60H 1P-N 25A B DISJONCTEUR MINIA |  | Acti9 iC60H 1PN B 25A MCB | [8 empty] | 09.07 | 1 | [8 empty] | 6 | 3606480094873 | 0 |  | 260 | 9 | 4 | 8 | 0.288 | 13606480094870 | 6 | 1630 | 22.5 | 9.8 | 8 |  | 43606480094871 | 66 | 18417 | 40 | 30 | 30 | [10 empty] | 12 | N | [12 empty] | CUQ | ZQ | 8536201090 | [14 empty] | iC60H - miniature circuit breaker - 1P + N - 25A - B curve | iC60H - disjoncteur modulaire - 1P + N - 25A - courbe B | [17 empty] | https://eref.se.com/be/nl/sis-tarif/product/A9F88625 | https://eref.se.com/be/fr/sis-tarif/product/A9F88625
Schneider Electric | Schneider Electric | 01022021 |  | Schneider Electric |  | SED | A9F88632 |  |  | 47.25 |  | 1 |  | 6 | ACTI9 IC60H 1P-N 32A B MINIATURE CIRCUIT | ACTI9 IC60H 1P-N 32A B DISJONCTEUR MINIA |  | Acti9 iC60H 1PN B 32A MCB | [8 empty] | 09.07 | 1 | [8 empty] | 6 | 3606480094880 | 0 |  | 260 | 9 | 4 | 8 | 0.288 | 13606480094887 | 6 | 1630 | 22.5 | 9.8 | 8 |  | 43606480094888 | 66 | 18417 | 40 | 30 | 30 | [10 empty] | 15 | N | [12 empty] | CUQ | ZQ | 8536201090 | [14 empty] | iC60H - miniature circuit breaker - 1P + N - 32A - B curve | iC60H - disjoncteur modulaire - 1P + N - 32A - courbe B | [17 empty] | https://eref.se.com/be/nl/sis-tarif/product/A9F88632 | https://eref.se.com/be/fr/sis-tarif/product/A9F88632
Schneider Electric | Schneider Electric | 01022021 |  | Schneider Electric |  | SED | A9F88640 |  |  | 60.49 |  | 1 |  | 6 | ACTI9 IC60H 1P-N 40A B MINIATURE CIRCUIT | ACTI9 IC60H 1P-N 40A B DISJONCTEUR MINIA |  | Acti9 iC60H 1PN B 40A MCB | [8 empty] | 09.07 | 1 | [8 empty] | 6 | 3606480094897 | 0 |  | 260 | 9 | 4 | 8 | 0.288 | 13606480094894 | 6 | 1630 | 22.5 | 9.8 | 8 |  | 43606480094895 | 66 | 18417 | 40 | 30 | 30 | [10 empty] | 15 | N | [12 empty] | CUQ | ZQ | 8536201090 | [14 empty] | iC60H - miniature circuit breaker - 1P + N - 40A - B curve | iC60H - disjoncteur modulaire - 1P + N - 40A - courbe B | [17 empty] | https://eref.se.com/be/nl/sis-tarif/product/A9F88640 | https://eref.se.com/be/fr/sis-tarif/product/A9F88640
Schneider Electric | Schneider Electric | 01022021 |  | Schneider Electric |  | SED | A9F88650 |  |  | 78.34 |  | 1 |  | 6 | ACTI9 IC60H 1P-N 50A B MINIATURE CIRCUIT | ACTI9 IC60H 1P-N 50A B DISJONCTEUR MINIA |  | Acti9 iC60H 1PN B 50A MCB | [8 empty] | 09.07 | 1 | [8 empty] | 6 | 3606480094903 | 0 |  | 260 | 9 | 4 | 8 | 0.288 | 13606480094900 | 6 | 1630 | 22.5 | 9.8 | 8 |  | 43606480094901 | 66 | 18417 | 40 | 30 | 30 | [10 empty] | 12 | N | [12 empty] | CUQ | ZQ | 8536201090 | [14 empty] | iC60H - miniature circuit breaker - 1P + N - 50A - B curve | iC60H - disjoncteur modulaire - 1P + N - 50A - courbe B | [17 empty] | https://eref.se.com/be/nl/sis-tarif/product/A9F88650 | https://eref.se.com/be/fr/sis-tarif/product/A9F88650
Schneider Electric | Schneider Electric | 01022021 |  | Schneider Electric |  | SED | A9F88663 |  |  | 90.6 |  | 1 |  | 6 | ACTI9 IC60H 1P-N 63A B MINIATURE CIRCUIT | ACTI9 IC60H 1P-N 63A B DISJONCTEUR MINIA |  | Acti9 iC60H 1PN B 63A MCB | [8 empty] | 09.07 | 1 | [8 empty] | 6 | 3606480094910 | 0 |  | 260 | 9 | 4 | 8 | 0.288 | 13606480094917 | 6 | 1630 | 22.5 | 9.8 | 8 |  | 43606480094918 | 66 | 18417 | 40 | 30 | 30 | [10 empty] | 12 | N | [12 empty] | CUQ | ZQ | 8536201090 | [14 empty] | iC60H - miniature circuit breaker - 1P + N - 63A - B curve | iC60H - disjoncteur modulaire - 1P + N - 63A - courbe B | [17 empty] | https://eref.se.com/be/nl/sis-tarif/product/A9F88663 | https://eref.se.com/be/fr/sis-tarif/product/A9F88663
Schneider Electric | Schneider Electric | 01022021 |  | Schneider Electric |  | SED | A9F89106 |  |  | 25.51 |  | 1 |  | 12 | IC60H 1P C6 | iC60H 1P 6A C |  | Acti9 iC60H 1P C 6A MCB | [8 empty] | 09.07 | 1 | [8 empty] | 1 | 3606480094927 | 0 |  | 108 | 10 | 8 | 2 | 0.16 | 13606480094924 | 12 | 1354 | 22.5 | 9.5 | 8 |  | 43606480094925 | 132 | 15445 | 40 | 30 | 30 | [10 empty] | 6 | N | [12 empty] | CUH | ZH | 8536201090 | [14 empty] | Automaat iC60H 1P 6A C | Disjoncteur iC60H 1P 6A C | [17 empty] | https://eref.se.com/be/nl/sis-tarif/product/A9F89106 | https://eref.se.com/be/fr/sis-tarif/product/A9F89106
Schneider Electric | Schneider Electric | 01022021 |  | Schneider Electric |  | SED | A9F89110 |  |  | 25.51 |  | 1 |  | 12 | IC60H 1P C10 | iC60H 1P 10A C |  | Acti9 iC60H 1P C 10A MCB | [8 empty] | 09.07 | 1 | [8 empty] | 1 | 3606480094934 | 0 |  | 110 | 9 | 8 | 2 | 0.144 | 13606480094931 | 12 | 1380 | 21.7 | 9.7 | 8.5 |  | 43606480094932 | 132 | 15761 | 40 | 30 | 30 | [10 empty] | 6 | N | [12 empty] | CUH | ZH | 8536201090 | [14 empty] | Automaat iC60H 1P 10A C | Disjoncteur iC60H 1P 10A C | [17 empty] | https://eref.se.com/be/nl/sis-tarif/product/A9F89110 | https://eref.se.com/be/fr/sis-tarif/product/A9F89110
Schneider Electric | Schneider Electric | 01022021 |  | Schneider Electric |  | SED | A9F89116 |  |  | 25.51 |  | 1 |  | 12 | IC60H 1P C16 | iC60H 1P 16A C |  | Acti9 iC60H 1P C 16A MCB | [8 empty] | 09.07 | 1 | [8 empty] | 1 | 3606480094941 | 0 |  | 112 | 10 | 8 | 2 | 0.16 | 13606480094948 | 12 | 1400 | 22.5 | 9.5 | 8 |  | 43606480094949 | 132 | 15887 | 40 | 30 | 30 | [10 empty] | 6 | N | [12 empty] | CUH | ZH | 8536201090 | [14 empty] | Automaat iC60H 1P 16A C | Disjoncteur iC60H 1P 16A C | [17 empty] | https://eref.se.com/be/nl/sis-tarif/product/A9F89116 | https://eref.se.com/be/fr/sis-tarif/product/A9F89116
Schneider Electric | Schneider Electric | 01022021 |  | Schneider Electric |  | SED | A9F89120 |  |  | 25.8 |  | 1 |  | 12 | IC60H 1P C20 | iC60H 1P 20A C |  | Acti9 iC60H 1P C 20A MCB | [8 empty] | 09.07 | 1 | [8 empty] | 1 | 3606480094958 | 0 |  | 113 | 10 | 8 | 2 | 0.16 | 13606480094955 | 12 | 1414 | 22.5 | 9.8 | 8 |  | 43606480094956 | 132 | 16041 | 40 | 30 | 30 | [10 empty] | 6 | N | [12 empty] | CUH | ZH | 8536201090 | [14 empty] | Automaat iC60H 1P 20A C | Disjoncteur iC60H 1P 20A C | [17 empty] | https://eref.se.com/be/nl/sis-tarif/product/A9F89120 | https://eref.se.com/be/fr/sis-tarif/product/A9F89120
Schneider Electric | Schneider Electric | 01022021 |  | Schneider Electric |  | SED | A9F89125 |  |  | 25.8 |  | 1 |  | 12 | IC60H 1P C25 | iC60H 1P 25A C |  | Acti9 iC60H 1P C 25A MCB | [8 empty] | 09.07 | 1 | [8 empty] | 1 | 3606480094965 | 0 |  | 116 | 10 | 8 | 2 | 0.16 | 13606480094962 | 12 | 1464 | 22.3 | 10 | 8 |  | 43606480094963 | 132 | 16604 | 40 | 30 | 30 | [10 empty] | 6 | N | [12 empty] | CUH | ZH | 8536201090 | [14 empty] | Automaat iC60H 1P 25A C | Disjoncteur iC60H 1P 25A C | [17 empty] | https://eref.se.com/be/nl/sis-tarif/product/A9F89125 | https://eref.se.com/be/fr/sis-tarif/product/A9F89125
Schneider Electric | Schneider Electric | 01022021 |  | Schneider Electric |  | SED | A9F89132 |  |  | 25.8 |  | 1 |  | 12 | IC60H 1P C32 | iC60H 1P 32A C |  | Acti9 iC60H 1P C 32A MCB | [8 empty] | 09.07 | 1 | [8 empty] | 1 | 3606480094972 | 0 |  | 120 | 10 | 8 | 2 | 0.16 | 13606480094979 | 12 | 1504 | 22.5 | 9.8 | 8 |  | 43606480094970 | 132 | 17031 | 40 | 30 | 30 | [10 empty] | 6 | N | [12 empty] | CUH | ZH | 8536201090 | [14 empty] | Automaat iC60H 1P 32A C | Disjoncteur iC60H 1P 32A C | [17 empty] | https://eref.se.com/be/nl/sis-tarif/product/A9F89132 | https://eref.se.com/be/fr/sis-tarif/product/A9F89132
Schneider Electric | Schneider Electric | 01022021 |  | Schneider Electric |  | SED | A9F89140 |  |  | 30.99 |  | 1 |  | 12 | IC60H 1P C40 | iC60H 1P 40A C |  | Acti9 iC60H 1P C 40A MCB | [8 empty] | 09.07 | 1 | [8 empty] | 1 | 3606480094989 | 0 |  | 123 | 10 | 8 | 2 | 0.16 | 13606480094986 | 12 | 1502 | 22 | 9.9 | 8.5 |  | 43606480094987 | 132 | 17004 | 40 | 30 | 30 | [10 empty] | 6 | N | [12 empty] | CUH | ZH | 8536201090 | [14 empty] | Automaat iC60H 1P 40A C | Disjoncteur iC60H 1P 40A C | [17 empty] | https://eref.se.com/be/nl/sis-tarif/product/A9F89140 | https://eref.se.com/be/fr/sis-tarif/product/A9F89140
Schneider Electric | Schneider Electric | 01022021 |  | Schneider Electric |  | SED | A9F89150 |  |  | 40.77 |  | 1 |  | 12 | IC60H 1P C50 | iC60H 1P 50A C |  | Acti9 iC60H 1P C 50A MCB | [8 empty] | 09.07 | 1 | [8 empty] | 1 | 3606480094996 | 0 |  | 136 | 10 | 8 | 2 | 0.16 | 13606480094993 | 12 | 1677 | 22 | 10 | 8 |  | 43606480094994 | 132 | 18934 | 40 | 30 | 30 | [10 empty] | 6 | N | [12 empty] | CUH | ZH | 8536201090 | [14 empty] | Automaat iC60H 1P 50A C | Disjoncteur iC60H 1P 50A C | [17 empty] | https://eref.se.com/be/nl/sis-tarif/product/A9F89150 | https://eref.se.com/be/fr/sis-tarif/product/A9F89150
Schneider Electric | Schneider Electric | 01022021 |  | Schneider Electric |  | SED | A9F89163 |  |  | 48.12 |  | 1 |  | 12 | IC60H 1P C63 | iC60H 1P 63A C |  | Acti9 iC60H 1P C 63A MCB | [8 empty] | 09.07 | 1 | [8 empty] | 1 | 3606480095009 | 0 |  | 136 | 9 | 2 | 7 | 0.126 | 13606480095006 | 12 | 1680 | 22.5 | 8.7 | 7.8 |  | 43606480095007 | 132 | 18967 | 40 | 30 | 30 | [10 empty] | 6 | N | [12 empty] | CUH | ZH | 8536201090 | [14 empty] | Automaat iC60H 1P 63A C | Disjoncteur iC60H 1P 63A C | [17 empty] | https://eref.se.com/be/nl/sis-tarif/product/A9F89163 | https://eref.se.com/be/fr/sis-tarif/product/A9F89163
Schneider Electric | Schneider Electric | 01022021 |  | Schneider Electric |  | SED | A9F89206 |  |  | 53.79 |  | 1 |  | 6 | IC60H 2P C6 | iC60H 2P 6A C |  | Acti9 iC60H 2P C 6A MCB | [8 empty] | 09.07 | 1 | [8 empty] | 1 | 3606480095016 | 0 |  | 215 | 9 | 8 | 4 | 0.288 | 13606480095013 | 6 | 1352 | 22 | 10 | 8.5 |  | 43606480095014 | 66 | 15454 | 40 | 30 | 30 | [10 empty] | 2 | Y | [12 empty] | CUI | ZI | 8536201090 | [14 empty] | Automaat iC60H 2P 6A C | Disjoncteur iC60H 2P 6A C | [17 empty] | https://eref.se.com/be/nl/sis-tarif/product/A9F89206 | https://eref.se.com/be/fr/sis-tarif/product/A9F89206
Schneider Electric | Schneider Electric | 01022021 |  | Schneider Electric |  | SED | A9F89210 |  |  | 49.07 |  | 1 |  | 6 | IC60H 2P C10 | iC60H 2P 10A C |  | Acti9 iC60H 2P C 10A MCB | [8 empty] | 09.07 | 1 | [8 empty] | 1 | 3606480095023 | 0 |  | 218 | 10 | 8 | 4 | 0.32 | 13606480095020 | 6 | 1362 | 22 | 9.8 | 8.6 |  | 43606480095021 | 66 | 15498 | 40 | 30 | 30 | [10 empty] | 2 | Y | [12 empty] | CUI | ZI | 8536201090 | [14 empty] | Automaat iC60H 2P 10A C | Disjoncteur iC60H 2P 10A C | [17 empty] | https://eref.se.com/be/nl/sis-tarif/product/A9F89210 | https://eref.se.com/be/fr/sis-tarif/product/A9F89210
Schneider Electric | Schneider Electric | 01022021 |  | Schneider Electric |  | SED | A9F89216 |  |  | 41.61 |  | 1 |  | 6 | IC60H 2P C16 | iC60H 2P 16A C |  | Acti9 iC60H 2P C 16A MCB | [8 empty] | 09.07 | 1 | [8 empty] | 1 | 3606480095030 | 0 |  | 223 | 10 | 8 | 4 | 0.32 | 13606480095037 | 6 | 1384 | 22 | 10 | 8.5 |  | 43606480095038 | 66 | 15734 | 40 | 30 | 30 | [10 empty] | 2 | Y | [12 empty] | CUI | ZI | 8536201090 | [14 empty] | Automaat iC60H 2P 16A C | Disjoncteur iC60H 2P 16A C | [17 empty] | https://eref.se.com/be/nl/sis-tarif/product/A9F89216 | https://eref.se.com/be/fr/sis-tarif/product/A9F89216
Schneider Electric | Schneider Electric | 01022021 |  | Schneider Electric |  | SED | A9F89220 |  |  | 41.61 |  | 1 |  | 6 | IC60H 2P C20 | iC60H 2P 20A C |  | Acti9 iC60H 2P C 20A MCB | [8 empty] | 09.07 | 1 | [8 empty] | 1 | 3606480095047 | 0 |  | 226 | 10 | 4 | 8 | 0.32 | 13606480095044 | 6 | 1404 | 22 | 10 | 8.5 |  | 43606480095045 | 66 | 15936 | 40 | 30 | 30 | [10 empty] | 2 | Y | [12 empty] | CUI | ZI | 8536201090 | [14 empty] | Automaat iC60H 2P 20A C | Disjoncteur iC60H 2P 20A C | [17 empty] | https://eref.se.com/be/nl/sis-tarif/product/A9F89220 | https://eref.se.com/be/fr/sis-tarif/product/A9F89220
Schneider Electric | Schneider Electric | 01022021 |  | Schneider Electric |  | SED | A9F89225 |  |  | 52.42 |  | 1 |  | 6 | IC60H 2P C25 | iC60H 2P 25A C |  | Acti9 iC60H 2P C 25A MCB | [8 empty] | 09.07 | 1 | [8 empty] | 1 | 3606480095054 | 0 |  | 230 | 10 | 8 | 4 | 0.32 | 13606480095051 | 6 | 1440 | 22 | 10 | 8.5 |  | 43606480095052 | 66 | 16344 | 40 | 30 | 30 | [10 empty] | 2 | Y | [12 empty] | CUH | ZH | 8536201090 | [14 empty] | Automaat iC60H 2P 25A C | Disjoncteur iC60H 2P 25A C | [17 empty] | https://eref.se.com/be/nl/sis-tarif/product/A9F89225 | https://eref.se.com/be/fr/sis-tarif/product/A9F89225
Schneider Electric | Schneider Electric | 01022021 |  | Schneider Electric |  | SED | A9F89232 |  |  | 52.42 |  | 1 |  | 6 | IC60H 2P C32 | iC60H 2P 32A C |  | Acti9 iC60H 2P C 32A MCB | [8 empty] | 09.07 | 1 | [8 empty] | 1 | 3606480095061 | 0 |  | 239 | 10 | 4 | 8 | 0.32 | 13606480095068 | 6 | 1481 | 9.8 | 22.4 | 7.7 |  | 43606480095069 | 66 | 16778 | 40 | 30 | 30 | [10 empty] | 2 | Y | [12 empty] | CUH | ZH | 8536201090 | [14 empty] | Automaat iC60H 2P 32A C | Disjoncteur iC60H 2P 32A C | [17 empty] | https://eref.se.com/be/nl/sis-tarif/product/A9F89232 | https://eref.se.com/be/fr/sis-tarif/product/A9F89232
Schneider Electric | Schneider Electric | 01022021 |  | Schneider Electric |  | SED | A9F89240 |  |  | 66.29 |  | 1 |  | 6 | IC60H 2P C40 | iC60H 2P 40A C |  | Acti9 iC60H 2P C 40A MCB | [8 empty] | 09.07 | 1 | [8 empty] | 1 | 3606480095078 | 0 |  | 247 | 10 | 8 | 4 | 0.32 | 13606480095075 | 6 | 1500 | 22.3 | 10 | 8 |  | 43606480095076 | 66 | 17085 | 40 | 30 | 30 | [10 empty] | 2 | Y | [12 empty] | CUH | ZH | 8536201090 | [14 empty] | Automaat iC60H 2P 40A C | Disjoncteur iC60H 2P 40A C | [17 empty] | https://eref.se.com/be/nl/sis-tarif/product/A9F89240 | https://eref.se.com/be/fr/sis-tarif/product/A9F89240
Schneider Electric | Schneider Electric | 01022021 |  | Schneider Electric |  | SED | A9F89250 |  |  | 87.62 |  | 1 |  | 6 | IC60H 2P C50 | iC60H 2P 50A C |  | Acti9 iC60H 2P C 50A MCB | [8 empty] | 09.07 | 1 | [8 empty] | 1 | 3606480095085 | 0 |  | 268 | 10 | 8 | 4 | 0.32 | 13606480095082 | 6 | 1664 | 22.5 | 9.8 | 8 |  | 43606480095083 | 66 | 18791 | 40 | 30 | 30 | [10 empty] | 6 | N | [12 empty] | CUH | ZH | 8536201090 | [14 empty] | Automaat iC60H 2P 50A C | Disjoncteur iC60H 2P 50A C | [17 empty] | https://eref.se.com/be/nl/sis-tarif/product/A9F89250 | https://eref.se.com/be/fr/sis-tarif/product/A9F89250
Schneider Electric | Schneider Electric | 01022021 |  | Schneider Electric |  | SED | A9F89263 |  |  | 100.79 |  | 1 |  | 6 | IC60H 2P C63 | iC60H 2P 63A C |  | Acti9 iC60H 2P C 63A MCB | [8 empty] | 09.07 | 1 | [8 empty] | 1 | 3606480095092 | 0 |  | 269 | 10 | 8 | 4 | 0.32 | 13606480095099 | 6 | 1663 | 22.5 | 9.8 | 8 |  | 43606480095090 | 66 | 18857 | 40 | 30 | 30 | [10 empty] | 2 | Y | [12 empty] | CUH | ZH | 8536201090 | [14 empty] | Automaat iC60H 2P 63A C | Disjoncteur iC60H 2P 63A C | [17 empty] | https://eref.se.com/be/nl/sis-tarif/product/A9F89263 | https://eref.se.com/be/fr/sis-tarif/product/A9F89263
Schneider Electric | Schneider Electric | 01022021 |  | Schneider Electric |  | SED | A9F89306 |  |  | 78.11 |  | 1 |  | 4 | IC60H 3P C6 | iC60H 3P 6A C |  | Acti9 iC60H 3P C 6A MCB | [8 empty] | 09.07 | 1 | [8 empty] | 1 | 3606480095108 | 0 |  | 322 | 10 | 8 | 5 | 0.4 | 13606480095105 | 4 | 1364 | 22.5 | 9.5 | 8 |  | 43606480095106 | 44 | 15491 | 40 | 30 | 30 | [10 empty] | 2 | Y | [12 empty] | CUH | ZH | 8536201090 | [14 empty] | Automaat iC60H 3P 6A C | Disjoncteur iC60H 3P 6A C | [17 empty] | https://eref.se.com/be/nl/sis-tarif/product/A9F89306 | https://eref.se.com/be/fr/sis-tarif/product/A9F89306
Schneider Electric | Schneider Electric | 01022021 |  | Schneider Electric |  | SED | A9F89310 |  |  | 78.11 |  | 1 |  | 4 | IC60H 3P C10 | iC60H 3P 10A C |  | Acti9 iC60H 3P C 10A MCB | [8 empty] | 09.07 | 1 | [8 empty] | 1 | 3606480095115 | 0 |  | 330 | 10 | 6 | 8 | 0.48 | 13606480095112 | 4 | 1364 | 21.7 | 10 | 8.5 |  | 43606480095113 | 44 | 15551 | 40 | 30 | 30 | [10 empty] | 2 | Y | [12 empty] | CUH | ZH | 8536201090 | [14 empty] | Automaat iC60H 3P 10A C | Disjoncteur iC60H 3P 10A C | [17 empty] | https://eref.se.com/be/nl/sis-tarif/product/A9F89310 | https://eref.se.com/be/fr/sis-tarif/product/A9F89310
Schneider Electric | Schneider Electric | 01022021 |  | Schneider Electric |  | SED | A9F89316 |  |  | 76.03 |  | 1 |  | 4 | IC60H 3P C16 | iC60H 3P 16A C |  | Acti9 iC60H 3P C 16A MCB | [8 empty] | 09.07 | 1 | [8 empty] | 1 | 3606480095122 | 0 |  | 334 | 10 | 8 | 6 | 0.48 | 13606480095129 | 4 | 1391 | 22 | 10 | 8.5 |  | 43606480095120 | 44 | 15830 | 40 | 30 | 30 | [10 empty] | 2 | Y | [12 empty] | CUH | ZH | 8536201090 | [14 empty] | Automaat iC60H 3P 16A C | Disjoncteur iC60H 3P 16A C | [17 empty] | https://eref.se.com/be/nl/sis-tarif/product/A9F89316 | https://eref.se.com/be/fr/sis-tarif/product/A9F89316
Schneider Electric | Schneider Electric | 01022021 |  | Schneider Electric |  | SED | A9F89320 |  |  | 77.17 |  | 1 |  | 4 | IC60H 3P C20 | iC60H 3P 20A C |  | Acti9 iC60H 3P C 20A MCB | [8 empty] | 09.07 | 1 | [8 empty] | 1 | 3606480095139 | 0 |  | 338 | 10 | 5 | 8 | 0.4 | 13606480095136 | 4 | 1413 | 22.5 | 9.8 | 8 |  | 43606480095137 | 44 | 16030 | 40 | 30 | 30 | [10 empty] | 2 | Y | [12 empty] | CUH | ZH | 8536201090 | [14 empty] | Automaat iC60H 3P 20A C | Disjoncteur iC60H 3P 20A C | [17 empty] | https://eref.se.com/be/nl/sis-tarif/product/A9F89320 | https://eref.se.com/be/fr/sis-tarif/product/A9F89320
Schneider Electric | Schneider Electric | 01022021 |  | Schneider Electric |  | SED | A9F89325 |  |  | 78.11 |  | 1 |  | 4 | IC60H 3P C25 | iC60H 3P 25A C |  | Acti9 iC60H 3P C 25A MCB | [8 empty] | 09.07 | 1 | [8 empty] | 1 | 3606480095146 | 0 |  | 348 | 10 | 6 | 8 | 0.48 | 13606480095143 | 4 | 1434 | 9.5 | 22 | 8 |  | 43606480095144 | 44 | 16261 | 40 | 30 | 30 | [10 empty] | 2 | Y | [12 empty] | CUH | ZH | 8536201090 | [14 empty] | Automaat iC60H 3P 25A C | Disjoncteur iC60H 3P 25A C | [17 empty] | https://eref.se.com/be/nl/sis-tarif/product/A9F89325 | https://eref.se.com/be/fr/sis-tarif/product/A9F89325
Schneider Electric | Schneider Electric | 01022021 |  | Schneider Electric |  | SED | A9F89332 |  |  | 78.11 |  | 1 |  | 4 | IC60H 3P C32 | iC60H 3P 32A C |  | Acti9 iC60H 3P C 32A MCB | [8 empty] | 09.07 | 1 | [8 empty] | 1 | 3606480095153 | 0 |  | 362 | 9 | 7 | 5 | 0.315 | 13606480095150 | 4 | 1501 | 22 | 9.8 | 8.5 |  | 43606480095151 | 44 | 17025 | 40 | 30 | 30 | [10 empty] | 2 | Y | [12 empty] | CUH | ZH | 8536201090 | [14 empty] | Automaat iC60H 3P 32A C | Disjoncteur iC60H 3P 32A C | [17 empty] | https://eref.se.com/be/nl/sis-tarif/product/A9F89332 | https://eref.se.com/be/fr/sis-tarif/product/A9F89332
Schneider Electric | Schneider Electric | 01022021 |  | Schneider Electric |  | SED | A9F89340 |  |  | 96.91 |  | 1 |  | 4 | IC60H 3P C40 | iC60H 3P 40A C |  | Acti9 iC60H 3P C 40A MCB | [8 empty] | 09.07 | 1 | [8 empty] | 1 | 3606480095160 | 0 |  | 369 | 9 | 5 | 8 | 0.36 | 13606480095167 | 4 | 1551 | 22.5 | 9.8 | 8 |  | 43606480095168 | 44 | 17548 | 40 | 30 | 30 | [10 empty] | 6 | N | [12 empty] | CUH | ZH | 8536201090 | [14 empty] | Automaat iC60H 3P 40A C | Disjoncteur iC60H 3P 40A C | [17 empty] | https://eref.se.com/be/nl/sis-tarif/product/A9F89340 | https://eref.se.com/be/fr/sis-tarif/product/A9F89340
Schneider Electric | Schneider Electric | 01022021 |  | Schneider Electric |  | SED | A9F89350 |  |  | 126.44 |  | 1 |  | 4 | IC60H 3P C50 | ACTI9 IC60H 3P 50A C MINIATURE CIRCUIT B |  | Acti9 iC60H 3P C 50A MCB | [8 empty] | 09.07 | 1 | [8 empty] | 1 | 3606480095177 | 0 |  | 405 | 10 | 8 | 5 | 0.4 | 13606480095174 | 4 | 1684 | 20 | 30 | 2.93 |  | 43606480095175 | 44 | 18769 | 40 | 30 | 30 | [10 empty] | 6 | N | [12 empty] | CUH | ZH | 8536201090 | [14 empty] | Automaat iC60H 3P 50A C | Disjoncteur iC60H 3P 50A C | [17 empty] | https://eref.se.com/be/nl/sis-tarif/product/A9F89350 | https://eref.se.com/be/fr/sis-tarif/product/A9F89350
Schneider Electric | Schneider Electric | 01022021 |  | Schneider Electric |  | SED | A9F89363 |  |  | 136.21 |  | 1 |  | 4 | IC60H 3P C63 | iC60H 3P 63A C |  | Acti9 iC60H 3P C 63A MCB | [8 empty] | 09.07 | 1 | [8 empty] | 1 | 3606480095184 | 0 |  | 405 | 10 | 8 | 5 | 0.4 | 13606480095181 | 4 | 1666 | 22.5 | 9.8 | 8 |  | 43606480095182 | 44 | 18868 | 40 | 30 | 30 | [10 empty] | 2 | Y | [12 empty] | CUH | ZH | 8536201090 | [14 empty] | Automaat iC60H 3P 63A C | Disjoncteur iC60H 3P 63A C | [17 empty] | https://eref.se.com/be/nl/sis-tarif/product/A9F89363 | https://eref.se.com/be/fr/sis-tarif/product/A9F89363
Schneider Electric | Schneider Electric | 01022021 |  | Schneider Electric |  | SED | A9F89406 |  |  | 102.37 |  | 1 |  | 3 | IC60H 4P C6 | iC60H 4P 6A C |  | Acti9 iC60H 4P C 6A MCB | [8 empty] | 09.07 | 1 | [8 empty] | 1 | 3606480095191 | 0 |  | 427 | 10 | 7 | 8 | 0.56 | 13606480095198 | 3 | 1334 | 22.5 | 9.8 | 8 |  | 43606480095199 | 33 | 15226 | 40 | 30 | 30 | [10 empty] | 2 | Y | [12 empty] | CUH | ZH | 8536201090 | [14 empty] | Automaat iC60H 4P 6A C | Disjoncteur iC60H 4P 6A C | [17 empty] | https://eref.se.com/be/nl/sis-tarif/product/A9F89406 | https://eref.se.com/be/fr/sis-tarif/product/A9F89406
Schneider Electric | Schneider Electric | 01022021 |  | Schneider Electric |  | SED | A9F89410 |  |  | 102.37 |  | 1 |  | 3 | IC60H 4P C10 | iC60H 4P 10A C |  | Acti9 iC60H 4P C 10A MCB | [8 empty] | 09.07 | 1 | [8 empty] | 1 | 3606480095207 | 0 |  | 434 | 10 | 8 | 7 | 0.56 | 13606480095204 | 3 | 1356 | 22 | 10 | 8.5 |  | 43606480095205 | 33 | 15435 | 40 | 30 | 30 | [10 empty] | 2 | Y | [12 empty] | CUH | ZH | 8536201090 | [14 empty] | Automaat iC60H 4P 10A C | Disjoncteur iC60H 4P 10A C | [17 empty] | https://eref.se.com/be/nl/sis-tarif/product/A9F89410 | https://eref.se.com/be/fr/sis-tarif/product/A9F89410
Schneider Electric | Schneider Electric | 01022021 |  | Schneider Electric |  | SED | A9F89416 |  |  | 104.34 |  | 1 |  | 3 | IC60H 4P C16 | iC60H 4P 16A C |  | Acti9 iC60H 4P C 16A MCB | [8 empty] | 09.07 | 1 | [8 empty] | 1 | 3606480095214 | 0 |  | 444 | 10 | 8 | 7 | 0.56 | 13606480095211 | 3 | 1386 | 22 | 10 | 8.5 |  | 43606480095212 | 33 | 15780 | 40 | 30 | 30 | [10 empty] | 2 | Y | [12 empty] | CUI | ZI | 8536201090 | [14 empty] | Automaat iC60H 4P 16A C | Disjoncteur iC60H 4P 16A C | [17 empty] | https://eref.se.com/be/nl/sis-tarif/product/A9F89416 | https://eref.se.com/be/fr/sis-tarif/product/A9F89416
Schneider Electric | Schneider Electric | 01022021 |  | Schneider Electric |  | SED | A9F89420 |  |  | 104.34 |  | 1 |  | 3 | IC60H 4P C20 | iC60H 4P 20A C |  | Acti9 iC60H 4P C 20A MCB | [8 empty] | 09.07 | 1 | [8 empty] | 1 | 3606480095221 | 0 |  | 448 | 10 | 7 | 7 | 0.49 | 13606480095228 | 3 | 1402 | 22 | 10 | 8.5 |  | 43606480095229 | 33 | 15965 | 40 | 30 | 30 | [10 empty] | 2 | Y | [12 empty] | CUI | ZI | 8536201090 | [14 empty] | Automaat iC60H 4P 20A C | Disjoncteur iC60H 4P 20A C | [17 empty] | https://eref.se.com/be/nl/sis-tarif/product/A9F89420 | https://eref.se.com/be/fr/sis-tarif/product/A9F89420
Schneider Electric | Schneider Electric | 01022021 |  | Schneider Electric |  | SED | A9F89425 |  |  | 99.45 |  | 1 |  | 3 | IC60H 4P C25 | iC60H 4P 25A C |  | Acti9 iC60H 4P C 25A MCB | [8 empty] | 09.07 | 1 | [8 empty] | 1 | 3606480095238 | 0 |  | 462 | 10 | 8 | 7 | 0.56 | 13606480095235 | 3 | 1456 | 22.5 | 9.8 | 8 |  | 43606480095236 | 33 | 16503 | 40 | 30 | 30 | [10 empty] | 2 | Y | [12 empty] | CUH | ZH | 8536201090 | [14 empty] | Automaat iC60H 4P 25A C | Disjoncteur iC60H 4P 25A C | [17 empty] | https://eref.se.com/be/nl/sis-tarif/product/A9F89425 | https://eref.se.com/be/fr/sis-tarif/product/A9F89425
Schneider Electric | Schneider Electric | 01022021 |  | Schneider Electric |  | SED | A9F89432 |  |  | 97.51 |  | 1 |  | 3 | IC60H 4P C32 | iC60H 4P 32A C |  | Acti9 iC60H 4P C 32A MCB | [8 empty] | 09.07 | 1 | [8 empty] | 1 | 3606480095245 | 0 |  | 478 | 10 | 8 | 7 | 0.56 | 13606480095242 | 3 | 2016 | 22 | 10 | 8.5 |  | 43606480095243 | 33 | 16850 | 40 | 30 | 30 | [10 empty] | 2 | Y | [12 empty] | CUI | ZI | 8536201090 | [14 empty] | Automaat iC60H 4P 32A C | Disjoncteur iC60H 4P 32A C | [17 empty] | https://eref.se.com/be/nl/sis-tarif/product/A9F89432 | https://eref.se.com/be/fr/sis-tarif/product/A9F89432
Schneider Electric | Schneider Electric | 01022021 |  | Schneider Electric |  | SED | A9F89440 |  |  | 126.44 |  | 1 |  | 3 | IC60H 4P C40 | iC60H 4P 40A C |  | Acti9 iC60H 4P C 40A MCB | [8 empty] | 09.07 | 1 | [8 empty] | 1 | 3606480095252 | 0 |  | 482 | 10 | 8 | 7 | 0.56 | 13606480095259 | 3 | 1515 | 9.5 | 22.5 | 8 |  | 43606480095250 | 33 | 17152 | 40 | 30 | 30 | [10 empty] | 2 | Y | [12 empty] | CUH | ZH | 8536201090 | [14 empty] | Automaat iC60H 4P 40A C | Disjoncteur iC60H 4P 40A C | [17 empty] | https://eref.se.com/be/nl/sis-tarif/product/A9F89440 | https://eref.se.com/be/fr/sis-tarif/product/A9F89440
Schneider Electric | Schneider Electric | 01022021 |  | Schneider Electric |  | SED | A9F89450 |  |  | 167.52 |  | 1 |  | 3 | IC60H 4P C50 | iC60H 4P 50A C |  | Acti9 iC60H 4P C 50A MCB | [8 empty] | 09.07 | 1 | [8 empty] | 1 | 3606480095269 | 0 |  | 540 | 9 | 8 | 7 | 0.504 | 13606480095266 | 3 | 1675 | 22.5 | 9.8 | 8 |  | 43606480095267 | 33 | 18988 | 40 | 30 | 30 | [10 empty] | 2 | Y | [12 empty] | CUH | ZH | 8536201090 | [14 empty] | Automaat iC60H 4P 50A C | Disjoncteur iC60H 4P 50A C | [17 empty] | https://eref.se.com/be/nl/sis-tarif/product/A9F89450 | https://eref.se.com/be/fr/sis-tarif/product/A9F89450
Schneider Electric | Schneider Electric | 01022021 |  | Schneider Electric |  | SED | A9F89463 |  |  | 181.62 |  | 1 |  | 3 | IC60H 4P C63 | iC60H 4P 63A C |  | Acti9 iC60H 4P C 63A MCB | [8 empty] | 09.07 | 1 | [8 empty] | 1 | 3606480095276 | 0 |  | 538 | 10 | 8 | 7 | 0.56 | 13606480095273 | 3 | 1670 | 22.5 | 10 | 8 |  | 43606480095274 | 33 | 18857 | 40 | 30 | 30 | [10 empty] | 2 | Y | [12 empty] | CUI | ZI | 8536201090 | [14 empty] | Automaat iC60H 4P 63A C | Disjoncteur iC60H 4P 63A C | [17 empty] | https://eref.se.com/be/nl/sis-tarif/product/A9F89463 | https://eref.se.com/be/fr/sis-tarif/product/A9F89463
Schneider Electric | Schneider Electric | 01022021 |  | Schneider Electric |  | SED | A9F89606 |  |  | 51.36 |  | 1 |  | 6 | iC60H 1P+N C6 | ACTI9 IC60H 1P-N 6A C DISJONCTEUR MINIAT |  | Acti9 iC60H 1PN C 6A MCB | [8 empty] | 09.07 | 1 | [8 empty] | 6 | 3606480095283 | 0 |  | 216 | 9 | 4 | 8 | 0.288 | 13606480095280 | 6 | 1353 | 22.5 | 9.8 | 8 |  | 43606480095281 | 66 | 15370 | 40 | 30 | 30 | [10 empty] | 12 | N | [12 empty] | CUH | ZH | 8536201090 | [14 empty] | iC60H - miniature circuit breaker - 1P + N - 6A - C curve | iC60H - disjoncteur modulaire - 1P + N - 6A - courbe C | [17 empty] | https://eref.se.com/be/nl/sis-tarif/product/A9F89606 | https://eref.se.com/be/fr/sis-tarif/product/A9F89606
Schneider Electric | Schneider Electric | 01022021 |  | Schneider Electric |  | SED | A9F89610 |  |  | 46.85 |  | 1 |  | 6 | iC60H 1P+N C10 | ACTI9 IC60H 1P-N 10A C DISJONCTEUR MINIA |  | Acti9 iC60H 1PN C 10A MCB | [8 empty] | 09.07 | 1 | [8 empty] | 6 | 3606480095290 | 0 |  | 218 | 10 | 4 | 8 | 0.32 | 13606480095297 | 6 | 1356 | 21.8 | 10 | 8.5 |  | 43606480095298 | 66 | 15629 | 40 | 30 | 30 | [10 empty] | 12 | N | [12 empty] | CUH | ZH | 8536201090 | [14 empty] | iC60H - miniature circuit breaker - 1P + N - 10A - C curve | iC60H - disjoncteur modulaire - 1P + N - 10A - courbe C | [17 empty] | https://eref.se.com/be/nl/sis-tarif/product/A9F89610 | https://eref.se.com/be/fr/sis-tarif/product/A9F89610
Schneider Electric | Schneider Electric | 01022021 |  | Schneider Electric |  | SED | A9F89616 |  |  | 39.72 |  | 1 |  | 6 | iC60H 1P+N C16 | ACTI9 IC60H 1P-N 16A C DISJONCTEUR MINIA |  | Acti9 iC60H 1PN C 16A MCB | [8 empty] | 09.07 | 1 | [8 empty] | 6 | 3606480095306 | 0 |  | 223 | 10 | 4 | 8 | 0.32 | 13606480095303 | 6 | 1395 | 22 | 10 | 8 |  | 43606480095304 | 66 | 15832 | 40 | 30 | 30 | [10 empty] | 8 | N | [12 empty] | CUH | ZH | 8536201090 | [14 empty] | iC60H - miniature circuit breaker - 1P + N - 16A - C curve | iC60H - disjoncteur modulaire - 1P + N - 16A - courbe C | [17 empty] | https://eref.se.com/be/nl/sis-tarif/product/A9F89616 | https://eref.se.com/be/fr/sis-tarif/product/A9F89616
Schneider Electric | Schneider Electric | 01022021 |  | Schneider Electric |  | SED | A9F89620 |  |  | 39.72 |  | 1 |  | 6 | iC60H 1P+N C20 | ACTI9 IC60H 1P-N 20A C DISJONCTEUR MINIA |  | Acti9 iC60H 1PN C 20A MCB | [8 empty] | 09.07 | 1 | [8 empty] | 6 | 3606480095313 | 0 |  | 260 | 9 | 4 | 8 | 0.288 | 13606480095310 | 6 | 1414 | 22.5 | 9.8 | 8 |  | 43606480095311 | 66 | 16041 | 40 | 30 | 30 | [10 empty] | 12 | N | [12 empty] | CUH | ZH | 8536201090 | [14 empty] | iC60H - miniature circuit breaker - 1P + N - 20A - C curve | iC60H - disjoncteur modulaire - 1P + N - 20A - courbe C | [17 empty] | https://eref.se.com/be/nl/sis-tarif/product/A9F89620 | https://eref.se.com/be/fr/sis-tarif/product/A9F89620
Schneider Electric | Schneider Electric | 01022021 |  | Schneider Electric |  | SED | A9F89625 |  |  | 49.8 |  | 1 |  | 6 | iC60H 1P+N C25 | ACTI9 IC60H 1P-N 25A C DISJONCTEUR MINIA |  | Acti9 iC60H 1PN C 25A MCB | [8 empty] | 09.07 | 1 | [8 empty] | 6 | 3606480095320 | 0 |  | 230 | 10 | 4 | 8 | 0.32 | 13606480095327 | 6 | 1432 | 22.5 | 9.8 | 8 |  | 43606480095328 | 66 | 16239 | 40 | 30 | 30 | [10 empty] | 15 | N | [12 empty] | CUH | ZH | 8536201090 | [14 empty] | iC60H - miniature circuit breaker - 1P + N - 25A - C curve | iC60H - disjoncteur modulaire - 1P + N - 25A - courbe C | [17 empty] | https://eref.se.com/be/nl/sis-tarif/product/A9F89625 | https://eref.se.com/be/fr/sis-tarif/product/A9F89625
Schneider Electric | Schneider Electric | 01022021 |  | Schneider Electric |  | SED | A9F89632 |  |  | 49.8 |  | 1 |  | 6 | iC60H 1P+N C32 | ACTI9 IC60H 1P-N 32A C DISJONCTEUR MINIA |  | Acti9 iC60H 1PN C 32A MCB | [8 empty] | 09.07 | 1 | [8 empty] | 6 | 3606480095337 | 0 |  | 238 | 10 | 4 | 8 | 0.32 | 13606480095334 | 6 | 1488 | 22.5 | 9.8 | 8 |  | 43606480095335 | 66 | 16855 | 40 | 30 | 30 | [10 empty] | 15 | N | [12 empty] | CUH | ZH | 8536201090 | [14 empty] | iC60H - miniature circuit breaker - 1P + N - 32A - C curve | iC60H - disjoncteur modulaire - 1P + N - 32A - courbe C | [17 empty] | https://eref.se.com/be/nl/sis-tarif/product/A9F89632 | https://eref.se.com/be/fr/sis-tarif/product/A9F89632
Schneider Electric | Schneider Electric | 01022021 |  | Schneider Electric |  | SED | A9F89640 |  |  | 62.99 |  | 1 |  | 6 | iC60H 1P+N C40 | ACTI9 IC60H 1P-N 40A C DISJONCTEUR MINIA |  | Acti9 iC60H 1PN C 40A MCB | [8 empty] | 09.07 | 1 | [8 empty] | 6 | 3606480095344 | 0 |  | 260 | 9 | 4 | 8 | 0.288 | 13606480095341 | 6 | 1539 | 22.5 | 9.8 | 8 |  | 43606480095342 | 66 | 17416 | 40 | 30 | 30 | [10 empty] | 15 | N | [12 empty] | CUH | ZH | 8536201090 | [14 empty] | iC60H - miniature circuit breaker - 1P + N - 40A - C curve | iC60H - disjoncteur modulaire - 1P + N - 40A - courbe C | [17 empty] | https://eref.se.com/be/nl/sis-tarif/product/A9F89640 | https://eref.se.com/be/fr/sis-tarif/product/A9F89640
Schneider Electric | Schneider Electric | 01022021 |  | Schneider Electric |  | SED | A9F89650 |  |  | 83.24 |  | 1 |  | 6 | iC60H 1P+N C50 | ACTI9 IC60H 1P-N 50A C DISJONCTEUR MINIA |  | Acti9 iC60H 1PN C 50A MCB | [8 empty] | 09.07 | 1 | [8 empty] | 6 | 3606480095351 | 0 |  | 260 | 9 | 4 | 8 | 0.288 | 13606480095358 | 6 | 1679 | 22.5 | 9.8 | 8 |  | 43606480095359 | 66 | 18956 | 40 | 30 | 30 | [10 empty] | 12 | N | [12 empty] | CUH | ZH | 8536201090 | [14 empty] | iC60H - miniature circuit breaker - 1P + N - 50A - C curve | iC60H - disjoncteur modulaire - 1P + N - 50A - courbe C | [17 empty] | https://eref.se.com/be/nl/sis-tarif/product/A9F89650 | https://eref.se.com/be/fr/sis-tarif/product/A9F89650
Schneider Electric | Schneider Electric | 01022021 |  | Schneider Electric |  | SED | A9F89663 |  |  | 95.75 |  | 1 |  | 6 | iC60H 1P+N C63 | ACTI9 IC60H 1P-N 63A C DISJONCTEUR MINIA |  | Acti9 iC60H 1PN C 63A MCB | [8 empty] | 09.07 | 1 | [8 empty] | 6 | 3606480095368 | 0 |  | 270 | 10 | 8 | 4 | 0.32 | 13606480095365 | 6 | 1672 | 22.5 | 9.8 | 8 |  | 43606480095366 | 66 | 18879 | 40 | 30 | 30 | [10 empty] | 12 | N | [12 empty] | CUH | ZH | 8536201090 | [14 empty] | iC60H - miniature circuit breaker - 1P + N - 63A - C curve | iC60H - disjoncteur modulaire - 1P + N - 63A - courbe C | [17 empty] | https://eref.se.com/be/nl/sis-tarif/product/A9F89663 | https://eref.se.com/be/fr/sis-tarif/product/A9F89663
Schneider Electric | Schneider Electric | 01022021 |  | Schneider Electric |  | SED | A9F90204 |  |  | 84.17 |  | 1 |  | 6 | iC60L 2P MA 4A | iC60LMA 2P 4A MA |  | Acti9 iC60LMA 2P MA 4A MCB | [8 empty] | 09.07 | 1 | [8 empty] | 1 | 3606480085918 | 0 |  | 219 | 9 | 7 | 4 | 0.252 | 13606480085915 | 6 | 1374 | 22 | 8 | 10 |  | 43606480085916 | 66 | 15672 | 40 | 30 | 30 | [10 empty] | 6 | N | [12 empty] | CUD | ZD | 8536201090 | [14 empty] | Automaat iC60LMA 2P 4A MA | Disjoncteur iC60LMA 2P 4A MA | [17 empty] | https://eref.se.com/be/nl/sis-tarif/product/A9F90204 | https://eref.se.com/be/fr/sis-tarif/product/A9F90204
Schneider Electric | Schneider Electric | 01022021 |  | Schneider Electric |  | SED | A9F90210 |  |  | 89.58 |  | 1 |  | 6 | iC60L 2P MA 10A | iC60LMA 2P 10A MA |  | Acti9 iC60LMA 2P MA 10A MCB | [8 empty] | 09.07 | 1 | [8 empty] | 1 | 3606480085932 | 0 |  | 219 | 10 | 7 | 4 | 0.28 | 13606480085939 | 6 | 1382 | 23 | 8 | 10 |  | 43606480085930 | 66 | 15689 | 40 | 30 | 30 | [10 empty] | 6 | N | [12 empty] | CUD | ZD | 8536201090 | [14 empty] | Automaat iC60LMA 2P 10A MA | Disjoncteur iC60LMA 2P 10A MA | [17 empty] | https://eref.se.com/be/nl/sis-tarif/product/A9F90210 | https://eref.se.com/be/fr/sis-tarif/product/A9F90210
Schneider Electric | Schneider Electric | 01022021 |  | Schneider Electric |  | SED | A9F90216 |  |  | 89.58 |  | 1 |  | 6 | iC60L 2P MA 16A | iC60LMA 2P 16A MA |  | Acti9 iC60LMA 2P MA 16A MCB | [8 empty] | 09.07 | 1 | [8 empty] | 1 | 3606480085888 | 0 |  | 224 | 9 | 7 | 4 | 0.252 | 13606480085885 | 6 | 1401 | 22 | 8 | 10 |  | 43606480085886 | 66 | 15898 | 40 | 30 | 30 | [10 empty] | 6 | N | [12 empty] | CUD | ZD | 8536201090 | [14 empty] | Automaat iC60LMA 2P 16A MA | Disjoncteur iC60LMA 2P 16A MA | [17 empty] | https://eref.se.com/be/nl/sis-tarif/product/A9F90216 | https://eref.se.com/be/fr/sis-tarif/product/A9F90216
Schneider Electric | Schneider Electric | 01022021 |  | Schneider Electric |  | SED | A9F90225 |  |  | 89.58 |  | 1 |  | 6 | iC60L 2P MA 25A | iC60LMA 2P 25A MA |  | Acti9 iC60LMA 2P MA 25A MCB | [8 empty] | 09.07 | 1 | [8 empty] | 1 | 3606480085956 | 0 |  | 251 | 9 | 7 | 4 | 0.252 | 13606480085953 | 6 | 1616 | 22 | 8 | 10 |  | 43606480085954 | 66 | 17825 | 40 | 30 | 30 | [10 empty] | 6 | N | [12 empty] | CUD | ZD | 8536201090 | [14 empty] | Automaat iC60LMA 2P 25A MA | Disjoncteur iC60LMA 2P 25A MA | [17 empty] | https://eref.se.com/be/nl/sis-tarif/product/A9F90225 | https://eref.se.com/be/fr/sis-tarif/product/A9F90225
Schneider Electric | Schneider Electric | 01022021 |  | Schneider Electric |  | SED | A9F90240 |  |  | 91.34 |  | 1 |  | 6 | iC60L 2P MA 40A | iC60LMA 2P 40A MA |  | Acti9 iC60LMA 2P MA 40A MCB | [8 empty] | 09.07 | 1 | [8 empty] | 1 | 3606480085901 | 0 |  | 260 | 10 | 7 | 4 | 0.28 | 13606480085908 | 6 | 1572 | 20 | 30 | 2.85 |  | 43606480085909 | 66 | 17779 | 40 | 30 | 30 | [10 empty] | 6 | N | [12 empty] | CUD | ZD | 8536201090 | [14 empty] | Automaat iC60LMA 2P 40A MA | Disjoncteur iC60LMA 2P 40A MA | [17 empty] | https://eref.se.com/be/nl/sis-tarif/product/A9F90240 | https://eref.se.com/be/fr/sis-tarif/product/A9F90240
Schneider Electric | Schneider Electric | 01022021 |  | Schneider Electric |  | SED | A9F90272 |  |  | 78.66 |  | 1 |  | 6 | iC60L 2P MA 1,6A | iC60LMA 2P 1,6A MA |  | Acti9 iC60LMA 2P MA 1,6A MCB | [8 empty] | 09.07 | 1 | [8 empty] | 1 | 3606480085895 | 0 |  | 227 | 9 | 7 | 4 | 0.252 | 13606480085892 | 6 | 1417 | 22 | 8 | 10 |  | 43606480085893 | 66 | 16070 | 40 | 30 | 30 | [10 empty] | 6 | N | [12 empty] | CUD | ZD | 8536201090 | [14 empty] | Automaat iC60LMA 2P 1,6A MA | Disjoncteur iC60LMA 2P 1,6A MA | [17 empty] | https://eref.se.com/be/nl/sis-tarif/product/A9F90272 | https://eref.se.com/be/fr/sis-tarif/product/A9F90272
Schneider Electric | Schneider Electric | 01022021 |  | Schneider Electric |  | SED | A9F90273 |  |  | 84.17 |  | 1 |  | 6 | iC60L 2P MA 2,5A | iC60LMA 2P 2,5A MA |  | Acti9 iC60LMA 2P MA 2,5A MCB | [8 empty] | 09.07 | 1 | [8 empty] | 1 | 3606480085963 | 0 |  | 220 | 10 | 7 | 4 | 0.28 | 13606480085960 | 6 | 1373 | 22 | 8 | 10 |  | 43606480085961 | 66 | 15612 | 40 | 30 | 30 | [10 empty] | 6 | N | [12 empty] | CUD | ZD | 8536201090 | [14 empty] | Automaat iC60LMA 2P 2,5A MA | Disjoncteur iC60LMA 2P 2,5A MA | [17 empty] | https://eref.se.com/be/nl/sis-tarif/product/A9F90273 | https://eref.se.com/be/fr/sis-tarif/product/A9F90273
Schneider Electric | Schneider Electric | 01022021 |  | Schneider Electric |  | SED | A9F90276 |  |  | 84.17 |  | 1 |  | 6 | iC60L 2P MA 6,3A | iC60LMA 2P 6,3A MA |  | Acti9 iC60LMA 2P MA 6,3A MCB | [8 empty] | 09.07 | 1 | [8 empty] | 1 | 3606480085871 | 0 |  | 216 | 9 | 7 | 4 | 0.252 | 13606480085878 | 6 | 1352 | 22 | 8 | 10 |  | 43606480085879 | 66 | 15359 | 40 | 30 | 30 | [10 empty] | 6 | N | [12 empty] | CUD | ZD | 8536201090 | [14 empty] | Automaat iC60LMA 2P 6,3A MA | Disjoncteur iC60LMA 2P 6,3A MA | [17 empty] | https://eref.se.com/be/nl/sis-tarif/product/A9F90276 | https://eref.se.com/be/fr/sis-tarif/product/A9F90276
Schneider Electric | Schneider Electric | 01022021 |  | Schneider Electric |  | SED | A9F90282 |  |  | 89.58 |  | 1 |  | 6 | iC60L 2P MA 12,5A | iC60LMA 2P 12.5A MA |  | Acti9 iC60LMA 2P MA 12,5A MCB | [8 empty] | 09.07 | 1 | [8 empty] | 1 | 3606480085949 | 0 |  | 220 | 10 | 7 | 4 | 0.28 | 13606480085946 | 6 | 1377 | 22 | 8 | 10 |  | 43606480085947 | 66 | 15634 | 40 | 30 | 30 | [10 empty] | 6 | N | [12 empty] | CUD | ZD | 8536201090 | [14 empty] | Automaat iC60LMA 2P 12.5A MA | Disjoncteur iC60LMA 2P 12.5A MA | [17 empty] | https://eref.se.com/be/nl/sis-tarif/product/A9F90282 | https://eref.se.com/be/fr/sis-tarif/product/A9F90282
Schneider Electric | Schneider Electric | 01022021 |  | Schneider Electric |  | SED | A9F90304 |  |  | 131.54 |  | 1 |  | 4 | iC60L 3P MA 4A | iC60LMA 3P 4A MA |  | Acti9 iC60LMA 3P MA 4A MCB | [8 empty] | 09.07 | 1 | [8 empty] | 1 | 3606480085864 | 0 |  | 329 | 9 | 7 | 5 | 0.315 | 13606480085861 | 4 | 1364 | 20 | 30 | 3.03 |  | 43606480085862 | 44 | 15803 | 40 | 30 | 30 | [10 empty] | 6 | N | [12 empty] | CUD | ZD | 8536201090 | [14 empty] | Automaat iC60LMA 3P 4A MA | Disjoncteur iC60LMA 3P 4A MA | [17 empty] | https://eref.se.com/be/nl/sis-tarif/product/A9F90304 | https://eref.se.com/be/fr/sis-tarif/product/A9F90304
Schneider Electric | Schneider Electric | 01022021 |  | Schneider Electric |  | SED | A9F90310 |  |  | 139.89 |  | 1 |  | 4 | iC60L 3P MA 10A | iC60LMA 3P 10A MA |  | Acti9 iC60LMA 3P MA 10A MCB | [8 empty] | 09.07 | 1 | [8 empty] | 1 | 3606480085987 | 0 |  | 331 | 10 | 8 | 6 | 0.48 | 13606480085984 | 4 | 1554 | 23 | 8 | 10 |  | 43606480085985 | 44 | 17807 | 40 | 30 | 30 | [10 empty] | 6 | N | [12 empty] | CUD | ZD | 8536201090 | [14 empty] | Automaat iC60LMA 3P 10A MA | Disjoncteur iC60LMA 3P 10A MA | [17 empty] | https://eref.se.com/be/nl/sis-tarif/product/A9F90310 | https://eref.se.com/be/fr/sis-tarif/product/A9F90310
Schneider Electric | Schneider Electric | 01022021 |  | Schneider Electric |  | SED | A9F90316 |  |  | 139.89 |  | 1 |  | 4 | iC60L 3P MA 16A | iC60LMA 3P 16A MA |  | Acti9 iC60LMA 3P MA 16A MCB | [8 empty] | 09.07 | 1 | [8 empty] | 1 | 3606480085826 | 0 |  | 334 | 10 | 8 | 5 | 0.4 | 13606480085823 | 4 | 1394 | 23 | 8 | 10 |  | 43606480085824 | 44 | 16047 | 40 | 30 | 30 | [10 empty] | 6 | N | [12 empty] | CUD | ZD | 8536201090 | [14 empty] | Automaat iC60LMA 3P 16A MA | Disjoncteur iC60LMA 3P 16A MA | [17 empty] | https://eref.se.com/be/nl/sis-tarif/product/A9F90316 | https://eref.se.com/be/fr/sis-tarif/product/A9F90316
Schneider Electric | Schneider Electric | 01022021 |  | Schneider Electric |  | SED | A9F90325 |  |  | 139.89 |  | 1 |  | 4 | iC60L 3P MA 25A | iC60LMA 3P 25A MA |  | Acti9 iC60LMA 3P MA 25A MCB | [8 empty] | 09.07 | 1 | [8 empty] | 1 | 3606480085840 | 0 |  | 378 | 9 | 5 | 7 | 0.315 | 13606480085847 | 4 | 1580 | 22.4 | 9.8 | 8.1 |  | 43606480085848 | 44 | 17840 | 40 | 30 | 30 | [10 empty] | 6 | N | [12 empty] | CUD | ZD | 8536201090 | [14 empty] | Automaat iC60LMA 3P 25A MA | Disjoncteur iC60LMA 3P 25A MA | [17 empty] | https://eref.se.com/be/nl/sis-tarif/product/A9F90325 | https://eref.se.com/be/fr/sis-tarif/product/A9F90325
Schneider Electric | Schneider Electric | 01022021 |  | Schneider Electric |  | SED | A9F90340 |  |  | 142.7 |  | 1 |  | 4 | iC60L 3P MA 40A | iC60LMA 3P 40A MA |  | Acti9 iC60LMA 3P MA 40A MCB | [8 empty] | 09.07 | 1 | [8 empty] | 1 | 3606480085970 | 0 |  | 388 | 10 | 8 | 6 | 0.48 | 13606480085977 | 4 | 1611 | 23 | 8 | 10 |  | 43606480085978 | 44 | 17911 | 40 | 30 | 30 | [10 empty] | 6 | N | [12 empty] | CUD | ZD | 8536201090 | [14 empty] | Automaat iC60LMA 3P 40A MA | Disjoncteur iC60LMA 3P 40A MA | [17 empty] | https://eref.se.com/be/nl/sis-tarif/product/A9F90340 | https://eref.se.com/be/fr/sis-tarif/product/A9F90340
Schneider Electric | Schneider Electric | 01022021 |  | Schneider Electric |  | SED | A9F90372 |  |  | 122.91 |  | 1 |  | 4 | iC60L 3P MA 1,6A | iC60LMA 3P 1,6A MA |  | Acti9 iC60LMA 3P MA 1,6A MCB | [8 empty] | 09.07 | 1 | [8 empty] | 1 | 3606480085925 | 0 |  | 342 | 9 | 7 | 5 | 0.315 | 13606480085922 | 4 | 1422 | 22 | 8 | 10 |  | 43606480085923 | 44 | 16076 | 40 | 30 | 30 | [10 empty] | 6 | N | [12 empty] | CUD | ZD | 8536201090 | [14 empty] | Automaat iC60LMA 3P 1,6A MA | Disjoncteur iC60LMA 3P 1,6A MA | [17 empty] | https://eref.se.com/be/nl/sis-tarif/product/A9F90372 | https://eref.se.com/be/fr/sis-tarif/product/A9F90372
Schneider Electric | Schneider Electric | 01022021 |  | Schneider Electric |  | SED | A9F90373 |  |  | 131.54 |  | 1 |  | 4 | iC60L 3P MA 2,5A | iC60LMA 3P 2,5A MA |  | Acti9 iC60LMA 3P MA 2,5A MCB | [8 empty] | 09.07 | 1 | [8 empty] | 1 | 3606480085857 | 0 |  | 331 | 9 | 7 | 5 | 0.315 | 13606480085854 | 4 | 1385 | 20 | 30 | 2.97 |  | 43606480085855 | 44 | 15783 | 40 | 30 | 30 | [10 empty] | 6 | N | [12 empty] | CUD | ZD | 8536201090 | [14 empty] | Automaat iC60LMA 3P 2,5A MA | Disjoncteur iC60LMA 3P 2,5A MA | [17 empty] | https://eref.se.com/be/nl/sis-tarif/product/A9F90373 | https://eref.se.com/be/fr/sis-tarif/product/A9F90373
Schneider Electric | Schneider Electric | 01022021 |  | Schneider Electric |  | SED | A9F90376 |  |  | 131.54 |  | 1 |  | 4 | iC60L 3P MA 6,3A | ACTI9 IC60LMA 3P 6,3A MA DISJONCTEUR MIN |  | Acti9 iC60LMA 3P MA 6,3A MCB | [8 empty] | 09.07 | 1 | [8 empty] | 1 | 3606480085994 | 0 |  | 325 | 10 | 8 | 6 | 0.48 | 13606480085991 | 4 | 1358 | 23 | 8 | 10 |  | 43606480085992 | 44 | 15651 | 40 | 30 | 30 | [10 empty] | 6 | N | [12 empty] | CUD | ZD | 8536201090 | [14 empty] | Automaat iC60LMA 3P 6,3A MA | Disjoncteur iC60LMA 3P 6,3A MA | [17 empty] | https://eref.se.com/be/nl/sis-tarif/product/A9F90376 | https://eref.se.com/be/fr/sis-tarif/product/A9F90376
Schneider Electric | Schneider Electric | 01022021 |  | Schneider Electric |  | SED | A9F90382 |  |  | 139.89 |  | 1 |  | 4 | iC60L 3P MA 12,5A | iC60LMA 3P 12.5A MA |  | Acti9 iC60LMA 3P MA 12,5A MCB | [8 empty] | 09.07 | 1 | [8 empty] | 1 | 3606480085833 | 0 |  | 331 | 10 | 8 | 6 | 0.48 | 13606480085830 | 4 | 1380 | 23 | 8 | 10 |  | 43606480085831 | 44 | 15893 | 40 | 30 | 30 | [10 empty] | 6 | N | [12 empty] | CUD | ZD | 8536201090 | [14 empty] | Automaat iC60LMA 3P 12.5A MA | Disjoncteur iC60LMA 3P 12.5A MA | [17 empty] | https://eref.se.com/be/nl/sis-tarif/product/A9F90382 | https://eref.se.com/be/fr/sis-tarif/product/A9F90382
Schneider Electric | Schneider Electric | 01022021 |  | Schneider Electric |  | SED | A9F92101 |  |  | 56.09 |  | 1 |  | 12 | iC60L 1P Z1 | iC60L 1P 1A Z |  | Acti9 iC60L 1P Z 1A MCB | [8 empty] | 09.07 | 1 | [8 empty] | 1 | 3606480085222 | 0 |  | 114 | 9 | 8 | 2 | 0.144 | 13606480085229 | 12 | 1442 | 22.5 | 9 | 8 | [17 empty] | 6 | N | [12 empty] | CUD | ZD | 8536201090 | [14 empty] | Automaat iC60L 1P 1A Z | Disjoncteur iC60L 1P 1A Z | [17 empty] | https://eref.se.com/be/nl/sis-tarif/product/A9F92101 | https://eref.se.com/be/fr/sis-tarif/product/A9F92101
Schneider Electric | Schneider Electric | 01022021 |  | Schneider Electric |  | SED | A9F92102 |  |  | 56.09 |  | 1 |  | 12 | iC60L 1P Z2 | iC60L 1P 2A Z |  | Acti9 iC60L 1P Z 2A MCB | [8 empty] | 09.07 | 1 | [8 empty] | 1 | 3606480085611 | 0 |  | 112 | 10 | 8 | 2 | 0.16 | 13606480085618 | 12 | 1397 | 23 | 8 | 10 |  | 43606480085619 | 132 | 16069 | 40 | 30 | 30 | [10 empty] | 6 | N | [12 empty] | CUD | ZD | 8536201090 | [14 empty] | Automaat iC60L 1P 2A Z | Disjoncteur iC60L 1P 2A Z | [17 empty] | https://eref.se.com/be/nl/sis-tarif/product/A9F92102 | https://eref.se.com/be/fr/sis-tarif/product/A9F92102
Schneider Electric | Schneider Electric | 01022021 |  | Schneider Electric |  | SED | A9F92103 |  |  | 56.09 |  | 1 |  | 12 | iC60L 1P Z3 | iC60L 1P 3A Z |  | Acti9 iC60L 1P Z 3A MCB | [8 empty] | 09.07 | 1 | [8 empty] | 1 | 3606480085604 | 0 |  | 115 | 9 | 8 | 2 | 0.144 | 13606480085601 | 12 | 1438 | 22.5 | 9 | 8 | [17 empty] | 12 | N | [12 empty] | CUD | ZD | 8536201090 | [14 empty] | Automaat iC60L 1P 3A Z | Disjoncteur iC60L 1P 3A Z | [17 empty] | https://eref.se.com/be/nl/sis-tarif/product/A9F92103 | https://eref.se.com/be/fr/sis-tarif/product/A9F92103
Schneider Electric | Schneider Electric | 01022021 |  | Schneider Electric |  | SED | A9F92104 |  |  | 51.07 |  | 1 |  | 12 | iC60L 1P Z4 | iC60L 1P 4A Z |  | Acti9 iC60L 1P Z 4A MCB | [8 empty] | 09.07 | 1 | [8 empty] | 1 | 3606480085413 | 0 |  | 110 | 10 | 8 | 2 | 0.16 | 13606480085410 | 12 | 1385 | 23 | 8 | 10 |  | 43606480085411 | 132 | 15722 | 40 | 30 | 30 | [10 empty] | 6 | N | [12 empty] | CUD | ZD | 8536201090 | [14 empty] | Automaat iC60L 1P 4A Z | Disjoncteur iC60L 1P 4A Z | [17 empty] | https://eref.se.com/be/nl/sis-tarif/product/A9F92104 | https://eref.se.com/be/fr/sis-tarif/product/A9F92104
Schneider Electric | Schneider Electric | 01022021 |  | Schneider Electric |  | SED | A9F92106 |  |  | 45.87 |  | 1 |  | 12 | iC60L 1P Z6 | iC60L 1P 6A Z |  | Acti9 iC60L 1P Z 6A MCB | [8 empty] | 09.07 | 1 | [8 empty] | 1 | 3606480085581 | 0 |  | 109 | 10 | 8 | 2 | 0.16 | 13606480085588 | 12 | 1368 | 23 | 8 | 10 |  | 43606480085589 | 132 | 15535 | 40 | 30 | 30 | [10 empty] | 6 | N | [12 empty] | CUD | ZD | 8536201090 | [14 empty] | Automaat iC60L 1P 6A Z | Disjoncteur iC60L 1P 6A Z | [17 empty] | https://eref.se.com/be/nl/sis-tarif/product/A9F92106 | https://eref.se.com/be/fr/sis-tarif/product/A9F92106
Schneider Electric | Schneider Electric | 01022021 |  | Schneider Electric |  | SED | A9F92110 |  |  | 44.64 |  | 1 |  | 12 | iC60L 1P Z10 | iC60L 1P 10A Z |  | Acti9 iC60L 1P Z 10A MCB | [8 empty] | 09.07 | 1 | [8 empty] | 1 | 3606480085390 | 0 |  | 112 | 9 | 7 | 2 | 0.126 | 13606480085397 | 12 | 1380 | 9.8 | 22.5 | 8 |  | 43606480085398 | 132 | 15734 | 40 | 30 | 30 | [10 empty] | 6 | N | [12 empty] | CUD | ZD | 8536201090 | [14 empty] | Automaat iC60L 1P 10A Z | Disjoncteur iC60L 1P 10A Z | [17 empty] | https://eref.se.com/be/nl/sis-tarif/product/A9F92110 | https://eref.se.com/be/fr/sis-tarif/product/A9F92110
Schneider Electric | Schneider Electric | 01022021 |  | Schneider Electric |  | SED | A9F92116 |  |  | 25.37 |  | 1 |  | 12 | iC60L 1P Z16 | iC60L 1P 16A Z |  | Acti9 iC60L 1P Z 16A MCB | [8 empty] | 09.07 | 1 | [8 empty] | 1 | 3606480085253 | 0 |  | 112 | 9 | 7 | 2 | 0.126 | 13606480085250 | 12 | 1402 | 22 | 8 | 10 |  | 43606480085251 | 132 | 15909 | 40 | 30 | 30 | [10 empty] | 6 | N | [12 empty] | CUD | ZD | 8536201090 | [14 empty] | Automaat iC60L 1P 16A Z | Disjoncteur iC60L 1P 16A Z | [17 empty] | https://eref.se.com/be/nl/sis-tarif/product/A9F92116 | https://eref.se.com/be/fr/sis-tarif/product/A9F92116
Schneider Electric | Schneider Electric | 01022021 |  | Schneider Electric |  | SED | A9F92120 |  |  | 43.72 |  | 1 |  | 12 | iC60L 1P Z20 | iC60L 1P 20A Z |  | Acti9 iC60L 1P Z 20A MCB | [8 empty] | 09.07 | 1 | [8 empty] | 1 | 3606480085628 | 0 |  | 114 | 10 | 7 | 2 | 0.14 | 13606480085625 | 12 | 1421 | 23 | 8 | 10 |  | 43606480085626 | 132 | 16118 | 40 | 30 | 30 | [10 empty] | 6 | N | [12 empty] | CUD | ZD | 8536201090 | [14 empty] | Automaat iC60L 1P 20A Z | Disjoncteur iC60L 1P 20A Z | [17 empty] | https://eref.se.com/be/nl/sis-tarif/product/A9F92120 | https://eref.se.com/be/fr/sis-tarif/product/A9F92120
Schneider Electric | Schneider Electric | 01022021 |  | Schneider Electric |  | SED | A9F92125 |  |  | 43.72 |  | 1 |  | 12 | iC60L 1P 25A Z | iC60L 1P 25A Z |  | Acti9 iC60L 1P Z 25A MCB | [8 empty] | 09.07 | 1 | [8 empty] | 1 | 3606480085383 | 0 |  | 117 | 9 | 7 | 2 | 0.126 | 13606480085380 | 12 | 1446 | 22 | 8 | 10 |  | 43606480085381 | 132 | 16393 | 40 | 30 | 30 | [10 empty] | 12 | N | [12 empty] | CUD | ZD | 8536201090 | [14 empty] | Automaat iC60L 1P 25A Z | Disjoncteur iC60L 1P 25A Z | [17 empty] | https://eref.se.com/be/nl/sis-tarif/product/A9F92125 | https://eref.se.com/be/fr/sis-tarif/product/A9F92125
Schneider Electric | Schneider Electric | 01022021 |  | Schneider Electric |  | SED | A9F92132 |  |  | 45.22 |  | 1 |  | 12 | iC60L 1P 32A Z | iC60L 1P 32A Z |  | Acti9 iC60L 1P Z 32A MCB | [8 empty] | 09.07 | 1 | [8 empty] | 1 | 3606480085574 | 0 |  | 126 | 9 | 7 | 2 | 0.126 | 13606480085571 | 12 | 1569 | 22 | 8 | 10 |  | 43606480085572 | 132 | 17746 | 40 | 30 | 30 | [10 empty] | 12 | N | [12 empty] | CUD | ZD | 8536201090 | [14 empty] | Automaat iC60L 1P 32A Z | Disjoncteur iC60L 1P 32A Z | [17 empty] | https://eref.se.com/be/nl/sis-tarif/product/A9F92132 | https://eref.se.com/be/fr/sis-tarif/product/A9F92132
Schneider Electric | Schneider Electric | 01022021 |  | Schneider Electric |  | SED | A9F92140 |  |  | 45.22 |  | 1 |  | 12 | iC60L 1P 40A Z | iC60L 1P 40A Z |  | Acti9 iC60L 1P Z 40A MCB | [8 empty] | 09.07 | 1 | [8 empty] | 1 | 3606480085673 | 0 |  | 129 | 10 | 8 | 2 | 0.16 | 13606480085670 | 12 | 1611 | 23 | 8 | 10 |  | 43606480085671 | 132 | 18307 | 40 | 30 | 30 | [10 empty] | 6 | N | [12 empty] | CUD | ZD | 8536201090 | [14 empty] | Automaat iC60L 1P 40A Z | Disjoncteur iC60L 1P 40A Z | [17 empty] | https://eref.se.com/be/nl/sis-tarif/product/A9F92140 | https://eref.se.com/be/fr/sis-tarif/product/A9F92140
Schneider Electric | Schneider Electric | 01022021 |  | Schneider Electric |  | SED | A9F92150 |  |  | 58.05 |  | 1 |  | 12 | iC60L 1P Z50 | IC60L 1P 50A Z |  | Acti9 iC60L 1P Z 50A MCB | [8 empty] | 09.07 | 1 | [8 empty] | 12 | 3606480085482 | 0 |  | 124 | 9 | 2 | 8 | 0.144 | 13606480085489 | 12 | 1558 | 22.5 | 9.8 | 8 |  | 43606480085480 | 48 | 6687 | 40 | 30 | 15 | [10 empty] | 12 | N | [12 empty] | CUD | ZD | 8536201090 | [14 empty] | Automaat iC60L 1P 50A Z | Disjoncteur iC60L 1P 50A Z | [17 empty] | https://eref.se.com/be/nl/sis-tarif/product/A9F92150 | https://eref.se.com/be/fr/sis-tarif/product/A9F92150
Schneider Electric | Schneider Electric | 01022021 |  | Schneider Electric |  | SED | A9F92163 |  |  | 60.95 |  | 1 |  | 12 | iC60L 1P Z63 | IC60L 1P 63A Z |  | Acti9 iC60L 1P Z 63A MCB | [8 empty] | 09.07 | 1 | [8 empty] | 12 | 3606480085420 | 0 |  | 124 | 9 | 2 | 8 | 0.144 | 13606480085427 | 12 | 1558 | 22.5 | 9.8 | 8 |  | 43606480085428 | 48 | 6687 | 40 | 30 | 15 | [10 empty] | 12 | N | [12 empty] | CUD | ZD | 8536201090 | [14 empty] | Automaat iC60L 1P 63A Z | Disjoncteur iC60L 1P 63A Z | [17 empty] | https://eref.se.com/be/nl/sis-tarif/product/A9F92163 | https://eref.se.com/be/fr/sis-tarif/product/A9F92163
Schneider Electric | Schneider Electric | 01022021 |  | Schneider Electric |  | SED | A9F92170 |  |  | 56.51 |  | 1 |  | 12 | iC60L 1P Z0.5 | IC60L 1P 0,5A Z |  | Acti9 iC60L 1P Z 0,5A MCB | [8 empty] | 09.07 | 1 | [8 empty] | 12 | 3606480085277 | 0 |  | 124 | 9 | 2 | 8 | 0.144 | 13606480085274 | 12 | 1560 | 22.5 | 9.8 | 8 |  | 43606480085275 | 48 | 6687 | 40 | 30 | 15 | [10 empty] | 12 | N | [12 empty] | CUD | ZD | 8536201090 | [14 empty] | Automaat iC60L 1P 0,5A Z | Disjoncteur iC60L 1P 0,5A Z | [17 empty] | https://eref.se.com/be/nl/sis-tarif/product/A9F92170 | https://eref.se.com/be/fr/sis-tarif/product/A9F92170
Schneider Electric | Schneider Electric | 01022021 |  | Schneider Electric |  | SED | A9F92172 |  |  | 56.09 |  | 1 |  | 12 | IC60L 1P 1.6A Z | IC60L 1P 1.6A Z |  | Acti9 iC60L 1P Z 1,6A MCB | [8 empty] | 09.07 | 1 | [8 empty] | 1 | 3606480085314 | 0 |  | 114 | 10 | 7 | 2 | 0.14 | 13606480085311 | 12 | 1420 | 22 | 8 | 10 | [17 empty] | 6 | N | [12 empty] | CUD | ZD | 8536201090 | [14 empty] | Automaat iC60L 1P 1.6A Z | Disjoncteur iC60L 1P 1.6A Z | [17 empty] | https://eref.se.com/be/nl/sis-tarif/product/A9F92172 | https://eref.se.com/be/fr/sis-tarif/product/A9F92172
Schneider Electric | Schneider Electric | 01022021 |  | Schneider Electric |  | SED | A9F92201 |  |  | 127.59 |  | 1 |  | 6 | iC60L 2P Z1 | iC60L 2P 1A Z |  | Acti9 iC60L 2P Z 1A MCB | [8 empty] | 09.07 | 1 | [8 empty] | 6 | 3606480085567 | 0 |  | 248 | 9 | 8 | 4 | 0.288 | 13606480085564 | 6 | 1558 | 22.5 | 9.8 | 8 |  | 43606480085565 | 24 | 6687 | 40 | 30 | 15 | [10 empty] | 12 | N | [12 empty] | CUD | ZD | 8536201090 | [14 empty] | Automaat iC60L 2P 1A Z | Disjoncteur iC60L 2P 1A Z | [17 empty] | https://eref.se.com/be/nl/sis-tarif/product/A9F92201 | https://eref.se.com/be/fr/sis-tarif/product/A9F92201
Schneider Electric | Schneider Electric | 01022021 |  | Schneider Electric |  | SED | A9F92202 |  |  | 132.07 |  | 1 |  | 6 | iC60L 2P Z2 | iC60L 2P 2A Z |  | Acti9 iC60L 2P Z 2A MCB | [8 empty] | 09.07 | 1 | [8 empty] | 1 | 3606480085284 | 0 |  | 223.24 | 10 | 8 | 4 | 0.32 | 13606480085281 | 6 | 1399 | 22.5 | 10 | 8 |  | 43606480085282 | 66 | 15818 | 40 | 30 | 30 | [10 empty] | 6 | N | [12 empty] | CUD | ZD | 8536201090 | [14 empty] | Automaat iC60L 2P 2A Z | Disjoncteur iC60L 2P 2A Z | [17 empty] | https://eref.se.com/be/nl/sis-tarif/product/A9F92202 | https://eref.se.com/be/fr/sis-tarif/product/A9F92202
Schneider Electric | Schneider Electric | 01022021 |  | Schneider Electric |  | SED | A9F92203 |  |  | 132.07 |  | 1 |  | 6 | iC60L 2P Z3 | iC60L 2P 3A Z |  | Acti9 iC60L 2P Z 3A MCB | [8 empty] | 09.07 | 1 | [8 empty] | 1 | 3606480085376 | 0 |  | 224 | 9 | 7 | 4 | 0.252 | 13606480085373 | 6 | 1399 | 22 | 8 | 10 |  | 43606480085374 | 66 | 16102 | 40 | 30 | 30 | [10 empty] | 6 | N | [12 empty] | CUD | ZD | 8536201090 | [14 empty] | Automaat iC60L 2P 3A Z | Disjoncteur iC60L 2P 3A Z | [17 empty] | https://eref.se.com/be/nl/sis-tarif/product/A9F92203 | https://eref.se.com/be/fr/sis-tarif/product/A9F92203
Schneider Electric | Schneider Electric | 01022021 |  | Schneider Electric |  | SED | A9F92204 |  |  | 120.06 |  | 1 |  | 6 | iC60L 2P Z4 | iC60L 2P 4A Z |  | Acti9 iC60L 2P Z 4A MCB | [8 empty] | 09.07 | 1 | [8 empty] | 1 | 3606480085307 | 0 |  | 219 | 10 | 7 | 4 | 0.28 | 13606480085304 | 6 | 1371 | 23 | 8 | 10 |  | 43606480085305 | 66 | 15535 | 40 | 30 | 30 | [10 empty] | 6 | N | [12 empty] | CUD | ZD | 8536201090 | [14 empty] | Automaat iC60L 2P 4A Z | Disjoncteur iC60L 2P 4A Z | [17 empty] | https://eref.se.com/be/nl/sis-tarif/product/A9F92204 | https://eref.se.com/be/fr/sis-tarif/product/A9F92204
Schneider Electric | Schneider Electric | 01022021 |  | Schneider Electric |  | SED | A9F92206 |  |  | 107.97 |  | 1 |  | 6 | iC60L 2P Z6 | iC60L 2P 6A Z |  | Acti9 iC60L 2P Z 6A MCB | [8 empty] | 09.07 | 1 | [8 empty] | 1 | 3606480085369 | 0 |  | 215 | 9 | 8 | 3 | 0.216 | 13606480085366 | 6 | 1347 | 22 | 8 | 10 |  | 43606480085367 | 66 | 15562 | 40 | 30 | 30 | [10 empty] | 6 | N | [12 empty] | CUD | ZD | 8536201090 | [14 empty] | Automaat iC60L 2P 6A Z | Disjoncteur iC60L 2P 6A Z | [17 empty] | https://eref.se.com/be/nl/sis-tarif/product/A9F92206 | https://eref.se.com/be/fr/sis-tarif/product/A9F92206
Schneider Electric | Schneider Electric | 01022021 |  | Schneider Electric |  | SED | A9F92210 |  |  | 102.99 |  | 1 |  | 6 | iC60L 2P Z10 | iC60L 2P 10A Z |  | Acti9 iC60L 2P Z 10A MCB | [8 empty] | 09.07 | 1 | [8 empty] | 1 | 3606480085512 | 0 |  | 219 | 9 | 7 | 4 | 0.252 | 13606480085519 | 6 | 1376 | 23 | 8 | 10 |  | 43606480085510 | 66 | 15623 | 40 | 30 | 30 | [10 empty] | 6 | N | [12 empty] | CUD | ZD | 8536201090 | [14 empty] | Automaat iC60L 2P 10A Z | Disjoncteur iC60L 2P 10A Z | [17 empty] | https://eref.se.com/be/nl/sis-tarif/product/A9F92210 | https://eref.se.com/be/fr/sis-tarif/product/A9F92210
Schneider Electric | Schneider Electric | 01022021 |  | Schneider Electric |  | SED | A9F92216 |  |  | 100.01 |  | 1 |  | 6 | iC60L 2P Z16 | iC60L 2P 16A Z |  | Acti9 iC60L 2P Z 16A MCB | [8 empty] | 09.07 | 1 | [8 empty] | 1 | 3606480085536 | 0 |  | 221 | 10 | 8 | 4 | 0.32 | 13606480085533 | 6 | 1364 | 23 | 8 | 10 |  | 43606480085534 | 66 | 15814 | 40 | 30 | 30 | [10 empty] | 6 | N | [12 empty] | CUD | ZD | 8536201090 | [14 empty] | Automaat iC60L 2P 16A Z | Disjoncteur iC60L 2P 16A Z | [17 empty] | https://eref.se.com/be/nl/sis-tarif/product/A9F92216 | https://eref.se.com/be/fr/sis-tarif/product/A9F92216
Schneider Electric | Schneider Electric | 01022021 |  | Schneider Electric |  | SED | A9F92220 |  |  | 105.08 |  | 1 |  | 6 | iC60L 2P Z20 | iC60L 2P 20A Z |  | Acti9 iC60L 2P Z 20A MCB | [8 empty] | 09.07 | 1 | [8 empty] | 1 | 3606480085352 | 0 |  | 226 | 10 | 7 | 4 | 0.28 | 13606480085359 | 6 | 1408 | 23 | 8 | 10 |  | 43606480085350 | 66 | 15975 | 40 | 30 | 30 | [10 empty] | 6 | N | [12 empty] | CUD | ZD | 8536201090 | [14 empty] | Automaat iC60L 2P 20A Z | Disjoncteur iC60L 2P 20A Z | [17 empty] | https://eref.se.com/be/nl/sis-tarif/product/A9F92220 | https://eref.se.com/be/fr/sis-tarif/product/A9F92220
Schneider Electric | Schneider Electric | 01022021 |  | Schneider Electric |  | SED | A9F92225 |  |  | 107.97 |  | 1 |  | 6 | iC60L 2P Z25 | iC60L 2P 25A Z |  | Acti9 iC60L 2P Z 25A MCB | [8 empty] | 09.07 | 1 | [8 empty] | 1 | 3606480085291 | 0 |  | 224 | 9 | 7 | 4 | 0.252 | 13606480085298 | 6 | 1433 | 22 | 8 | 10 |  | 43606480085299 | 66 | 16250 | 40 | 30 | 30 | [10 empty] | 6 | N | [12 empty] | CUD | ZD | 8536201090 | [14 empty] | Automaat iC60L 2P 25A Z | Disjoncteur iC60L 2P 25A Z | [17 empty] | https://eref.se.com/be/nl/sis-tarif/product/A9F92225 | https://eref.se.com/be/fr/sis-tarif/product/A9F92225
Schneider Electric | Schneider Electric | 01022021 |  | Schneider Electric |  | SED | A9F92232 |  |  | 107.97 |  | 1 |  | 6 | iC60L 2P Z32 | iC60L 2P 32A Z |  | Acti9 iC60L 2P Z 32A MCB | [8 empty] | 09.07 | 1 | [8 empty] | 1 | 3606480085239 | 0 |  | 251 | 10 | 7 | 4 | 0.28 | 13606480085236 | 6 | 1566 | 23 | 8 | 10 |  | 43606480085237 | 66 | 17713 | 40 | 30 | 30 | [10 empty] | 6 | N | [12 empty] | CUD | ZD | 8536201090 | [14 empty] | Automaat iC60L 2P 32A Z | Disjoncteur iC60L 2P 32A Z | [17 empty] | https://eref.se.com/be/nl/sis-tarif/product/A9F92232 | https://eref.se.com/be/fr/sis-tarif/product/A9F92232
Schneider Electric | Schneider Electric | 01022021 |  | Schneider Electric |  | SED | A9F92240 |  |  | 132.07 |  | 1 |  | 6 | iC60L 2P Z40 | iC60L 2P 40A Z |  | Acti9 iC60L 2P Z 40A MCB | [8 empty] | 09.07 | 1 | [8 empty] | 1 | 3606480085666 | 0 |  | 257 | 10 | 7 | 4 | 0.28 | 13606480085663 | 6 | 1600 | 23 | 8 | 10 |  | 43606480085664 | 66 | 18087 | 40 | 30 | 30 | [10 empty] | 6 | N | [12 empty] | CUD | ZD | 8536201090 | [14 empty] | Automaat iC60L 2P 40A Z | Disjoncteur iC60L 2P 40A Z | [17 empty] | https://eref.se.com/be/nl/sis-tarif/product/A9F92240 | https://eref.se.com/be/fr/sis-tarif/product/A9F92240
Schneider Electric | Schneider Electric | 01022021 |  | Schneider Electric |  | SED | A9F92250 |  |  | 136.6 |  | 1 |  | 6 | iC60L 2P Z50 | IC60L 2P 50A Z |  | Acti9 iC60L 2P Z 50A MCB | [8 empty] | 09.07 | 1 | [8 empty] | 6 | 3606480085246 | 0 |  | 248 | 9 | 4 | 8 | 0.288 | 13606480085243 | 6 | 1558 | 22.5 | 9.8 | 8 |  | 43606480085244 | 24 | 6687 | 40 | 30 | 15 | [10 empty] | 12 | N | [12 empty] | CUD | ZD | 8536201090 | [14 empty] | Automaat iC60L 2P 50A Z | Disjoncteur iC60L 2P 50A Z | [17 empty] | https://eref.se.com/be/nl/sis-tarif/product/A9F92250 | https://eref.se.com/be/fr/sis-tarif/product/A9F92250
Schneider Electric | Schneider Electric | 01022021 |  | Schneider Electric |  | SED | A9F92263 |  |  | 143.44 |  | 1 |  | 6 | iC60L 2P Z63 | IC60L 2P 63A Z |  | Acti9 iC60L 2P Z 63A MCB | [8 empty] | 09.07 | 1 | [8 empty] | 6 | 3606480085338 | 0 |  | 248 | 9 | 4 | 8 | 0.288 | 13606480085335 | 6 | 1558 | 22.5 | 9.8 | 8 |  | 43606480085336 | 24 | 6687 | 40 | 30 | 15 | [10 empty] | 12 | N | [12 empty] | CUD | ZD | 8536201090 | [14 empty] | Automaat iC60L 2P 63A Z | Disjoncteur iC60L 2P 63A Z | [17 empty] | https://eref.se.com/be/nl/sis-tarif/product/A9F92263 | https://eref.se.com/be/fr/sis-tarif/product/A9F92263
Schneider Electric | Schneider Electric | 01022021 |  | Schneider Electric |  | SED | A9F92272 |  |  | 132.07 |  | 1 |  | 6 | iC60L 2P 1,6A Z | iC60L 2P 1,6A Z |  | Acti9 iC60L 2P Z 1,6A MCB | [8 empty] | 09.07 | 1 | [8 empty] | 1 | 3606480085345 | 0 |  | 225 | 9 | 7 | 4 | 0.252 | 13606480085342 | 6 | 1406 | 23 | 8 | 10 |  | 43606480085343 | 66 | 15953 | 40 | 30 | 30 | [10 empty] | 6 | N | [12 empty] | CUD | ZD | 8536201090 | [14 empty] | Automaat iC60L 2P 1,6A Z | Disjoncteur iC60L 2P 1,6A Z | [17 empty] | https://eref.se.com/be/nl/sis-tarif/product/A9F92272 | https://eref.se.com/be/fr/sis-tarif/product/A9F92272
Schneider Electric | Schneider Electric | 01022021 |  | Schneider Electric |  | SED | A9F92302 |  |  | 202.27 |  | 1 |  | 4 | iC60L 3P Z2 | iC60L 3P 2A Z |  | Acti9 iC60L 3P Z 2A MCB | [8 empty] | 09.07 | 1 | [8 empty] | 1 | 3606480085499 | 0 |  | 336.5 | 10 | 7 | 5 | 0.35 | 13606480085496 | 4 | 1408 | 22.5 | 10 | 8.1 |  | 43606480085497 | 44 | 15904 | 40 | 30 | 30 | [10 empty] | 6 | N | [12 empty] | CUD | ZD | 8536201090 | [14 empty] | Automaat iC60L 3P 2A Z | Disjoncteur iC60L 3P 2A Z | [17 empty] | https://eref.se.com/be/nl/sis-tarif/product/A9F92302 | https://eref.se.com/be/fr/sis-tarif/product/A9F92302
Schneider Electric | Schneider Electric | 01022021 |  | Schneider Electric |  | SED | A9F92304 |  |  | 183.93 |  | 1 |  | 4 | iC60L 3P Z4 | iC60L 3P 4A Z |  | Acti9 iC60L 3P Z 4A MCB | [8 empty] | 09.07 | 1 | [8 empty] | 1 | 3606480085444 | 0 |  | 330 | 9 | 7 | 5 | 0.315 | 13606480085441 | 4 | 1378 | 23 | 8 | 10 | [17 empty] | 6 | N | [12 empty] | CUD | ZD | 8536201090 | [14 empty] | Automaat iC60L 3P 4A Z | Disjoncteur iC60L 3P 4A Z | [17 empty] | https://eref.se.com/be/nl/sis-tarif/product/A9F92304 | https://eref.se.com/be/fr/sis-tarif/product/A9F92304
Schneider Electric | Schneider Electric | 01022021 |  | Schneider Electric |  | SED | A9F92306 |  |  | 183.86 |  | 1 |  | 4 | iC60L 3P Z6 | iC60L 3P 6A Z |  | Acti9 iC60L 3P Z 6A MCB | [8 empty] | 09.07 | 1 | [8 empty] | 1 | 3606480085437 | 0 |  | 328 | 9 | 7 | 5 | 0.315 | 13606480085434 | 4 | 1352 | 23 | 8 | 10 |  | 43606480085435 | 44 | 15585 | 40 | 30 | 30 | [10 empty] | 6 | N | [12 empty] | CUD | ZD | 8536201090 | [14 empty] | Automaat iC60L 3P 6A Z | Disjoncteur iC60L 3P 6A Z | [17 empty] | https://eref.se.com/be/nl/sis-tarif/product/A9F92306 | https://eref.se.com/be/fr/sis-tarif/product/A9F92306
Schneider Electric | Schneider Electric | 01022021 |  | Schneider Electric |  | SED | A9F92310 |  |  | 160.92 |  | 1 |  | 4 | iC60L 3P Z10 | iC60L 3P 10A Z |  | Acti9 iC60L 3P Z 10A MCB | [8 empty] | 09.07 | 1 | [8 empty] | 1 | 3606480085550 | 0 |  | 330 | 9 | 7 | 5 | 0.315 | 13606480085557 | 4 | 1380 | 22 | 8 | 10 |  | 43606480085558 | 44 | 15667 | 40 | 30 | 30 | [10 empty] | 6 | N | [12 empty] | CUD | ZD | 8536201090 | [14 empty] | Automaat iC60L 3P 10A Z | Disjoncteur iC60L 3P 10A Z | [17 empty] | https://eref.se.com/be/nl/sis-tarif/product/A9F92310 | https://eref.se.com/be/fr/sis-tarif/product/A9F92310
Schneider Electric | Schneider Electric | 01022021 |  | Schneider Electric |  | SED | A9F92316 |  |  | 153.34 |  | 1 |  | 4 | iC60L 3P Z16 | iC60L 3P 16A Z |  | Acti9 iC60L 3P Z 16A MCB | [8 empty] | 09.07 | 1 | [8 empty] | 1 | 3606480085543 | 0 |  | 338 | 10 | 8 | 6 | 0.48 | 13606480085540 | 4 | 1394 | 23 | 8 | 10 | [17 empty] | 6 | N | [12 empty] | CUD | ZD | 8536201090 | [14 empty] | Automaat iC60L 3P 16A Z | Disjoncteur iC60L 3P 16A Z | [17 empty] | https://eref.se.com/be/nl/sis-tarif/product/A9F92316 | https://eref.se.com/be/fr/sis-tarif/product/A9F92316
Schneider Electric | Schneider Electric | 01022021 |  | Schneider Electric |  | SED | A9F92320 |  |  | 160.92 |  | 1 |  | 4 | iC60L 3P Z20 | iC60L 3P 20A Z |  | Acti9 iC60L 3P Z 20A MCB | [8 empty] | 09.07 | 1 | [8 empty] | 1 | 3606480085598 | 0 |  | 340 | 10 | 7 | 5 | 0.35 | 13606480085595 | 4 | 1422 | 23 | 8 | 10 |  | 43606480085596 | 44 | 16129 | 40 | 30 | 30 | [10 empty] | 6 | N | [12 empty] | CUD | ZD | 8536201090 | [14 empty] | Automaat iC60L 3P 20A Z | Disjoncteur iC60L 3P 20A Z | [17 empty] | https://eref.se.com/be/nl/sis-tarif/product/A9F92320 | https://eref.se.com/be/fr/sis-tarif/product/A9F92320
Schneider Electric | Schneider Electric | 01022021 |  | Schneider Electric |  | SED | A9F92325 |  |  | 166.48 |  | 1 |  | 4 | iC60L 3P Z25 | iC60L 3P 25A Z |  | Acti9 iC60L 3P Z 25A MCB | [8 empty] | 09.07 | 1 | [8 empty] | 1 | 3606480085659 | 0 |  | 345.9 | 10 | 8 | 6 | 0.48 | 13606480085656 | 4 | 1442 | 23 | 8 | 10 |  | 43606480085657 | 44 | 16349 | 40 | 30 | 30 | [10 empty] | 6 | N | [12 empty] | CUD | ZD | 8536201090 | [14 empty] | Automaat iC60L 3P 25A Z | Disjoncteur iC60L 3P 25A Z | [17 empty] | https://eref.se.com/be/nl/sis-tarif/product/A9F92325 | https://eref.se.com/be/fr/sis-tarif/product/A9F92325
Schneider Electric | Schneider Electric | 01022021 |  | Schneider Electric |  | SED | A9F92332 |  |  | 166.48 |  | 1 |  | 4 | iC60L 3P Z32 | iC60L 3P 32A Z |  | Acti9 iC60L 3P Z 32A MCB | [8 empty] | 09.07 | 1 | [8 empty] | 1 | 3606480085468 | 0 |  | 380 | 9 | 7 | 5 | 0.315 | 13606480085465 | 4 | 1568 | 23 | 8 | 10 |  | 43606480085466 | 44 | 17735 | 40 | 30 | 30 | [10 empty] | 6 | N | [12 empty] | CUD | ZD | 8536201090 | [14 empty] | Automaat iC60L 3P 32A Z | Disjoncteur iC60L 3P 32A Z | [17 empty] | https://eref.se.com/be/nl/sis-tarif/product/A9F92332 | https://eref.se.com/be/fr/sis-tarif/product/A9F92332
Schneider Electric | Schneider Electric | 01022021 |  | Schneider Electric |  | SED | A9F92340 |  |  | 198.26 |  | 1 |  | 4 | iC60L 3P Z40 | iC60L 3P 40A Z |  | Acti9 iC60L 3P Z 40A MCB | [8 empty] | 09.07 | 1 | [8 empty] | 1 | 3606480085642 | 0 |  | 390 | 10 | 8 | 5 | 0.4 | 13606480085649 | 4 | 1605 | 23 | 8 | 10 |  | 43606480085640 | 44 | 18241 | 40 | 30 | 30 | [10 empty] | 6 | N | [12 empty] | CUD | ZD | 8536201090 | [14 empty] | Automaat iC60L 3P 40A Z | Disjoncteur iC60L 3P 40A Z | [17 empty] | https://eref.se.com/be/nl/sis-tarif/product/A9F92340 | https://eref.se.com/be/fr/sis-tarif/product/A9F92340
Schneider Electric | Schneider Electric | 01022021 |  | Schneider Electric |  | SED | A9F92350 |  |  | 205.15 |  | 1 |  | 4 | iC60L 3P Z50 | IC60L 3P 50A Z |  | Acti9 iC60L 3P Z 50A MCB | [8 empty] | 09.07 | 1 | [8 empty] | 4 | 3606480085529 | 0 |  | 371 | 9 | 5 | 8 | 0.36 | 13606480085526 | 4 | 1554 | 22.5 | 9.8 | 8 |  | 43606480085527 | 16 | 6671 | 40 | 30 | 15 | [10 empty] | 8 | N | [12 empty] | CUD | ZD | 8536201090 | [14 empty] | Automaat iC60L 3P 50A Z | Disjoncteur iC60L 3P 50A Z | [17 empty] | https://eref.se.com/be/nl/sis-tarif/product/A9F92350 | https://eref.se.com/be/fr/sis-tarif/product/A9F92350
Schneider Electric | Schneider Electric | 01022021 |  | Schneider Electric |  | SED | A9F92363 |  |  | 215.4 |  | 1 |  | 4 | iC60L 3P Z63 | IC60L 3P 63A Z |  | Acti9 iC60L 3P Z 63A MCB | [8 empty] | 09.07 | 1 | [8 empty] | 1 | 3606480085635 | 0 |  | 371 | 9 | 5 | 8 | 0.36 | 13606480085632 | 4 | 1554 | 22.5 | 9.8 | 8 |  | 43606480085633 | 16 | 6671 | 40 | 30 | 15 | [10 empty] | 12 | N | [12 empty] | CUD | ZD | 8536201090 | [14 empty] | Automaat iC60L 3P 63A Z | Disjoncteur iC60L 3P 63A Z | [17 empty] | https://eref.se.com/be/nl/sis-tarif/product/A9F92363 | https://eref.se.com/be/fr/sis-tarif/product/A9F92363
Schneider Electric | Schneider Electric | 01022021 |  | Schneider Electric |  | SED | A9F92402 |  |  | 246.64 |  | 1 |  | 3 | iC60L 4P Z2 | ACTI9 IC60L 4P 2A Z DISJONCTEUR MINIATUR |  | Acti9 iC60L 4P Z 2A MCB | [8 empty] | 09.07 | 1 | [8 empty] | 1 | 3606480085734 | 0 |  | 444 | 9 | 8 | 7 | 0.504 | 13606480085731 | 3 | 1394 | 22 | 8 | 10 |  | 43606480085732 | 33 | 15880 | 40 | 30 | 30 | [10 empty] | 6 | N | [12 empty] | CUD | ZD | 8536201090 | [33 empty] | https://eref.se.com/be/nl/sis-tarif/product/A9F92402 | https://eref.se.com/be/fr/sis-tarif/product/A9F92402
Schneider Electric | Schneider Electric | 01022021 |  | Schneider Electric |  | SED | A9F92403 |  |  | 271.26 |  | 1 |  | 3 | iC60L 4P Z3 | ACTI9 IC60L 4P 3A Z DISJONCTEUR MINIATUR |  | Acti9 iC60L 4P Z 3A MCB | [8 empty] | 09.07 | 1 | [8 empty] | 1 | 3606480085758 | 0 |  | 450 | 10 | 8 | 7 | 0.56 | 13606480085755 | 3 | 1402 | 23 | 8 | 10 |  | 43606480085756 | 33 | 15910 | 40 | 30 | 30 | [10 empty] | 12 | N | [12 empty] | CUD | ZD | 8536201090 | [14 empty] | Automaat iC60L 4P 3A Z | Disjoncteur iC60L 4P 3A Z | [17 empty] | https://eref.se.com/be/nl/sis-tarif/product/A9F92403 | https://eref.se.com/be/fr/sis-tarif/product/A9F92403
Schneider Electric | Schneider Electric | 01022021 |  | Schneider Electric |  | SED | A9F92404 |  |  | 246.64 |  | 1 |  | 3 | iC60L 4P Z4 | ACTI9 IC60L 4P 4A Z DISJONCTEUR MINIATUR |  | Acti9 iC60L 4P Z 4A MCB | [8 empty] | 09.07 | 1 | [8 empty] | 1 | 3606480085697 | 0 |  | 440 | 9 | 8 | 7 | 0.504 | 13606480085694 | 3 | 1374 | 23 | 8 | 9 |  | 43606480085695 | 33 | 15600 | 40 | 30 | 30 | [10 empty] | 6 | N | [12 empty] | CUD | ZD | 8536201090 | [14 empty] | Automaat iC60L 4P 4A Z | Disjoncteur iC60L 4P 4A Z | [17 empty] | https://eref.se.com/be/nl/sis-tarif/product/A9F92404 | https://eref.se.com/be/fr/sis-tarif/product/A9F92404
Schneider Electric | Schneider Electric | 01022021 |  | Schneider Electric |  | SED | A9F92406 |  |  | 221.89 |  | 1 |  | 3 | iC60L 4P Z6 | ACTI9 IC60L 4P 6A Z DISJONCTEUR MINIATUR |  | Acti9 iC60L 4P Z 6A MCB | [8 empty] | 09.07 | 1 | [8 empty] | 1 | 3606480085680 | 0 |  | 429 | 9 | 7 | 7 | 0.441 | 13606480085687 | 3 | 1344 | 23 | 8 | 9 |  | 43606480085688 | 33 | 15270 | 40 | 30 | 30 | [10 empty] | 6 | N | [12 empty] | CUD | ZD | 8536201090 | [14 empty] | Automaat iC60L 4P 6A Z | Disjoncteur iC60L 4P 6A Z | [17 empty] | https://eref.se.com/be/nl/sis-tarif/product/A9F92406 | https://eref.se.com/be/fr/sis-tarif/product/A9F92406
Schneider Electric | Schneider Electric | 01022021 |  | Schneider Electric |  | SED | A9F92410 |  |  | 219.05 |  | 1 |  | 3 | iC60L 4P Z10 | iC60L 4P 10A Z |  | Acti9 iC60L 4P Z 10A MCB | [8 empty] | 09.07 | 1 | [8 empty] | 1 | 3606480085789 | 0 |  | 438 | 10 | 8 | 7 | 0.56 | 13606480085786 | 3 | 1368 | 23 | 8 | 10 |  | 43606480085787 | 33 | 15540 | 40 | 30 | 30 | [10 empty] | 6 | N | [12 empty] | CUD | ZD | 8536201090 | [14 empty] | Automaat iC60L 4P 10A Z | Disjoncteur iC60L 4P 10A Z | [17 empty] | https://eref.se.com/be/nl/sis-tarif/product/A9F92410 | https://eref.se.com/be/fr/sis-tarif/product/A9F92410
Schneider Electric | Schneider Electric | 01022021 |  | Schneider Electric |  | SED | A9F92416 |  |  | 208.59 |  | 1 |  | 3 | iC60L 4P Z16 | iC60L 4P 16A Z |  | Acti9 iC60L 4P Z 16A MCB | [8 empty] | 09.07 | 1 | [8 empty] | 1 | 3606480085727 | 0 |  | 444 | 10 | 7 | 7 | 0.49 | 13606480085724 | 3 | 1391 | 23 | 8 | 10 |  | 43606480085725 | 33 | 15790 | 40 | 30 | 30 | [10 empty] | 6 | N | [12 empty] | CUD | ZD | 8536201090 | [14 empty] | Automaat iC60L 4P 16A Z | Disjoncteur iC60L 4P 16A Z | [17 empty] | https://eref.se.com/be/nl/sis-tarif/product/A9F92416 | https://eref.se.com/be/fr/sis-tarif/product/A9F92416
Schneider Electric | Schneider Electric | 01022021 |  | Schneider Electric |  | SED | A9F92420 |  |  | 219.03 |  | 1 |  | 3 | iC60L 4P Z20 | iC60L 4P 20A Z |  | Acti9 iC60L 4P Z 20A MCB | [8 empty] | 09.07 | 1 | [8 empty] | 1 | 3606480085741 | 0 |  | 453 | 10 | 8 | 7 | 0.56 | 13606480085748 | 3 | 1420 | 23 | 8 | 10 |  | 43606480085749 | 12 | 6167 | 40 | 30 | 15 | [10 empty] | 12 | N | [12 empty] | CUD | ZD | 8536201090 | [14 empty] | Automaat iC60L 4P 20A Z | Disjoncteur iC60L 4P 20A Z | [17 empty] | https://eref.se.com/be/nl/sis-tarif/product/A9F92420 | https://eref.se.com/be/fr/sis-tarif/product/A9F92420
Schneider Electric | Schneider Electric | 01022021 |  | Schneider Electric |  | SED | A9F92425 |  |  | 221.17 |  | 1 |  | 3 | iC60L 4P Z25 | IC60L 4P 25A Z |  | Acti9 iC60L 4P Z 25A MCB | [8 empty] | 09.07 | 1 | [8 empty] | 1 | 3606480085802 | 0 |  | 461 | 9 | 7 | 7 | 0.441 | 13606480085809 | 3 | 1441 | 22 | 8 | 10 |  | 43606480085800 | 33 | 16340 | 40 | 30 | 30 | [10 empty] | 6 | N | [12 empty] | CUD | ZD | 8536201090 | [14 empty] | Automaat iC60L 4P 25A Z | Disjoncteur iC60L 4P 25A Z | [17 empty] | https://eref.se.com/be/nl/sis-tarif/product/A9F92425 | https://eref.se.com/be/fr/sis-tarif/product/A9F92425
Schneider Electric | Schneider Electric | 01022021 |  | Schneider Electric |  | SED | A9F92432 |  |  | 221.89 |  | 1 |  | 3 | iC60L 4P Z32 | ACTI9 IC60L 4P 32A Z DISJONCTEUR MINIATU |  | Acti9 iC60L 4P Z 32A MCB | [8 empty] | 09.07 | 1 | [8 empty] | 1 | 3606480085796 | 0 |  | 504 | 10 | 7 | 7 | 0.49 | 13606480085793 | 3 | 1596 | 23 | 8 | 10 |  | 43606480085794 | 33 | 18040 | 40 | 30 | 30 | [10 empty] | 6 | N | [12 empty] | CUD | ZD | 8536201090 | [14 empty] | Automaat iC60L 4P 32A Z | Disjoncteur iC60L 4P 32A Z | [17 empty] | https://eref.se.com/be/nl/sis-tarif/product/A9F92432 | https://eref.se.com/be/fr/sis-tarif/product/A9F92432
Schneider Electric | Schneider Electric | 01022021 |  | Schneider Electric |  | SED | A9F92440 |  |  | 275.33 |  | 1 |  | 3 | iC60L 4P Z40 | iC60L 4P 40A Z |  | Acti9 iC60L 4P Z 40A MCB | [8 empty] | 09.07 | 1 | [8 empty] | 1 | 3606480085772 | 0 |  | 519 | 9 | 8 | 7 | 0.504 | 13606480085779 | 3 | 1605 | 22 | 8 | 10 |  | 43606480085770 | 33 | 18140 | 40 | 30 | 30 | [10 empty] | 6 | N | [12 empty] | CUD | ZD | 8536201090 | [14 empty] | Automaat iC60L 4P 40A Z | Disjoncteur iC60L 4P 40A Z | [17 empty] | https://eref.se.com/be/nl/sis-tarif/product/A9F92440 | https://eref.se.com/be/fr/sis-tarif/product/A9F92440
Schneider Electric | Schneider Electric | 01022021 |  | Schneider Electric |  | SED | A9F92450 |  |  | 284.84 |  | 1 |  | 3 | iC60L 4P Z50 | IC60L 4P 50A Z |  | Acti9 iC60L 4P Z 50A MCB | [8 empty] | 09.07 | 1 | [8 empty] | 3 | 3606480085765 | 0 |  | 533 | 9 | 8 | 7 | 0.504 | 13606480085762 | 3 | 1661 | 23 | 8 | 10 |  | 43606480085763 | 33 | 18760 | 40 | 30 | 30 | [10 empty] | 12 | N | [12 empty] | CUD | ZD | 8536201090 | [14 empty] | Automaat iC60L 4P 50A Z | Disjoncteur iC60L 4P 50A Z | [17 empty] | https://eref.se.com/be/nl/sis-tarif/product/A9F92450 | https://eref.se.com/be/fr/sis-tarif/product/A9F92450
Schneider Electric | Schneider Electric | 01022021 |  | Schneider Electric |  | SED | A9F92463 |  |  | 299.05 |  | 1 |  | 3 | iC60L 4P Z63 | IC60L 4P 63A Z |  | Acti9 iC60L 4P Z 63A MCB | [8 empty] | 09.07 | 1 | [8 empty] | 3 | 3606480085710 | 0 |  | 495 | 9 | 7 | 8 | 0.504 | 13606480085717 | 3 | 1555 | 22.5 | 9.8 | 8 |  | 43606480085718 | 12 | 6675 | 40 | 30 | 15 | [10 empty] | 12 | N | [12 empty] | CUD | ZD | 8536201090 | [14 empty] | Automaat iC60L 4P 63A Z | Disjoncteur iC60L 4P 63A Z | [17 empty] | https://eref.se.com/be/nl/sis-tarif/product/A9F92463 | https://eref.se.com/be/fr/sis-tarif/product/A9F92463
Schneider Electric | Schneider Electric | 01022021 |  | Schneider Electric |  | SED | A9F92472 |  |  | 271.26 |  | 1 |  | 3 | IC60L 4P 1,6A Z | ACTI9 IC60L 4P 1,6A Z DISJONCTEUR MINIAT |  | Acti9 iC60L 4P Z 1,6A MCB | [8 empty] | 09.07 | 1 | [8 empty] | 1 | 3606480085819 | 0 |  | 450 | 9 | 7 | 7 | 0.441 | 13606480085816 | 3 | 1407 | 22 | 8 | 10 |  | 43606480085817 | 33 | 16050 | 40 | 30 | 30 | [10 empty] | 12 | N | [12 empty] | CUD | ZD | 8536201090 | [14 empty] | Automaat iC60L 4P 1,6A Z | Disjoncteur iC60L 4P 1,6A Z | [17 empty] | https://eref.se.com/be/nl/sis-tarif/product/A9F92472 | https://eref.se.com/be/fr/sis-tarif/product/A9F92472
Schneider Electric | Schneider Electric | 01022021 |  | Schneider Electric |  | SED | A9F93101 |  |  | 31.72 |  | 1 |  | 12 | iC60L 1P B1 | ACTI9 IC60L 1P 1A B DISJONCTEUR MINIATUR |  | Acti9 iC60L 1P B 1A MCB | [8 empty] | 09.07 | 1 | [8 empty] | 12 | 3606480083716 | 0 |  | 124 | 9 | 8 | 2 | 0.144 | 13606480083713 | 12 | 1558 | 22.5 | 9.8 | 8 |  | 43606480083714 | 48 | 6687 | 40 | 30 | 15 | [10 empty] | 12 | N | [12 empty] | CUD | ZD | 8536201090 | [14 empty] | Automaat iC60L 1P 1A B | Disjoncteur iC60L 1P 1A B | [17 empty] | https://eref.se.com/be/nl/sis-tarif/product/A9F93101 | https://eref.se.com/be/fr/sis-tarif/product/A9F93101
Schneider Electric | Schneider Electric | 01022021 |  | Schneider Electric |  | SED | A9F93102 |  |  | 31.72 |  | 1 |  | 12 | iC60L 1P B2 | ACTI9 IC60L 1P 2A B DISJONCTEUR MINIATUR |  | Acti9 iC60L 1P B 2A MCB | [8 empty] | 09.07 | 1 | [8 empty] | 12 | 3606480083952 | 0 |  | 124 | 9 | 8 | 2 | 0.144 | 13606480083959 | 12 | 1558 | 22.5 | 9.8 | 8 |  | 43606480083950 | 48 | 6687 | 40 | 30 | 15 | [10 empty] | 12 | N | [12 empty] | CUD | ZD | 8536201090 | [14 empty] | Automaat iC60L 1P 2A B | Disjoncteur iC60L 1P 2A B | [17 empty] | https://eref.se.com/be/nl/sis-tarif/product/A9F93102 | https://eref.se.com/be/fr/sis-tarif/product/A9F93102
Schneider Electric | Schneider Electric | 01022021 |  | Schneider Electric |  | SED | A9F93103 |  |  | 31.72 |  | 1 |  | 12 | iC60L 1P B3 | ACTI9 IC60L 1P 3A B DISJONCTEUR MINIATUR |  | Acti9 iC60L 1P B 3A MCB | [8 empty] | 09.07 | 1 | [8 empty] | 1 | 3606480083693 | 0 |  | 124 | 9 | 8 | 2 | 0.144 | 13606480083690 | 12 | 1560 | 22.5 | 9.8 | 8 |  | 43606480083691 | 48 | 6687 | 40 | 30 | 15 | [10 empty] | 12 | N | [12 empty] | CUD | ZD | 8536201090 | [14 empty] | Automaat iC60L 1P 3A B | Disjoncteur iC60L 1P 3A B | [17 empty] | https://eref.se.com/be/nl/sis-tarif/product/A9F93103 | https://eref.se.com/be/fr/sis-tarif/product/A9F93103
Schneider Electric | Schneider Electric | 01022021 |  | Schneider Electric |  | SED | A9F93104 |  |  | 31.72 |  | 1 |  | 12 | iC60L 1P B4 | ACTI9 IC60L 1P 4A B DISJONCTEUR MINIATUR |  | Acti9 iC60L 1P B 4A MCB | [8 empty] | 09.07 | 1 | [8 empty] | 1 | 3606480083686 | 0 |  | 112.41 | 10 | 8 | 2 | 0.16 | 13606480083683 | 12 | 1401 | 22 | 10 | 8.5 |  | 43606480083684 | 48 | 5864 | 40 | 30 | 15 | [10 empty] | 12 | N | [12 empty] | CUD | ZD | 8536201090 | [14 empty] | Automaat iC60L 1P 4A B | Disjoncteur iC60L 1P 4A B | [17 empty] | https://eref.se.com/be/nl/sis-tarif/product/A9F93104 | https://eref.se.com/be/fr/sis-tarif/product/A9F93104
Schneider Electric | Schneider Electric | 01022021 |  | Schneider Electric |  | SED | A9F93106 |  |  | 29.28 |  | 1 |  | 12 | iC60L 1P B6 | iC60L 1P 6A B |  | Acti9 iC60L 1P B 6A MCB | [8 empty] | 09.07 | 1 | [8 empty] | 1 | 3606480083914 | 0 |  | 108 | 10 | 8 | 2 | 0.16 | 13606480083911 | 12 | 1356 | 23 | 8 | 10 |  | 43606480083912 | 132 | 15484 | 40 | 30 | 30 | [10 empty] | 6 | N | [12 empty] | CUD | ZD | 8536201090 | [14 empty] | Automaat iC60L 1P 6A B | Disjoncteur iC60L 1P 6A B | [17 empty] | https://eref.se.com/be/nl/sis-tarif/product/A9F93106 | https://eref.se.com/be/fr/sis-tarif/product/A9F93106
Schneider Electric | Schneider Electric | 01022021 |  | Schneider Electric |  | SED | A9F93110 |  |  | 27.88 |  | 1 |  | 12 | iC60L 1P B10 | iC60L 1P 10A B |  | Acti9 iC60L 1P B 10A MCB | [8 empty] | 09.07 | 1 | [8 empty] | 1 | 3606480083938 | 0 |  | 110 | 10 | 8 | 2 | 0.16 | 13606480083935 | 12 | 1376 | 23 | 8 | 10 |  | 43606480083936 | 132 | 15623 | 40 | 30 | 30 | [10 empty] | 6 | N | [12 empty] | CUD | ZD | 8536201090 | [14 empty] | Automaat iC60L 1P 10A B | Disjoncteur iC60L 1P 10A B | [17 empty] | https://eref.se.com/be/nl/sis-tarif/product/A9F93110 | https://eref.se.com/be/fr/sis-tarif/product/A9F93110
Schneider Electric | Schneider Electric | 01022021 |  | Schneider Electric |  | SED | A9F93116 |  |  | 27.88 |  | 1 |  | 12 | iC60L 1P B16 | iC60L 1P 16A B |  | Acti9 iC60L 1P B 16A MCB | [8 empty] | 09.07 | 1 | [8 empty] | 1 | 3606480083761 | 0 |  | 112 | 10 | 8 | 2 | 0.16 | 13606480083768 | 12 | 1398 | 23 | 8 | 10 |  | 43606480083769 | 132 | 15865 | 40 | 30 | 30 | [10 empty] | 6 | N | [12 empty] | CUD | ZD | 8536201090 | [14 empty] | Automaat iC60L 1P 16A B | Disjoncteur iC60L 1P 16A B | [17 empty] | https://eref.se.com/be/nl/sis-tarif/product/A9F93116 | https://eref.se.com/be/fr/sis-tarif/product/A9F93116
Schneider Electric | Schneider Electric | 01022021 |  | Schneider Electric |  | SED | A9F93120 |  |  | 27.88 |  | 1 |  | 12 | iC60L 1P B20 | iC60L 1P 20A B |  | Acti9 iC60L 1P B 20A MCB | [8 empty] | 09.07 | 1 | [8 empty] | 1 | 3606480083990 | 0 |  | 113 | 9 | 8 | 2 | 0.144 | 13606480083997 | 12 | 1411 | 22 | 8 | 10 |  | 43606480083998 | 132 | 16041 | 40 | 30 | 30 | [10 empty] | 6 | N | [12 empty] | CUD | ZD | 8536201090 | [14 empty] | Automaat iC60L 1P 20A B | Disjoncteur iC60L 1P 20A B | [17 empty] | https://eref.se.com/be/nl/sis-tarif/product/A9F93120 | https://eref.se.com/be/fr/sis-tarif/product/A9F93120
Schneider Electric | Schneider Electric | 01022021 |  | Schneider Electric |  | SED | A9F93125 |  |  | 27.88 |  | 1 |  | 12 | iC60L 1P B25 | iC60L 1P 25A B |  | Acti9 iC60L 1P B 25A MCB | [8 empty] | 09.07 | 1 | [8 empty] | 1 | 3606480083976 | 0 |  | 116 | 9 | 8 | 2 | 0.144 | 13606480083973 | 12 | 1451 | 22 | 8 | 10 |  | 43606480083974 | 132 | 16448 | 40 | 30 | 30 | [10 empty] | 6 | N | [12 empty] | CUD | ZD | 8536201090 | [14 empty] | Automaat iC60L 1P 25A B | Disjoncteur iC60L 1P 25A B | [17 empty] | https://eref.se.com/be/nl/sis-tarif/product/A9F93125 | https://eref.se.com/be/fr/sis-tarif/product/A9F93125
Schneider Electric | Schneider Electric | 01022021 |  | Schneider Electric |  | SED | A9F93132 |  |  | 27.88 |  | 1 |  | 12 | iC60L 1P B32 | iC60L 1P 32A B |  | Acti9 iC60L 1P B 32A MCB | [8 empty] | 09.07 | 1 | [8 empty] | 1 | 3606480083501 | 0 |  | 126 | 9 | 7 | 2 | 0.126 | 13606480083508 | 12 | 1570 | 23 | 8 | 10 |  | 43606480083509 | 132 | 17757 | 40 | 30 | 30 | [10 empty] | 6 | N | [12 empty] | CUD | ZD | 8536201090 | [14 empty] | Automaat iC60L 1P 32A B | Disjoncteur iC60L 1P 32A B | [17 empty] | https://eref.se.com/be/nl/sis-tarif/product/A9F93132 | https://eref.se.com/be/fr/sis-tarif/product/A9F93132
Schneider Electric | Schneider Electric | 01022021 |  | Schneider Electric |  | SED | A9F93140 |  |  | 33.52 |  | 1 |  | 12 | iC60L 1P B40 | iC60L 1P 40A B |  | Acti9 iC60L 1P B 40A MCB | [8 empty] | 09.07 | 1 | [8 empty] | 1 | 3606480083709 | 0 |  | 130 | 9 | 7 | 2 | 0.126 | 13606480083706 | 12 | 1615 | 22 | 8 | 10 |  | 43606480083707 | 132 | 18252 | 40 | 30 | 30 | [10 empty] | 12 | N | [12 empty] | CUD | ZD | 8536201090 | [14 empty] | Automaat iC60L 1P 40A B | Disjoncteur iC60L 1P 40A B | [17 empty] | https://eref.se.com/be/nl/sis-tarif/product/A9F93140 | https://eref.se.com/be/fr/sis-tarif/product/A9F93140
Schneider Electric | Schneider Electric | 01022021 |  | Schneider Electric |  | SED | A9F93150 |  |  | 45.22 |  | 1 |  | 12 | iC60L 1P B50 | iC60L 1P 50A B |  | Acti9 iC60L 1P B 50A MCB | [8 empty] | 09.07 | 1 | [8 empty] | 1 | 3606480083723 | 0 |  | 135 | 10 | 7 | 2 | 0.14 | 13606480083720 | 12 | 1680 | 22 | 8 | 10 |  | 43606480083721 | 132 | 18967 | 40 | 30 | 30 | [10 empty] | 12 | N | [12 empty] | CUD | ZD | 8536201090 | [14 empty] | Automaat iC60L 1P 50A B | Disjoncteur iC60L 1P 50A B | [17 empty] | https://eref.se.com/be/nl/sis-tarif/product/A9F93150 | https://eref.se.com/be/fr/sis-tarif/product/A9F93150
Schneider Electric | Schneider Electric | 01022021 |  | Schneider Electric |  | SED | A9F93163 |  |  | 52.47 |  | 1 |  | 12 | iC60L 1P B63 | iC60L 1P 63A B |  | Acti9 iC60L 1P B 63A MCB | [8 empty] | 09.07 | 1 | [8 empty] | 1 | 3606480083518 | 0 |  | 134 | 20 | 9 | 7 | 1.26 | 13606480083515 | 12 | 1669 | 23 | 10 | 8 |  | 43606480083516 | 48 | 7163000 | 4 | 3 | 1.5 | [10 empty] | 12 | N | [12 empty] | CUD | ZD | 8536201090 | [14 empty] | Automaat iC60L 1P 63A B | Disjoncteur iC60L 1P 63A B | [17 empty] | https://eref.se.com/be/nl/sis-tarif/product/A9F93163 | https://eref.se.com/be/fr/sis-tarif/product/A9F93163
Schneider Electric | Schneider Electric | 01022021 |  | Schneider Electric |  | SED | A9F93170 |  |  | 31.72 |  | 1 |  | 12 | iC60L 1P B0.5 | ACTI9 IC60L 1P 0,5A B DISJONCTEUR MINIAT |  | Acti9 iC60L 1P B 0,5A MCB | [8 empty] | 09.07 | 1 | [8 empty] | 12 | 3606480083730 | 0 |  | 124 | 9 | 8 | 2 | 0.144 | 13606480083737 | 12 | 1558 | 22.5 | 9.8 | 8 |  | 43606480083738 | 48 | 6687 | 40 | 30 | 15 | [10 empty] | 12 | N | [12 empty] | CUD | ZD | 8536201090 | [14 empty] | Automaat iC60L 1P 0.5A B | Disjoncteur iC60L 1P 0.5A B | [17 empty] | https://eref.se.com/be/nl/sis-tarif/product/A9F93170 | https://eref.se.com/be/fr/sis-tarif/product/A9F93170
Schneider Electric | Schneider Electric | 01022021 |  | Schneider Electric |  | SED | A9F93201 |  |  | 70.84 |  | 1 |  | 6 | iC60L 2P B1 | ACTI9 IC60L 2P 1A B DISJONCTEUR MINIATUR |  | Acti9 iC60L 2P B 1A MCB | [8 empty] | 09.07 | 1 | [8 empty] | 1 | 3606480083549 | 0 |  | 248 | 9 | 4 | 8 | 0.288 | 13606480083546 | 6 | 1558 | 22.5 | 9.8 | 8 |  | 43606480083547 | 24 | 6687 | 40 | 30 | 15 | [10 empty] | 12 | N | [12 empty] | CUD | ZD | 8536201090 | [14 empty] | Automaat iC60L 2P 1A B | Disjoncteur iC60L 2P 1A B | [17 empty] | https://eref.se.com/be/nl/sis-tarif/product/A9F93201 | https://eref.se.com/be/fr/sis-tarif/product/A9F93201
Schneider Electric | Schneider Electric | 01022021 |  | Schneider Electric |  | SED | A9F93202 |  |  | 70.84 |  | 1 |  | 6 | iC60L 2P B2 | ACTI9 IC60L 2P 2A B DISJONCTEUR MINIATUR |  | Acti9 iC60L 2P B 2A MCB | [8 empty] | 09.07 | 1 | [8 empty] | 6 | 3606480083532 | 0 |  | 221.6 | 10 | 8 | 4 | 0.32 | 13606480083539 | 6 | 1396 | 22 | 10 | 8 |  | 43606480083530 | 66 | 15713 | 40 | 30 | 30 | [10 empty] | 8 | N | [12 empty] | CUD | ZD | 8536201090 | [14 empty] | Automaat iC60L 2P 2A B | Disjoncteur iC60L 2P 2A B | [17 empty] | https://eref.se.com/be/nl/sis-tarif/product/A9F93202 | https://eref.se.com/be/fr/sis-tarif/product/A9F93202
Schneider Electric | Schneider Electric | 01022021 |  | Schneider Electric |  | SED | A9F93203 |  |  | 70.84 |  | 1 |  | 6 | iC60L 2P B3 | ACTI9 IC60L 2P 3A B DISJONCTEUR MINIATUR |  | Acti9 iC60L 2P B 3A MCB | [8 empty] | 09.07 | 1 | [8 empty] | 1 | 3606480083525 | 0 |  | 248 | 9 | 8 | 4 | 0.288 | 13606480083522 | 6 | 1558 | 22.5 | 9.8 | 8 |  | 43606480083523 | 24 | 6687 | 40 | 30 | 15 | [10 empty] | 12 | N | [12 empty] | CUD | ZD | 8536201090 | [14 empty] | Automaat iC60L 2P 3A B | Disjoncteur iC60L 2P 3A B | [17 empty] | https://eref.se.com/be/nl/sis-tarif/product/A9F93203 | https://eref.se.com/be/fr/sis-tarif/product/A9F93203
Schneider Electric | Schneider Electric | 01022021 |  | Schneider Electric |  | SED | A9F93204 |  |  | 70.84 |  | 1 |  | 6 | iC60L 2P B4 | ACTI9 IC60L 2P 4A B DISJONCTEUR MINIATUR |  | Acti9 iC60L 2P B 4A MCB | [8 empty] | 09.07 | 1 | [8 empty] | 6 | 3606480083624 | 0 |  | 248 | 9 | 8 | 4 | 0.288 | 13606480083621 | 6 | 1558 | 22.5 | 9.8 | 8 |  | 43606480083622 | 24 | 6687 | 40 | 30 | 15 | [10 empty] | 8 | N | [12 empty] | CUD | ZD | 8536201090 | [14 empty] | Automaat iC60L 2P 4A B | Disjoncteur iC60L 2P 4A B | [17 empty] | https://eref.se.com/be/nl/sis-tarif/product/A9F93204 | https://eref.se.com/be/fr/sis-tarif/product/A9F93204
Schneider Electric | Schneider Electric | 01022021 |  | Schneider Electric |  | SED | A9F93206 |  |  | 60.3 |  | 1 |  | 6 | iC60L 2P B6 | iC60L 2P 6A B |  | Acti9 iC60L 2P B 6A MCB | [8 empty] | 09.07 | 1 | [8 empty] | 1 | 3606480083617 | 0 |  | 215 | 10 | 8 | 4 | 0.32 | 13606480083614 | 6 | 1351 | 23 | 8 | 10 |  | 43606480083615 | 66 | 15441 | 40 | 30 | 30 | [10 empty] | 6 | N | [12 empty] | CUD | ZD | 8536201090 | [14 empty] | Automaat iC60L 2P 6A B | Disjoncteur iC60L 2P 6A B | [17 empty] | https://eref.se.com/be/nl/sis-tarif/product/A9F93206 | https://eref.se.com/be/fr/sis-tarif/product/A9F93206
Schneider Electric | Schneider Electric | 01022021 |  | Schneider Electric |  | SED | A9F93210 |  |  | 57.42 |  | 1 |  | 6 | iC60L 2P B10 | iC60L 2P 10A B |  | Acti9 iC60L 2P B 10A MCB | [8 empty] | 09.07 | 1 | [8 empty] | 1 | 3606480083600 | 0 |  | 219 | 10 | 8 | 4 | 0.32 | 13606480083607 | 6 | 1377 | 20 | 30 | 2.93 |  | 43606480083608 | 66 | 15678 | 40 | 30 | 30 | [10 empty] | 6 | N | [12 empty] | CUD | ZD | 8536201090 | [14 empty] | Automaat iC60L 2P 10A B | Disjoncteur iC60L 2P 10A B | [17 empty] | https://eref.se.com/be/nl/sis-tarif/product/A9F93210 | https://eref.se.com/be/fr/sis-tarif/product/A9F93210
Schneider Electric | Schneider Electric | 01022021 |  | Schneider Electric |  | SED | A9F93216 |  |  | 57.42 |  | 1 |  | 6 | iC60L 2P B16 | iC60L 2P 16A B |  | Acti9 iC60L 2P B 16A MCB | [8 empty] | 09.07 | 1 | [8 empty] | 1 | 3606480083631 | 0 |  | 223.833 | 9 | 8 | 4 | 0.288 | 13606480083638 | 6 | 1398 | 22 | 10 | 8.5 |  | 43606480083639 | 66 | 15787 | 40 | 30 | 30 | [10 empty] | 2 | Y | [12 empty] | CUD | ZD | 8536201090 | [14 empty] | Automaat iC60L 2P 16A B | Disjoncteur iC60L 2P 16A B | [17 empty] | https://eref.se.com/be/nl/sis-tarif/product/A9F93216 | https://eref.se.com/be/fr/sis-tarif/product/A9F93216
Schneider Electric | Schneider Electric | 01022021 |  | Schneider Electric |  | SED | A9F93220 |  |  | 57.42 |  | 1 |  | 6 | iC60L 2P B20 | iC60L 2P 20A B |  | Acti9 iC60L 2P B 20A MCB | [8 empty] | 09.07 | 1 | [8 empty] | 1 | 3606480083655 | 0 |  | 225 | 9 | 8 | 4 | 0.288 | 13606480083652 | 6 | 1405 | 22 | 8 | 10 | [17 empty] | 6 | N | [12 empty] | CUD | ZD | 8536201090 | [14 empty] | Automaat iC60L 2P 20A B | Disjoncteur iC60L 2P 20A B | [17 empty] | https://eref.se.com/be/nl/sis-tarif/product/A9F93220 | https://eref.se.com/be/fr/sis-tarif/product/A9F93220
Schneider Electric | Schneider Electric | 01022021 |  | Schneider Electric |  | SED | A9F93225 |  |  | 57.42 |  | 1 |  | 6 | iC60L 2P B25 | iC60L 2P 25A B |  | Acti9 iC60L 2P B 25A MCB | [8 empty] | 09.07 | 1 | [8 empty] | 1 | 3606480083563 | 0 |  | 230 | 9 | 7 | 4 | 0.252 | 13606480083560 | 6 | 1435 | 22 | 8 | 10 |  | 43606480083561 | 66 | 16404 | 40 | 30 | 30 | [10 empty] | 6 | N | [12 empty] | CUD | ZD | 8536201090 | [14 empty] | Automaat iC60L 2P 25A B | Disjoncteur iC60L 2P 25A B | [17 empty] | https://eref.se.com/be/nl/sis-tarif/product/A9F93225 | https://eref.se.com/be/fr/sis-tarif/product/A9F93225
Schneider Electric | Schneider Electric | 01022021 |  | Schneider Electric |  | SED | A9F93232 |  |  | 57.42 |  | 1 |  | 6 | iC60L 2P B32 | iC60L 2P 32A B |  | Acti9 iC60L 2P B 32A MCB | [8 empty] | 09.07 | 1 | [8 empty] | 1 | 3606480083594 | 0 |  | 254 | 9 | 7 | 4 | 0.252 | 13606480083591 | 6 | 1566 | 23 | 8 | 10 | [17 empty] | 6 | N | [12 empty] | CUD | ZD | 8536201090 | [14 empty] | Automaat iC60L 2P 32A B | Disjoncteur iC60L 2P 32A B | [17 empty] | https://eref.se.com/be/nl/sis-tarif/product/A9F93232 | https://eref.se.com/be/fr/sis-tarif/product/A9F93232
Schneider Electric | Schneider Electric | 01022021 |  | Schneider Electric |  | SED | A9F93240 |  |  | 72.49 |  | 1 |  | 6 | iC60L 2P B40 | iC60L 2P 40A B |  | Acti9 iC60L 2P B 40A MCB | [8 empty] | 09.07 | 1 | [8 empty] | 1 | 3606480083587 | 0 |  | 258 | 9 | 7 | 4 | 0.252 | 13606480083584 | 6 | 1603 | 22 | 8 | 10 |  | 43606480083585 | 66 | 18120 | 40 | 30 | 30 | [10 empty] | 6 | N | [12 empty] | CUD | ZD | 8536201090 | [14 empty] | Automaat iC60L 2P 40A B | Disjoncteur iC60L 2P 40A B | [17 empty] | https://eref.se.com/be/nl/sis-tarif/product/A9F93240 | https://eref.se.com/be/fr/sis-tarif/product/A9F93240
Schneider Electric | Schneider Electric | 01022021 |  | Schneider Electric |  | SED | A9F93250 |  |  | 96.23 |  | 1 |  | 6 | iC60L 2P B50 | iC60L 2P 50A B |  | Acti9 iC60L 2P B 50A MCB | [8 empty] | 09.07 | 1 | [8 empty] | 1 | 3606480083662 | 0 |  | 264 | 9 | 7 | 4 | 0.252 | 13606480083669 | 6 | 1661 | 22 | 8 | 10 |  | 43606480083660 | 66 | 18758 | 40 | 30 | 30 | [10 empty] | 12 | N | [12 empty] | CUD | ZD | 8536201090 | [14 empty] | Automaat iC60L 2P 50A B | Disjoncteur iC60L 2P 50A B | [17 empty] | https://eref.se.com/be/nl/sis-tarif/product/A9F93250 | https://eref.se.com/be/fr/sis-tarif/product/A9F93250
Schneider Electric | Schneider Electric | 01022021 |  | Schneider Electric |  | SED | A9F93263 |  |  | 111.77 |  | 1 |  | 6 | iC60L 2P B63 | iC60L 2P 63A B |  | Acti9 iC60L 2P B 63A MCB | [8 empty] | 09.07 | 1 | [8 empty] | 1 | 3606480084010 | 0 |  | 268 | 9 | 7 | 4 | 0.252 | 13606480084017 | 6 | 1664 | 22 | 8 | 10 |  | 43606480084018 | 66 | 18950 | 40 | 30 | 30 | [10 empty] | 6 | N | [12 empty] | CUD | ZD | 8536201090 | [14 empty] | Automaat iC60L 2P 63A B | Disjoncteur iC60L 2P 63A B | [17 empty] | https://eref.se.com/be/nl/sis-tarif/product/A9F93263 | https://eref.se.com/be/fr/sis-tarif/product/A9F93263
Schneider Electric | Schneider Electric | 01022021 |  | Schneider Electric |  | SED | A9F93270 |  |  | 70.84 |  | 1 |  | 6 | iC60L 2P B0.5 | ACTI9 IC60L 2P 0,5A B DISJONCTEUR MINIAT |  | Acti9 iC60L 2P B 0,5A MCB | [8 empty] | 09.07 | 1 | [8 empty] | 6 | 3606480083556 | 0 |  | 248 | 9 | 4 | 8 | 0.288 | 13606480083553 | 6 | 1558 | 22.5 | 9.8 | 8 |  | 43606480083554 | 24 | 6687 | 40 | 30 | 15 | [10 empty] | 12 | N | [12 empty] | CUD | ZD | 8536201090 | [14 empty] | Automaat iC60L 2P 0,5A B | Disjoncteur iC60L 2P 0,5A B | [17 empty] | https://eref.se.com/be/nl/sis-tarif/product/A9F93270 | https://eref.se.com/be/fr/sis-tarif/product/A9F93270
Schneider Electric | Schneider Electric | 01022021 |  | Schneider Electric |  | SED | A9F93301 |  |  | 105.04 |  | 1 |  | 4 | iC60L 3P B1 | ACTI9 IC60L 3P 1A B DISJONCTEUR MINIATUR |  | Acti9 iC60L 3P B 1A MCB | [8 empty] | 09.07 | 1 | [8 empty] | 4 | 3606480083754 | 0 |  | 371 | 9 | 5 | 8 | 0.36 | 13606480083751 | 4 | 1554 | 22.5 | 9.8 | 8 |  | 43606480083752 | 16 | 6671 | 40 | 30 | 15 | [10 empty] | 12 | N | [12 empty] | CUD | ZD | 8536201090 | [14 empty] | Automaat iC60L 3P 1A B | Disjoncteur iC60L 3P 1A B | [17 empty] | https://eref.se.com/be/nl/sis-tarif/product/A9F93301 | https://eref.se.com/be/fr/sis-tarif/product/A9F93301
Schneider Electric | Schneider Electric | 01022021 |  | Schneider Electric |  | SED | A9F93302 |  |  | 105.04 |  | 1 |  | 4 | iC60L 3P B2 | ACTI9 IC60L 3P 2A B DISJONCTEUR MINIATUR |  | Acti9 iC60L 3P B 2A MCB | [8 empty] | 09.07 | 1 | [8 empty] | 4 | 3606480083679 | 0 |  | 371 | 9 | 8 | 5 | 0.36 | 13606480083676 | 4 | 1554 | 22.5 | 9.8 | 8 |  | 43606480083677 | 16 | 6671 | 40 | 30 | 15 | [10 empty] | 8 | N | [12 empty] | CUD | ZD | 8536201090 | [14 empty] | Automaat iC60L 3P 2A B | Disjoncteur iC60L 3P 2A B | [17 empty] | https://eref.se.com/be/nl/sis-tarif/product/A9F93302 | https://eref.se.com/be/fr/sis-tarif/product/A9F93302
Schneider Electric | Schneider Electric | 01022021 |  | Schneider Electric |  | SED | A9F93303 |  |  | 105.04 |  | 1 |  | 4 | iC60L 3P B3 | ACTI9 IC60L 3P 3A B DISJONCTEUR MINIATUR |  | Acti9 iC60L 3P B 3A MCB | [8 empty] | 09.07 | 1 | [8 empty] | 4 | 3606480083983 | 0 |  | 371 | 9 | 5 | 8 | 0.36 | 13606480083980 | 4 | 1554 | 22.5 | 9.8 | 8 |  | 43606480083981 | 16 | 6671 | 40 | 30 | 15 | [10 empty] | 12 | N | [12 empty] | CUD | ZD | 8536201090 | [14 empty] | Automaat iC60L 3P 3A B | Disjoncteur iC60L 3P 3A B | [17 empty] | https://eref.se.com/be/nl/sis-tarif/product/A9F93303 | https://eref.se.com/be/fr/sis-tarif/product/A9F93303
Schneider Electric | Schneider Electric | 01022021 |  | Schneider Electric |  | SED | A9F93304 |  |  | 105.04 |  | 1 |  | 4 | iC60L 3P B4 | ACTI9 IC60L 3P 4A B DISJONCTEUR MINIATUR |  | Acti9 iC60L 3P B 4A MCB | [8 empty] | 09.07 | 1 | [8 empty] | 4 | 3606480084003 | 0 |  | 371 | 9 | 8 | 5 | 0.36 | 13606480084000 | 4 | 1554 | 23 | 10 | 8 |  | 43606480084001 | 16 | 6671 | 40 | 30 | 15 | [10 empty] | 12 | N | [12 empty] | CUD | ZD | 8536201090 | [14 empty] | Automaat iC60L 3P 4A B | Disjoncteur iC60L 3P 4A B | [17 empty] | https://eref.se.com/be/nl/sis-tarif/product/A9F93304 | https://eref.se.com/be/fr/sis-tarif/product/A9F93304
Schneider Electric | Schneider Electric | 01022021 |  | Schneider Electric |  | SED | A9F93306 |  |  | 89.35 |  | 1 |  | 4 | iC60L 3P B6 | iC60L 3P 6A B |  | Acti9 iC60L 3P B 6A MCB | [8 empty] | 09.07 | 1 | [8 empty] | 1 | 3606480083778 | 0 |  | 322 | 10 | 8 | 5 | 0.4 | 13606480083775 | 4 | 1345 | 23 | 8 | 10 |  | 43606480083776 | 44 | 15508 | 40 | 30 | 30 | [10 empty] | 6 | N | [12 empty] | CUD | ZD | 8536201090 | [14 empty] | Automaat iC60L 3P 6A B | Disjoncteur iC60L 3P 6A B | [17 empty] | https://eref.se.com/be/nl/sis-tarif/product/A9F93306 | https://eref.se.com/be/fr/sis-tarif/product/A9F93306
Schneider Electric | Schneider Electric | 01022021 |  | Schneider Electric |  | SED | A9F93310 |  |  | 85.09 |  | 1 |  | 4 | iC60L 3P B10 | iC60L 3P 10A B |  | Acti9 iC60L 3P B 10A MCB | [8 empty] | 09.07 | 1 | [8 empty] | 1 | 3606480083907 | 0 |  | 330 | 9 | 8 | 5 | 0.36 | 13606480083904 | 4 | 1378 | 22 | 8 | 10 |  | 43606480083905 | 44 | 15871 | 40 | 30 | 30 | [10 empty] | 6 | N | [12 empty] | CUD | ZD | 8536201090 | [14 empty] | Automaat iC60L 3P 10A B | Disjoncteur iC60L 3P 10A B | [17 empty] | https://eref.se.com/be/nl/sis-tarif/product/A9F93310 | https://eref.se.com/be/fr/sis-tarif/product/A9F93310
Schneider Electric | Schneider Electric | 01022021 |  | Schneider Electric |  | SED | A9F93316 |  |  | 85.09 |  | 1 |  | 4 | iC60L 3P B16 | iC60L 3P 16A B |  | Acti9 iC60L 3P B 16A MCB | [8 empty] | 09.07 | 1 | [8 empty] | 1 | 3606480083877 | 0 |  | 336 | 10 | 7 | 5 | 0.35 | 13606480083874 | 4 | 1400 | 23 | 8 | 10 |  | 43606480083875 | 44 | 15975 | 40 | 30 | 30 | [10 empty] | 6 | N | [12 empty] | CUD | ZD | 8536201090 | [14 empty] | Automaat iC60L 3P 16A B | Disjoncteur iC60L 3P 16A B | [17 empty] | https://eref.se.com/be/nl/sis-tarif/product/A9F93316 | https://eref.se.com/be/fr/sis-tarif/product/A9F93316
Schneider Electric | Schneider Electric | 01022021 |  | Schneider Electric |  | SED | A9F93320 |  |  | 85.09 |  | 1 |  | 4 | iC60L 3P B20 | iC60L 3P 20A B |  | Acti9 iC60L 3P B 20A MCB | [8 empty] | 09.07 | 1 | [8 empty] | 1 | 3606480083884 | 0 |  | 344 | 10 | 7 | 5 | 0.35 | 13606480083881 | 4 | 1439 | 22.5 | 10 | 8 |  | 43606480083882 | 44 | 16249 | 40 | 30 | 30 | [10 empty] | 6 | N | [12 empty] | CUD | ZD | 8536201090 | [14 empty] | Automaat iC60L 3P 20A B | Disjoncteur iC60L 3P 20A B | [17 empty] | https://eref.se.com/be/nl/sis-tarif/product/A9F93320 | https://eref.se.com/be/fr/sis-tarif/product/A9F93320
Schneider Electric | Schneider Electric | 01022021 |  | Schneider Electric |  | SED | A9F93325 |  |  | 85.09 |  | 1 |  | 4 | iC60L 3P B25 | iC60L 3P 25A B |  | Acti9 iC60L 3P B 25A MCB | [8 empty] | 09.07 | 1 | [8 empty] | 1 | 3606480083891 | 0 |  | 345.9 | 10 | 7 | 5 | 0.35 | 13606480083898 | 4 | 1447 | 23 | 8 | 10 |  | 43606480083899 | 44 | 16352 | 40 | 30 | 30 | [10 empty] | 6 | N | [12 empty] | CUD | ZD | 8536201090 | [14 empty] | Automaat iC60L 3P 25A B | Disjoncteur iC60L 3P 25A B | [17 empty] | https://eref.se.com/be/nl/sis-tarif/product/A9F93325 | https://eref.se.com/be/fr/sis-tarif/product/A9F93325
Schneider Electric | Schneider Electric | 01022021 |  | Schneider Electric |  | SED | A9F93332 |  |  | 85.09 |  | 1 |  | 4 | iC60L 3P B32 | iC60L 3P 32A B |  | Acti9 iC60L 3P B 32A MCB | [8 empty] | 09.07 | 1 | [8 empty] | 1 | 3606480083860 | 0 |  | 377 | 10 | 7 | 5 | 0.35 | 13606480083867 | 4 | 1569 | 23 | 8 | 10 | [17 empty] | 6 | N | [12 empty] | CUD | ZD | 8536201090 | [14 empty] | Automaat iC60L 3P 32A B | Disjoncteur iC60L 3P 32A B | [17 empty] | https://eref.se.com/be/nl/sis-tarif/product/A9F93332 | https://eref.se.com/be/fr/sis-tarif/product/A9F93332
Schneider Electric | Schneider Electric | 01022021 |  | Schneider Electric |  | SED | A9F93340 |  |  | 106.63 |  | 1 |  | 4 | iC60L 3P B40 | iC60L 3P 40A B |  | Acti9 iC60L 3P B 40A MCB | [8 empty] | 09.07 | 1 | [8 empty] | 1 | 3606480083945 | 0 |  | 388 | 9 | 8 | 5 | 0.36 | 13606480083942 | 4 | 1608 | 22 | 8 | 10 |  | 43606480083943 | 44 | 18219 | 40 | 30 | 30 | [10 empty] | 6 | N | [12 empty] | CUD | ZD | 8536201090 | [14 empty] | Automaat iC60L 3P 40A B | Disjoncteur iC60L 3P 40A B | [17 empty] | https://eref.se.com/be/nl/sis-tarif/product/A9F93340 | https://eref.se.com/be/fr/sis-tarif/product/A9F93340
Schneider Electric | Schneider Electric | 01022021 |  | Schneider Electric |  | SED | A9F93350 |  |  | 141.45 |  | 1 |  | 4 | iC60L 3P B50 | iC60L 3P 50A B |  | Acti9 iC60L 3P B 50A MCB | [8 empty] | 09.07 | 1 | [8 empty] | 1 | 3606480083846 | 0 |  | 402 | 9 | 7 | 5 | 0.315 | 13606480083843 | 4 | 1665 | 22 | 8 | 10 | [17 empty] | 6 | N | [12 empty] | CUD | ZD | 8536201090 | [14 empty] | Automaat iC60L 3P 50A B | Disjoncteur iC60L 3P 50A B | [17 empty] | https://eref.se.com/be/nl/sis-tarif/product/A9F93350 | https://eref.se.com/be/fr/sis-tarif/product/A9F93350
Schneider Electric | Schneider Electric | 01022021 |  | Schneider Electric |  | SED | A9F93363 |  |  | 152.46 |  | 1 |  | 4 | iC60L 3P B63 | iC60L 3P 63A B |  | Acti9 iC60L 3P B 63A MCB | [8 empty] | 09.07 | 1 | [8 empty] | 1 | 3606480083921 | 0 |  | 403 | 9 | 7 | 5 | 0.315 | 13606480083928 | 4 | 1683 | 23 | 8 | 10 |  | 43606480083929 | 44 | 19034 | 40 | 30 | 30 | [10 empty] | 6 | N | [12 empty] | CUD | ZD | 8536201090 | [14 empty] | Automaat iC60L 3P 63A B | Disjoncteur iC60L 3P 63A B | [17 empty] | https://eref.se.com/be/nl/sis-tarif/product/A9F93363 | https://eref.se.com/be/fr/sis-tarif/product/A9F93363
Schneider Electric | Schneider Electric | 01022021 |  | Schneider Electric |  | SED | A9F93370 |  |  | 105.04 |  | 1 |  | 4 | iC60L 3P B0.5 | ACTI9 IC60L 3P 0,5A B DISJONCTEUR MINIAT |  | Acti9 iC60L 3P B 0,5A MCB | [8 empty] | 09.07 | 1 | [8 empty] | 4 | 3606480083839 | 0 |  | 371 | 9 | 5 | 8 | 0.36 | 13606480083836 | 4 | 1554 | 22.5 | 9.8 | 8 |  | 43606480083837 | 16 | 6671 | 40 | 30 | 15 | [10 empty] | 12 | N | [12 empty] | CUD | ZD | 8536201090 | [14 empty] | Automaat iC60L 3P 0,5A B | Disjoncteur iC60L 3P 0,5A B | [17 empty] | https://eref.se.com/be/nl/sis-tarif/product/A9F93370 | https://eref.se.com/be/fr/sis-tarif/product/A9F93370
Schneider Electric | Schneider Electric | 01022021 |  | Schneider Electric |  | SED | A9F93401 |  |  | 139.87 |  | 1 |  | 3 | iC60L 4P B1 | ACTI9 IC60L 4P 1A B DISJONCTEUR MINIATUR |  | Acti9 iC60L 4P B 1A MCB | [8 empty] | 09.07 | 1 | [8 empty] | 3 | 3606480083969 | 0 |  | 371 | 9 | 5 | 8 | 0.36 | 13606480083966 | 3 | 1183 | 22.5 | 9.8 | 8 |  | 43606480083967 | 12 | 5187 | 40 | 30 | 15 | [10 empty] | 8 | N | [12 empty] | CUD | ZD | 8536201090 | [14 empty] | Automaat iC60L 4P 1A B | Disjoncteur iC60L 4P 1A B | [17 empty] | https://eref.se.com/be/nl/sis-tarif/product/A9F93401 | https://eref.se.com/be/fr/sis-tarif/product/A9F93401
Schneider Electric | Schneider Electric | 01022021 |  | Schneider Electric |  | SED | A9F93402 |  |  | 139.87 |  | 1 |  | 3 | iC60L 4P B2 | ACTI9 IC60L 4P 2A B DISJONCTEUR MINIATUR |  | Acti9 iC60L 4P B 2A MCB | [8 empty] | 09.07 | 1 | [8 empty] | 3 | 3606480084034 | 0 |  | 371 | 9 | 5 | 8 | 0.36 | 13606480084031 | 3 | 1183 | 22.5 | 9.8 | 8 |  | 43606480084032 | 12 | 5187 | 40 | 30 | 15 | [10 empty] | 8 | N | [12 empty] | CUD | ZD | 8536201090 | [14 empty] | Automaat iC60L 4P 2A B | Disjoncteur iC60L 4P 2A B | [17 empty] | https://eref.se.com/be/nl/sis-tarif/product/A9F93402 | https://eref.se.com/be/fr/sis-tarif/product/A9F93402
Schneider Electric | Schneider Electric | 01022021 |  | Schneider Electric |  | SED | A9F93403 |  |  | 139.87 |  | 1 |  | 3 | iC60L 4P B3 | ACTI9 IC60L 4P 3A B DISJONCTEUR MINIATUR |  | Acti9 iC60L 4P B 3A MCB | [8 empty] | 09.07 | 1 | [8 empty] | 3 | 3606480083648 | 0 |  | 371 | 9 | 5 | 8 | 0.36 | 13606480083645 | 3 | 1183 | 22.5 | 9.8 | 8 |  | 43606480083646 | 12 | 5187 | 40 | 30 | 15 | [10 empty] | 12 | N | [12 empty] | CUD | ZD | 8536201090 | [14 empty] | Automaat iC60L 4P 3A B | Disjoncteur iC60L 4P 3A B | [17 empty] | https://eref.se.com/be/nl/sis-tarif/product/A9F93403 | https://eref.se.com/be/fr/sis-tarif/product/A9F93403
Schneider Electric | Schneider Electric | 01022021 |  | Schneider Electric |  | SED | A9F93404 |  |  | 139.87 |  | 1 |  | 3 | iC60L 4P B4 | ACTI9 IC60L 4P 4A B DISJONCTEUR MINIATUR |  | Acti9 iC60L 4P B 4A MCB | [8 empty] | 09.07 | 1 | [8 empty] | 3 | 3606480083570 | 0 |  | 371 | 9 | 5 | 8 | 0.36 | 13606480083577 | 3 | 1183 | 22.5 | 9.8 | 8 |  | 43606480083578 | 12 | 5187 | 40 | 30 | 15 | [10 empty] | 12 | N | [12 empty] | CUD | ZD | 8536201090 | [14 empty] | Automaat iC60L 4P 4A B | Disjoncteur iC60L 4P 4A B | [17 empty] | https://eref.se.com/be/nl/sis-tarif/product/A9F93404 | https://eref.se.com/be/fr/sis-tarif/product/A9F93404
Schneider Electric | Schneider Electric | 01022021 |  | Schneider Electric |  | SED | A9F93406 |  |  | 116.88 |  | 1 |  | 3 | iC60L 4P B6 | iC60L 4P 6A B |  | Acti9 iC60L 4P B 6A MCB | [8 empty] | 09.07 | 1 | [8 empty] | 1 | 3606480083785 | 0 |  | 430 | 10 | 7 | 7 | 0.49 | 13606480083782 | 3 | 1347 | 23 | 8 | 10 |  | 43606480083783 | 33 | 15372 | 40 | 30 | 30 | [10 empty] | 6 | N | [12 empty] | CUD | ZD | 8536201090 | [14 empty] | Automaat iC60L 4P 6A B | Disjoncteur iC60L 4P 6A B | [17 empty] | https://eref.se.com/be/nl/sis-tarif/product/A9F93406 | https://eref.se.com/be/fr/sis-tarif/product/A9F93406
Schneider Electric | Schneider Electric | 01022021 |  | Schneider Electric |  | SED | A9F93410 |  |  | 111.34 |  | 1 |  | 3 | iC60L 4P B10 | iC60L 4P 10A B |  | Acti9 iC60L 4P B 10A MCB | [8 empty] | 09.07 | 1 | [8 empty] | 1 | 3606480083808 | 0 |  | 436 | 10 | 8 | 7 | 0.56 | 13606480083805 | 3 | 1366 | 23 | 8 | 10 |  | 43606480083806 | 33 | 15708 | 40 | 30 | 30 | [10 empty] | 6 | N | [12 empty] | CUD | ZD | 8536201090 | [14 empty] | Automaat iC60L 4P 10A B | Disjoncteur iC60L 4P 10A B | [17 empty] | https://eref.se.com/be/nl/sis-tarif/product/A9F93410 | https://eref.se.com/be/fr/sis-tarif/product/A9F93410
Schneider Electric | Schneider Electric | 01022021 |  | Schneider Electric |  | SED | A9F93416 |  |  | 111.34 |  | 1 |  | 3 | iC60L 4P B16 | iC60L 4P 16A B |  | Acti9 iC60L 4P B 16A MCB | [8 empty] | 09.07 | 1 | [8 empty] | 1 | 3606480083792 | 0 |  | 447 | 10 | 7 | 7 | 0.49 | 13606480083799 | 3 | 1398 | 23 | 8 | 10 |  | 43606480083790 | 33 | 16099 | 40 | 30 | 30 | [10 empty] | 6 | N | [12 empty] | CUD | ZD | 8536201090 | [14 empty] | Automaat iC60L 4P 16A B | Disjoncteur iC60L 4P 16A B | [17 empty] | https://eref.se.com/be/nl/sis-tarif/product/A9F93416 | https://eref.se.com/be/fr/sis-tarif/product/A9F93416
Schneider Electric | Schneider Electric | 01022021 |  | Schneider Electric |  | SED | A9F93420 |  |  | 111.34 |  | 1 |  | 3 | iC60L 4P B20 | iC60L 4P 20A B |  | Acti9 iC60L 4P B 20A MCB | [8 empty] | 09.07 | 1 | [8 empty] | 1 | 3606480083822 | 0 |  | 452 | 10 | 8 | 7 | 0.56 | 13606480083829 | 3 | 1414 | 23 | 8 | 10 |  | 43606480083820 | 33 | 16052 | 40 | 30 | 30 | [10 empty] | 6 | N | [12 empty] | CUD | ZD | 8536201090 | [14 empty] | Automaat iC60L 4P 20A B | Disjoncteur iC60L 4P 20A B | [17 empty] | https://eref.se.com/be/nl/sis-tarif/product/A9F93420 | https://eref.se.com/be/fr/sis-tarif/product/A9F93420
Schneider Electric | Schneider Electric | 01022021 |  | Schneider Electric |  | SED | A9F93425 |  |  | 111.34 |  | 1 |  | 3 | iC60L 4P B25 | iC60L 4P 25A B |  | Acti9 iC60L 4P B 25A MCB | [8 empty] | 09.07 | 1 | [8 empty] | 1 | 3606480084027 | 0 |  | 460 | 10 | 7 | 7 | 0.49 | 13606480084024 | 3 | 1446 | 23 | 8 | 10 |  | 43606480084025 | 33 | 16432 | 40 | 30 | 30 | [10 empty] | 6 | N | [12 empty] | CUD | ZD | 8536201090 | [14 empty] | Automaat iC60L 4P 25A B | Disjoncteur iC60L 4P 25A B | [17 empty] | https://eref.se.com/be/nl/sis-tarif/product/A9F93425 | https://eref.se.com/be/fr/sis-tarif/product/A9F93425
Schneider Electric | Schneider Electric | 01022021 |  | Schneider Electric |  | SED | A9F93432 |  |  | 111.34 |  | 1 |  | 3 | iC60L 4P B32 | iC60L 4P 32A B |  | Acti9 iC60L 4P B 32A MCB | [8 empty] | 09.07 | 1 | [8 empty] | 1 | 3606480083747 | 0 |  | 503 | 9 | 7 | 7 | 0.441 | 13606480083744 | 3 | 1570 | 22 | 8 | 10 |  | 43606480083745 | 33 | 17757 | 40 | 30 | 30 | [10 empty] | 6 | N | [12 empty] | CUD | ZD | 8536201090 | [14 empty] | Automaat iC60L 4P 32A B | Disjoncteur iC60L 4P 32A B | [17 empty] | https://eref.se.com/be/nl/sis-tarif/product/A9F93432 | https://eref.se.com/be/fr/sis-tarif/product/A9F93432
Schneider Electric | Schneider Electric | 01022021 |  | Schneider Electric |  | SED | A9F93440 |  |  | 141.45 |  | 1 |  | 3 | iC60L 4P B40 | iC60L 4P 40A B |  | Acti9 iC60L 4P B 40A MCB | [8 empty] | 09.07 | 1 | [8 empty] | 1 | 3606480084041 | 0 |  | 517 | 10 | 8 | 7 | 0.56 | 13606480084048 | 3 | 1608 | 23 | 8 | 10 |  | 43606480084049 | 33 | 18238 | 40 | 30 | 30 | [10 empty] | 6 | N | [12 empty] | CUD | ZD | 8536201090 | [14 empty] | Automaat iC60L 4P 40A B | Disjoncteur iC60L 4P 40A B | [17 empty] | https://eref.se.com/be/nl/sis-tarif/product/A9F93440 | https://eref.se.com/be/fr/sis-tarif/product/A9F93440
Schneider Electric | Schneider Electric | 01022021 |  | Schneider Electric |  | SED | A9F93450 |  |  | 188.8 |  | 1 |  | 3 | iC60L 4P B50 | iC60L 4P 50A B |  | Acti9 iC60L 4P B 50A MCB | [8 empty] | 09.07 | 1 | [8 empty] | 1 | 3606480084058 | 0 |  | 536 | 9 | 7 | 7 | 0.441 | 13606480084055 | 3 | 1666 | 23 | 8 | 10 |  | 43606480084056 | 33 | 18914 | 40 | 30 | 30 | [10 empty] | 6 | N | [12 empty] | CUD | ZD | 8536201090 | [14 empty] | Automaat iC60L 4P 50A B | Disjoncteur iC60L 4P 50A B | [17 empty] | https://eref.se.com/be/nl/sis-tarif/product/A9F93450 | https://eref.se.com/be/fr/sis-tarif/product/A9F93450
Schneider Electric | Schneider Electric | 01022021 |  | Schneider Electric |  | SED | A9F93463 |  |  | 213.15 |  | 1 |  | 3 | iC60L 4P B63 | iC60L 4P 63A B |  | Acti9 iC60L 4P B 63A MCB | [8 empty] | 09.07 | 1 | [8 empty] | 1 | 3606480083853 | 0 |  | 538 | 9 | 7 | 7 | 0.441 | 13606480083850 | 3 | 1676 | 23 | 8 | 10 | [17 empty] | 6 | N | [12 empty] | CUD | ZD | 8536201090 | [14 empty] | Automaat iC60L 4P 63A B | Disjoncteur iC60L 4P 63A B | [17 empty] | https://eref.se.com/be/nl/sis-tarif/product/A9F93463 | https://eref.se.com/be/fr/sis-tarif/product/A9F93463
Schneider Electric | Schneider Electric | 01022021 |  | Schneider Electric |  | SED | A9F93470 |  |  | 139.87 |  | 1 |  | 3 | iC60L 4P B0.5 | ACTI9 IC60L 4P 0,5A B DISJONCTEUR MINIAT |  | Acti9 iC60L 4P B 0,5A MCB | [8 empty] | 09.07 | 1 | [8 empty] | 3 | 3606480083815 | 0 |  | 371 | 9 | 5 | 8 | 0.36 | 13606480083812 | 3 | 1183 | 22.5 | 9.8 | 8 |  | 43606480083813 | 12 | 5187 | 40 | 30 | 15 | [10 empty] | 12 | N | [12 empty] | CUD | ZD | 8536201090 | [14 empty] | Disjoncteur iC60L 4P 0,5A B | Disjoncteur iC60L 4P 0,5A B | [17 empty] | https://eref.se.com/be/nl/sis-tarif/product/A9F93470 | https://eref.se.com/be/fr/sis-tarif/product/A9F93470
Schneider Electric | Schneider Electric | 01022021 |  | Schneider Electric |  | SED | A9F94101 |  |  | 31.35 |  | 1 |  | 12 | iC60L 1P C1 | iC60L 1P 1A C |  | Acti9 iC60L 1P C 1A MCB | [8 empty] | 09.07 | 1 | [8 empty] | 1 | 3606480084065 | 0 |  | 113 | 10 | 8 | 2 | 0.16 | 13606480084062 | 12 | 1414 | 23 | 8 | 10 | [17 empty] | 6 | N | [12 empty] | CUD | ZD | 8536201090 | [14 empty] | Automaat iC60L 1P 1A C | Disjoncteur iC60L 1P 1A C | [17 empty] | https://eref.se.com/be/nl/sis-tarif/product/A9F94101 | https://eref.se.com/be/fr/sis-tarif/product/A9F94101
Schneider Electric | Schneider Electric | 01022021 |  | Schneider Electric |  | SED | A9F94102 |  |  | 31.35 |  | 1 |  | 12 | iC60L 1P C2 | iC60L 1P 2A C |  | Acti9 iC60L 1P C 2A MCB | [8 empty] | 09.07 | 1 | [8 empty] | 1 | 3606480084072 | 0 |  | 113.25 | 10 | 7 | 2 | 0.14 | 13606480084079 | 12 | 1414 | 22.5 | 10 | 8.5 |  | 43606480084070 | 132 | 15974 | 40 | 30 | 30 | [10 empty] | 6 | N | [12 empty] | CUD | ZD | 8536201090 | [14 empty] | Automaat iC60L 1P 2A C | Disjoncteur iC60L 1P 2A C | [17 empty] | https://eref.se.com/be/nl/sis-tarif/product/A9F94102 | https://eref.se.com/be/fr/sis-tarif/product/A9F94102
Schneider Electric | Schneider Electric | 01022021 |  | Schneider Electric |  | SED | A9F94103 |  |  | 31.35 |  | 1 |  | 12 | iC60L 1P C3 | iC60L 1P 3A C |  | Acti9 iC60L 1P C 3A MCB | [8 empty] | 09.07 | 1 | [8 empty] | 1 | 3606480084553 | 0 |  | 116 | 9 | 7 | 2 | 0.126 | 13606480084550 | 12 | 1402 | 23 | 8 | 10 |  | 43606480084551 | 132 | 15972 | 40 | 30 | 30 | [10 empty] | 6 | N | [12 empty] | CUD | ZD | 8536201090 | [14 empty] | Automaat iC60L 1P 3A C | Disjoncteur iC60L 1P 3A C | [17 empty] | https://eref.se.com/be/nl/sis-tarif/product/A9F94103 | https://eref.se.com/be/fr/sis-tarif/product/A9F94103
Schneider Electric | Schneider Electric | 01022021 |  | Schneider Electric |  | SED | A9F94104 |  |  | 28.9 |  | 1 |  | 12 | iC60L 1P C4 | iC60L 1P 4A C |  | Acti9 iC60L 1P C 4A MCB | [8 empty] | 09.07 | 1 | [8 empty] | 1 | 3606480084140 | 0 |  | 110 | 10 | 8 | 2 | 0.16 | 13606480084147 | 12 | 1384 | 23 | 8 | 10 |  | 43606480084148 | 132 | 15764 | 40 | 30 | 30 | [10 empty] | 6 | N | [12 empty] | CUD | ZD | 8536201090 | [14 empty] | Automaat iC60L 1P 4A C | Disjoncteur iC60L 1P 4A C | [17 empty] | https://eref.se.com/be/nl/sis-tarif/product/A9F94104 | https://eref.se.com/be/fr/sis-tarif/product/A9F94104
Schneider Electric | Schneider Electric | 01022021 |  | Schneider Electric |  | SED | A9F94106 |  |  | 28.9 |  | 1 |  | 12 | iC60L 1P C6 | iC60L 1P 6A C |  | Acti9 iC60L 1P C 6A MCB | [8 empty] | 09.07 | 1 | [8 empty] | 1 | 3606480084515 | 0 |  | 110 | 10 | 8 | 2 | 0.16 | 13606480084512 | 12 | 1378 | 22.5 | 10 | 8 |  | 43606480084513 | 132 | 15624 | 40 | 30 | 30 | [10 empty] | 6 | N | [12 empty] | CUD | ZD | 8536201090 | [14 empty] | Automaat iC60L 1P 6A C | Disjoncteur iC60L 1P 6A C | [17 empty] | https://eref.se.com/be/nl/sis-tarif/product/A9F94106 | https://eref.se.com/be/fr/sis-tarif/product/A9F94106
Schneider Electric | Schneider Electric | 01022021 |  | Schneider Electric |  | SED | A9F94110 |  |  | 26.51 |  | 1 |  | 12 | iC60L 1P C10 | iC60L 1P 10A C |  | Acti9 iC60L 1P C 10A MCB | [8 empty] | 09.07 | 1 | [8 empty] | 1 | 3606480084409 | 0 |  | 110.25 | 10 | 7 | 2 | 0.14 | 13606480084406 | 12 | 1389 | 22.5 | 10 | 8.5 |  | 43606480084407 | 132 | 15699 | 40 | 30 | 30 | [10 empty] | 6 | N | [12 empty] | CUD | ZD | 8536201090 | [14 empty] | Automaat iC60L 1P 10A C | Disjoncteur iC60L 1P 10A C | [17 empty] | https://eref.se.com/be/nl/sis-tarif/product/A9F94110 | https://eref.se.com/be/fr/sis-tarif/product/A9F94110
Schneider Electric | Schneider Electric | 01022021 |  | Schneider Electric |  | SED | A9F94116 |  |  | 26.51 |  | 1 |  | 12 | iC60L 1P C16 | iC60L 1P 16A C |  | Acti9 iC60L 1P C 16A MCB | [8 empty] | 09.07 | 1 | [8 empty] | 1 | 3606480084461 | 0 |  | 113 | 9 | 2 | 7 | 0.126 | 13606480084468 | 12 | 1420 | 22.4 | 9.8 | 8.1 |  | 43606480084469 | 132 | 16130 | 40 | 30 | 30 | [10 empty] | 6 | N | [12 empty] | CUD | ZD | 8536201090 | [14 empty] | Automaat iC60L 1P 16A C | Disjoncteur iC60L 1P 16A C | [17 empty] | https://eref.se.com/be/nl/sis-tarif/product/A9F94116 | https://eref.se.com/be/fr/sis-tarif/product/A9F94116
Schneider Electric | Schneider Electric | 01022021 |  | Schneider Electric |  | SED | A9F94120 |  |  | 26.51 |  | 1 |  | 12 | iC60L 1P C20 | iC60L 1P 20A C |  | Acti9 iC60L 1P C 20A MCB | [8 empty] | 09.07 | 1 | [8 empty] | 1 | 3606480084379 | 0 |  | 118 | 7 | 9 | 2 | 0.126 | 13606480084376 | 12 | 1440 | 22.2 | 9.8 | 8.2 |  | 43606480084377 | 132 | 16000 | 40 | 30 | 30 | [10 empty] | 6 | N | [12 empty] | CUD | ZD | 8536201090 | [14 empty] | Automaat iC60L 1P 20A C | Disjoncteur iC60L 1P 20A C | [17 empty] | https://eref.se.com/be/nl/sis-tarif/product/A9F94120 | https://eref.se.com/be/fr/sis-tarif/product/A9F94120
Schneider Electric | Schneider Electric | 01022021 |  | Schneider Electric |  | SED | A9F94125 |  |  | 26.51 |  | 1 |  | 12 | iC60L 1P C25 | iC60L 1P 25A C |  | Acti9 iC60L 1P C 25A MCB | [8 empty] | 09.07 | 1 | [8 empty] | 1 | 3606480084171 | 0 |  | 116 | 10 | 8 | 2 | 0.16 | 13606480084178 | 12 | 1466 | 23 | 8 | 10 |  | 43606480084179 | 132 | 16415 | 40 | 30 | 30 | [10 empty] | 6 | N | [12 empty] | CUD | ZD | 8536201090 | [14 empty] | Automaat iC60L 1P 25A C | Disjoncteur iC60L 1P 25A C | [17 empty] | https://eref.se.com/be/nl/sis-tarif/product/A9F94125 | https://eref.se.com/be/fr/sis-tarif/product/A9F94125
Schneider Electric | Schneider Electric | 01022021 |  | Schneider Electric |  | SED | A9F94132 |  |  | 26.51 |  | 1 |  | 12 | iC60L 1P C32 | iC60L 1P 32A C |  | Acti9 iC60L 1P C 32A MCB | [8 empty] | 09.07 | 1 | [8 empty] | 1 | 3606480084577 | 0 |  | 126 | 9 | 7 | 2 | 0.126 | 13606480084574 | 12 | 1578 | 23 | 8 | 10 |  | 43606480084575 | 132 | 17834 | 40 | 30 | 30 | [10 empty] | 6 | N | [12 empty] | CUD | ZD | 8536201090 | [14 empty] | Automaat iC60L 1P 32A C | Disjoncteur iC60L 1P 32A C | [17 empty] | https://eref.se.com/be/nl/sis-tarif/product/A9F94132 | https://eref.se.com/be/fr/sis-tarif/product/A9F94132
Schneider Electric | Schneider Electric | 01022021 |  | Schneider Electric |  | SED | A9F94140 |  |  | 31.89 |  | 1 |  | 12 | iC60L 1P C40 | iC60L 1P 40A C |  | Acti9 iC60L 1P C 40A MCB | [8 empty] | 09.07 | 1 | [8 empty] | 1 | 3606480084522 | 0 |  | 132 | 9 | 8 | 2 | 0.144 | 13606480084529 | 12 | 1584 | 20 | 30 | 2.93 |  | 43606480084520 | 132 | 18285 | 40 | 30 | 30 | [10 empty] | 6 | N | [12 empty] | CUD | ZD | 8536201090 | [14 empty] | Automaat iC60L 1P 40A C | Disjoncteur iC60L 1P 40A C | [17 empty] | https://eref.se.com/be/nl/sis-tarif/product/A9F94140 | https://eref.se.com/be/fr/sis-tarif/product/A9F94140
Schneider Electric | Schneider Electric | 01022021 |  | Schneider Electric |  | SED | A9F94150 |  |  | 42.95 |  | 1 |  | 12 | iC60L 1P C50 | iC60L 1P 50A C |  | Acti9 iC60L 1P C 50A MCB | [8 empty] | 09.07 | 1 | [8 empty] | 1 | 3606480084539 | 0 |  | 134 | 9 | 8 | 2 | 0.144 | 13606480084536 | 12 | 1681 | 22.5 | 9 | 8 |  | 43606480084537 | 132 | 18918 | 40 | 30 | 30 | [10 empty] | 6 | N | [12 empty] | CUD | ZD | 8536201090 | [14 empty] | Automaat iC60L 1P 50A C | Disjoncteur iC60L 1P 50A C | [17 empty] | https://eref.se.com/be/nl/sis-tarif/product/A9F94150 | https://eref.se.com/be/fr/sis-tarif/product/A9F94150
Schneider Electric | Schneider Electric | 01022021 |  | Schneider Electric |  | SED | A9F94163 |  |  | 50.18 |  | 1 |  | 12 | iC60L 1P C63 | iC60L 1P 63A C |  | Acti9 iC60L 1P C 63A MCB | [8 empty] | 09.07 | 1 | [8 empty] | 1 | 3606480084546 | 0 |  | 135 | 10 | 8 | 2 | 0.16 | 13606480084543 | 12 | 1682 | 23 | 8 | 10 |  | 43606480084544 | 132 | 18982 | 40 | 30 | 30 | [10 empty] | 6 | N | [12 empty] | CUD | ZD | 8536201090 | [14 empty] | Automaat iC60L 1P 63A C | Disjoncteur iC60L 1P 63A C | [17 empty] | https://eref.se.com/be/nl/sis-tarif/product/A9F94163 | https://eref.se.com/be/fr/sis-tarif/product/A9F94163
Schneider Electric | Schneider Electric | 01022021 |  | Schneider Electric |  | SED | A9F94170 |  |  | 31.35 |  | 1 |  | 12 | iC60L 1P C0.5 | iC60L 1P 0,5A C |  | Acti9 iC60L 1P C 0,5A MCB | [8 empty] | 09.07 | 1 | [8 empty] | 1 | 3606480084195 | 0 |  | 112 | 9 | 8 | 2 | 0.144 | 13606480084192 | 12 | 1395 | 22 | 8 | 10 |  | 43606480084193 | 132 | 15832 | 40 | 30 | 30 | [10 empty] | 6 | N | [12 empty] | CUD | ZD | 8536201090 | [14 empty] | Automaat iC60L 1P 0,5A C | Disjoncteur iC60L 1P 0,5A C | [17 empty] | https://eref.se.com/be/nl/sis-tarif/product/A9F94170 | https://eref.se.com/be/fr/sis-tarif/product/A9F94170
Schneider Electric | Schneider Electric | 01022021 |  | Schneider Electric |  | SED | A9F94201 |  |  | 62.46 |  | 1 |  | 6 | iC60L 2P C1 | iC60L 2P 1A C |  | Acti9 iC60L 2P C 1A MCB | [8 empty] | 09.07 | 1 | [8 empty] | 1 | 3606480084270 | 0 |  | 224 | 10 | 8 | 4 | 0.32 | 13606480084277 | 6 | 1407 | 23 | 8 | 10 |  | 43606480084278 | 66 | 16135 | 40 | 30 | 30 | [10 empty] | 6 | N | [12 empty] | CUD | ZD | 8536201090 | [14 empty] | Automaat iC60L 2P 1A C | Disjoncteur iC60L 2P 1A C | [17 empty] | https://eref.se.com/be/nl/sis-tarif/product/A9F94201 | https://eref.se.com/be/fr/sis-tarif/product/A9F94201
Schneider Electric | Schneider Electric | 01022021 |  | Schneider Electric |  | SED | A9F94202 |  |  | 70.81 |  | 1 |  | 6 | iC60L 2P C2 | iC60L 2P 2A C |  | Acti9 iC60L 2P C 2A MCB | [8 empty] | 09.07 | 1 | [8 empty] | 1 | 3606480084256 | 0 |  | 221 | 10 | 8 | 4 | 0.32 | 13606480084253 | 6 | 1383 | 23 | 8 | 10 |  | 43606480084254 | 66 | 15939 | 40 | 30 | 30 | [10 empty] | 2 | Y | [12 empty] | CUD | ZD | 8536201090 | [14 empty] | Automaat iC60L 2P 2A C | Disjoncteur iC60L 2P 2A C | [17 empty] | https://eref.se.com/be/nl/sis-tarif/product/A9F94202 | https://eref.se.com/be/fr/sis-tarif/product/A9F94202
Schneider Electric | Schneider Electric | 01022021 |  | Schneider Electric |  | SED | A9F94203 |  |  | 62.46 |  | 1 |  | 6 | iC60L 2P C3 | iC60L 2P 3A C |  | Acti9 iC60L 2P C 3A MCB | [8 empty] | 09.07 | 1 | [8 empty] | 1 | 3606480084386 | 0 |  | 222 | 10 | 8 | 4 | 0.32 | 13606480084383 | 6 | 1398 | 23 | 8 | 10 |  | 43606480084384 | 66 | 15865 | 40 | 30 | 30 | [10 empty] | 6 | N | [12 empty] | CUD | ZD | 8536201090 | [14 empty] | Automaat iC60L 2P 3A C | Disjoncteur iC60L 2P 3A C | [17 empty] | https://eref.se.com/be/nl/sis-tarif/product/A9F94203 | https://eref.se.com/be/fr/sis-tarif/product/A9F94203
Schneider Electric | Schneider Electric | 01022021 |  | Schneider Electric |  | SED | A9F94204 |  |  | 62.46 |  | 1 |  | 6 | iC60L 2P C4 | iC60L 2P 4A C |  | Acti9 iC60L 2P C 4A MCB | [8 empty] | 09.07 | 1 | [8 empty] | 1 | 3606480084300 | 0 |  | 218 | 10 | 8 | 4 | 0.32 | 13606480084307 | 6 | 1368 | 23 | 8 | 10 |  | 43606480084308 | 66 | 15535 | 40 | 30 | 30 | [10 empty] | 2 | Y | [12 empty] | CUD | ZD | 8536201090 | [14 empty] | Automaat iC60L 2P 4A C | Disjoncteur iC60L 2P 4A C | [17 empty] | https://eref.se.com/be/nl/sis-tarif/product/A9F94204 | https://eref.se.com/be/fr/sis-tarif/product/A9F94204
Schneider Electric | Schneider Electric | 01022021 |  | Schneider Electric |  | SED | A9F94206 |  |  | 57.99 |  | 1 |  | 6 | iC60L 2P C6 | iC60L 2P 6A C |  | Acti9 iC60L 2P C 6A MCB | [8 empty] | 09.07 | 1 | [8 empty] | 1 | 3606480084294 | 0 |  | 217 | 10 | 8 | 4 | 0.32 | 13606480084291 | 6 | 1365 | 22.5 | 10 | 8 |  | 43606480084292 | 66 | 15449 | 40 | 30 | 30 | [10 empty] | 2 | Y | [12 empty] | CUD | ZD | 8536201090 | [14 empty] | Automaat iC60L 2P 6A C | Disjoncteur iC60L 2P 6A C | [17 empty] | https://eref.se.com/be/nl/sis-tarif/product/A9F94206 | https://eref.se.com/be/fr/sis-tarif/product/A9F94206
Schneider Electric | Schneider Electric | 01022021 |  | Schneider Electric |  | SED | A9F94210 |  |  | 51.23 |  | 1 |  | 6 | iC60L 2P C10 | iC60L 2P 10A C |  | Acti9 iC60L 2P C 10A MCB | [8 empty] | 09.07 | 1 | [8 empty] | 1 | 3606480084249 | 0 |  | 220 | 10 | 8 | 4 | 0.32 | 13606480084246 | 6 | 1386 | 23 | 8 | 10 |  | 43606480084247 | 66 | 15606 | 40 | 30 | 30 | [10 empty] | 2 | Y | [12 empty] | CUD | ZD | 8536201090 | [14 empty] | Automaat iC60L 2P 10A C | Disjoncteur iC60L 2P 10A C | [17 empty] | https://eref.se.com/be/nl/sis-tarif/product/A9F94210 | https://eref.se.com/be/fr/sis-tarif/product/A9F94210
Schneider Electric | Schneider Electric | 01022021 |  | Schneider Electric |  | SED | A9F94216 |  |  | 51.23 |  | 1 |  | 6 | iC60L 2P C16 | iC60L 2P 16A C |  | Acti9 iC60L 2P C 16A MCB | [8 empty] | 09.07 | 1 | [8 empty] | 1 | 3606480084225 | 0 |  | 224 | 9 | 4 | 7 | 0.252 | 13606480084222 | 6 | 1410 | 22.4 | 9.8 | 8.2 |  | 43606480084223 | 66 | 15998 | 40 | 30 | 30 | [10 empty] | 2 | Y | [12 empty] | CUD | ZD | 8536201090 | [14 empty] | Automaat iC60L 2P 16A C | Disjoncteur iC60L 2P 16A C | [17 empty] | https://eref.se.com/be/nl/sis-tarif/product/A9F94216 | https://eref.se.com/be/fr/sis-tarif/product/A9F94216
Schneider Electric | Schneider Electric | 01022021 |  | Schneider Electric |  | SED | A9F94220 |  |  | 53.1 |  | 1 |  | 6 | iC60L 2P C20 | iC60L 2P 20A C |  | Acti9 iC60L 2P C 20A MCB | [8 empty] | 09.07 | 1 | [8 empty] | 1 | 3606480084584 | 0 |  | 228 | 9 | 4 | 7 | 0.252 | 13606480084581 | 6 | 1420 | 22.4 | 9.8 | 8.1 |  | 43606480084582 | 66 | 16100 | 40 | 30 | 30 | [10 empty] | 2 | Y | [12 empty] | CUD | ZD | 8536201090 | [14 empty] | Automaat iC60L 2P 20A C | Disjoncteur iC60L 2P 20A C | [17 empty] | https://eref.se.com/be/nl/sis-tarif/product/A9F94220 | https://eref.se.com/be/fr/sis-tarif/product/A9F94220
Schneider Electric | Schneider Electric | 01022021 |  | Schneider Electric |  | SED | A9F94225 |  |  | 53.93 |  | 1 |  | 6 | iC60L 2P C25 | iC60L 2P 25A C |  | Acti9 iC60L 2P C 25A MCB | [8 empty] | 09.07 | 1 | [8 empty] | 1 | 3606480084591 | 0 |  | 229 | 10 | 8 | 4 | 0.32 | 13606480084598 | 6 | 1448 | 23 | 8 | 10 |  | 43606480084599 | 66 | 16557 | 40 | 30 | 30 | [10 empty] | 6 | N | [12 empty] | CUD | ZD | 8536201090 | [14 empty] | Automaat iC60L 2P 25A C | Disjoncteur iC60L 2P 25A C | [17 empty] | https://eref.se.com/be/nl/sis-tarif/product/A9F94225 | https://eref.se.com/be/fr/sis-tarif/product/A9F94225
Schneider Electric | Schneider Electric | 01022021 |  | Schneider Electric |  | SED | A9F94232 |  |  | 53.93 |  | 1 |  | 6 | iC60L 2P C32 | iC60L 2P 32A C |  | Acti9 iC60L 2P C 32A MCB | [8 empty] | 09.07 | 1 | [8 empty] | 1 | 3606480084607 | 0 |  | 252 | 10 | 8 | 4 | 0.32 | 13606480084604 | 6 | 1570 | 23 | 8 | 10 |  | 43606480084605 | 66 | 17694 | 40 | 30 | 30 | [10 empty] | 6 | N | [12 empty] | CUD | ZD | 8536201090 | [14 empty] | Automaat iC60L 2P 32A C | Disjoncteur iC60L 2P 32A C | [17 empty] | https://eref.se.com/be/nl/sis-tarif/product/A9F94232 | https://eref.se.com/be/fr/sis-tarif/product/A9F94232
Schneider Electric | Schneider Electric | 01022021 |  | Schneider Electric |  | SED | A9F94240 |  |  | 68.37 |  | 1 |  | 6 | iC60L 2P C40 | iC60L 2P 40A C |  | Acti9 iC60L 2P C 40A MCB | [8 empty] | 09.07 | 1 | [8 empty] | 1 | 3606480084287 | 0 |  | 259 | 10 | 8 | 4 | 0.32 | 13606480084284 | 6 | 1609 | 23 | 8 | 10 |  | 43606480084285 | 66 | 17744 | 40 | 30 | 30 | [10 empty] | 6 | N | [12 empty] | CUD | ZD | 8536201090 | [14 empty] | Automaat iC60L 2P 40A C | Disjoncteur iC60L 2P 40A C | [17 empty] | https://eref.se.com/be/nl/sis-tarif/product/A9F94240 | https://eref.se.com/be/fr/sis-tarif/product/A9F94240
Schneider Electric | Schneider Electric | 01022021 |  | Schneider Electric |  | SED | A9F94250 |  |  | 91.74 |  | 1 |  | 6 | iC60L 2P C50 | iC60L 2P 50A C |  | Acti9 iC60L 2P C 50A MCB | [8 empty] | 09.07 | 1 | [8 empty] | 1 | 3606480084263 | 0 |  | 268 | 10 | 8 | 4 | 0.32 | 13606480084260 | 6 | 1670 | 23 | 8 | 10 |  | 43606480084261 | 66 | 18880 | 40 | 30 | 30 | [10 empty] | 6 | N | [12 empty] | CUD | ZD | 8536201090 | [14 empty] | Automaat iC60L 2P 50A C | Disjoncteur iC60L 2P 50A C | [17 empty] | https://eref.se.com/be/nl/sis-tarif/product/A9F94250 | https://eref.se.com/be/fr/sis-tarif/product/A9F94250
Schneider Electric | Schneider Electric | 01022021 |  | Schneider Electric |  | SED | A9F94263 |  |  | 102.23 |  | 1 |  | 6 | iC60L 2P C63 | iC60L 2P 63A C |  | Acti9 iC60L 2P C 63A MCB | [8 empty] | 09.07 | 1 | [8 empty] | 1 | 3606480084492 | 0 |  | 267 | 10 | 8 | 4 | 0.32 | 13606480084499 | 6 | 1668 | 23 | 8 | 10 |  | 43606480084490 | 66 | 18902 | 40 | 30 | 30 | [10 empty] | 6 | N | [12 empty] | CUD | ZD | 8536201090 | [14 empty] | Automaat iC60L 2P 63A C | Disjoncteur iC60L 2P 63A C | [17 empty] | https://eref.se.com/be/nl/sis-tarif/product/A9F94263 | https://eref.se.com/be/fr/sis-tarif/product/A9F94263
Schneider Electric | Schneider Electric | 01022021 |  | Schneider Electric |  | SED | A9F94270 |  |  | 62.46 |  | 1 |  | 6 | iC60L 2P C0.5 | iC60L 2P 0,5A C |  | Acti9 iC60L 2P C 0,5A MCB | [8 empty] | 09.07 | 1 | [8 empty] | 1 | 3606480084164 | 0 |  | 221 | 9 | 8 | 4 | 0.288 | 13606480084161 | 6 | 1388 | 22 | 8 | 10 | [17 empty] | 6 | N | [12 empty] | CUD | ZD | 8536201090 | [14 empty] | Automaat iC60L 2P 0,5A C | Disjoncteur iC60L 2P 0,5A C | [17 empty] | https://eref.se.com/be/nl/sis-tarif/product/A9F94270 | https://eref.se.com/be/fr/sis-tarif/product/A9F94270
Schneider Electric | Schneider Electric | 01022021 |  | Schneider Electric |  | SED | A9F94301 |  |  | 94.12 |  | 1 |  | 4 | iC60L 3P C1 | iC60L 3P 1A C |  | Acti9 iC60L 3P C 1A MCB | [8 empty] | 09.07 | 1 | [8 empty] | 1 | 3606480084393 | 0 |  | 336 | 9 | 7 | 5 | 0.315 | 13606480084390 | 4 | 1412 | 20 | 30 | 2.93 | [17 empty] | 6 | N | [12 empty] | CUD | ZD | 8536201090 | [14 empty] | Automaat iC60L 3P 1A C | Disjoncteur iC60L 3P 1A C | [17 empty] | https://eref.se.com/be/nl/sis-tarif/product/A9F94301 | https://eref.se.com/be/fr/sis-tarif/product/A9F94301
Schneider Electric | Schneider Electric | 01022021 |  | Schneider Electric |  | SED | A9F94302 |  |  | 100.73 |  | 1 |  | 4 | iC60L 3P C2 | iC60L 3P 2A C |  | Acti9 iC60L 3P C 2A MCB | [8 empty] | 09.07 | 1 | [8 empty] | 1 | 3606480084485 | 0 |  | 337.29 | 9 | 8 | 6 | 0.432 | 13606480084482 | 4 | 1413 | 22 | 10 | 8.5 |  | 43606480084483 | 44 | 15951 | 40 | 30 | 30 | [10 empty] | 6 | N | [12 empty] | CUD | ZD | 8536201090 | [14 empty] | Automaat iC60L 3P 2A C | Disjoncteur iC60L 3P 2A C | [17 empty] | https://eref.se.com/be/nl/sis-tarif/product/A9F94302 | https://eref.se.com/be/fr/sis-tarif/product/A9F94302
Schneider Electric | Schneider Electric | 01022021 |  | Schneider Electric |  | SED | A9F94303 |  |  | 100.73 |  | 1 |  | 4 | iC60L 3P C3 | iC60L 3P 3A C |  | Acti9 iC60L 3P C 3A MCB | [8 empty] | 09.07 | 1 | [8 empty] | 1 | 3606480084560 | 0 |  | 336 | 10 | 7 | 5 | 0.35 | 13606480084567 | 4 | 1404 | 23 | 8 | 10 |  | 43606480084568 | 44 | 16163 | 40 | 30 | 30 | [10 empty] | 6 | N | [12 empty] | CUD | ZD | 8536201090 | [14 empty] | Automaat iC60L 3P 3A C | Disjoncteur iC60L 3P 3A C | [17 empty] | https://eref.se.com/be/nl/sis-tarif/product/A9F94303 | https://eref.se.com/be/fr/sis-tarif/product/A9F94303
Schneider Electric | Schneider Electric | 01022021 |  | Schneider Electric |  | SED | A9F94304 |  |  | 100.73 |  | 1 |  | 4 | iC60L 3P C4 | iC60L 3P 4A C |  | Acti9 iC60L 3P C 4A MCB | [8 empty] | 09.07 | 1 | [8 empty] | 1 | 3606480084089 | 0 |  | 329 | 10 | 8 | 5 | 0.4 | 13606480084086 | 4 | 1376 | 23 | 8 | 10 |  | 43606480084087 | 44 | 15849 | 40 | 30 | 30 | [10 empty] | 6 | N | [12 empty] | CUD | ZD | 8536201090 | [14 empty] | Automaat iC60L 3P 4A C | Disjoncteur iC60L 3P 4A C | [17 empty] | https://eref.se.com/be/nl/sis-tarif/product/A9F94304 | https://eref.se.com/be/fr/sis-tarif/product/A9F94304
Schneider Electric | Schneider Electric | 01022021 |  | Schneider Electric |  | SED | A9F94306 |  |  | 94.12 |  | 1 |  | 4 | iC60L 3P C6 | iC60L 3P 6A C |  | Acti9 iC60L 3P C 6A MCB | [8 empty] | 09.07 | 1 | [8 empty] | 1 | 3606480084508 | 0 |  | 331 | 10 | 8 | 6 | 0.48 | 13606480084505 | 4 | 1373 | 22.5 | 10 | 8 |  | 43606480084506 | 44 | 15536 | 40 | 30 | 30 | [10 empty] | 2 | Y | [12 empty] | CUD | ZD | 8536201090 | [14 empty] | Automaat iC60L 3P 6A C | Disjoncteur iC60L 3P 6A C | [17 empty] | https://eref.se.com/be/nl/sis-tarif/product/A9F94306 | https://eref.se.com/be/fr/sis-tarif/product/A9F94306
Schneider Electric | Schneider Electric | 01022021 |  | Schneider Electric |  | SED | A9F94310 |  |  | 79.1 |  | 1 |  | 4 | iC60L 3P C10 | iC60L 3P 10A C |  | Acti9 iC60L 3P C 10A MCB | [8 empty] | 09.07 | 1 | [8 empty] | 1 | 3606480084454 | 0 |  | 330.25 | 10 | 7 | 5 | 0.35 | 13606480084451 | 4 | 1379 | 22.5 | 10 | 8 |  | 43606480084452 | 44 | 15589 | 40 | 30 | 30 | [10 empty] | 2 | Y | [12 empty] | CUD | ZD | 8536201090 | [14 empty] | Automaat iC60L 3P 10A C | Disjoncteur iC60L 3P 10A C | [17 empty] | https://eref.se.com/be/nl/sis-tarif/product/A9F94310 | https://eref.se.com/be/fr/sis-tarif/product/A9F94310
Schneider Electric | Schneider Electric | 01022021 |  | Schneider Electric |  | SED | A9F94316 |  |  | 79.1 |  | 1 |  | 4 | iC60L 3P C16 | iC60L 3P 16A C |  | Acti9 iC60L 3P C 16A MCB | [8 empty] | 09.07 | 1 | [8 empty] | 1 | 3606480084447 | 0 |  | 337.25 | 10 | 7 | 5 | 0.35 | 13606480084444 | 4 | 1411 | 22.5 | 10 | 8 |  | 43606480084445 | 44 | 15941 | 40 | 30 | 30 | [10 empty] | 2 | Y | [12 empty] | CUD | ZD | 8536201090 | [14 empty] | Automaat iC60L 3P 16A C | Disjoncteur iC60L 3P 16A C | [17 empty] | https://eref.se.com/be/nl/sis-tarif/product/A9F94316 | https://eref.se.com/be/fr/sis-tarif/product/A9F94316
Schneider Electric | Schneider Electric | 01022021 |  | Schneider Electric |  | SED | A9F94320 |  |  | 79.1 |  | 1 |  | 4 | iC60L 3P C20 | iC60L 3P 20A C |  | Acti9 iC60L 3P C 20A MCB | [8 empty] | 09.07 | 1 | [8 empty] | 1 | 3606480084430 | 0 |  | 342 | 9 | 5 | 7 | 0.315 | 13606480084437 | 4 | 1430 | 22.4 | 9.8 | 8.1 |  | 43606480084438 | 44 | 16230 | 40 | 30 | 30 | [10 empty] | 6 | N | [12 empty] | CUD | ZD | 8536201090 | [14 empty] | Automaat iC60L 3P 20A C | Disjoncteur iC60L 3P 20A C | [17 empty] | https://eref.se.com/be/nl/sis-tarif/product/A9F94320 | https://eref.se.com/be/fr/sis-tarif/product/A9F94320
Schneider Electric | Schneider Electric | 01022021 |  | Schneider Electric |  | SED | A9F94325 |  |  | 79.1 |  | 1 |  | 4 | iC60L 3P C25 | iC60L 3P 25A C |  | Acti9 iC60L 3P C 25A MCB | [8 empty] | 09.07 | 1 | [8 empty] | 1 | 3606480084423 | 0 |  | 346 | 10 | 8 | 6 | 0.48 | 13606480084420 | 4 | 1447 | 22.5 | 10 | 8 |  | 43606480084421 | 44 | 16350 | 40 | 30 | 30 | [10 empty] | 2 | Y | [12 empty] | CUD | ZD | 8536201090 | [14 empty] | Automaat iC60L 3P 25A C | Disjoncteur iC60L 3P 25A C | [17 empty] | https://eref.se.com/be/nl/sis-tarif/product/A9F94325 | https://eref.se.com/be/fr/sis-tarif/product/A9F94325
Schneider Electric | Schneider Electric | 01022021 |  | Schneider Electric |  | SED | A9F94332 |  |  | 79.1 |  | 1 |  | 4 | iC60L 3P C32 | iC60L 3P 32A C |  | Acti9 iC60L 3P C 32A MCB | [8 empty] | 09.07 | 1 | [8 empty] | 1 | 3606480084416 | 0 |  | 378 | 9 | 5 | 7 | 0.315 | 13606480084413 | 4 | 1560 | 22.4 | 9.8 | 8.1 |  | 43606480084414 | 44 | 17690 | 40 | 30 | 30 | [10 empty] | 2 | Y | [12 empty] | CUD | ZD | 8536201090 | [14 empty] | Automaat iC60L 3P 32A C | Disjoncteur iC60L 3P 32A C | [17 empty] | https://eref.se.com/be/nl/sis-tarif/product/A9F94332 | https://eref.se.com/be/fr/sis-tarif/product/A9F94332
Schneider Electric | Schneider Electric | 01022021 |  | Schneider Electric |  | SED | A9F94340 |  |  | 99.52 |  | 1 |  | 4 | iC60L 3P C40 | iC60L 3P 40A C |  | Acti9 iC60L 3P C 40A MCB | [8 empty] | 09.07 | 1 | [8 empty] | 1 | 3606480084188 | 0 |  | 378.3 | 10 | 8 | 6 | 0.48 | 13606480084185 | 4 | 1577 | 22.5 | 10 | 8 |  | 43606480084186 | 44 | 17784 | 40 | 30 | 30 | [10 empty] | 2 | Y | [12 empty] | CUD | ZD | 8536201090 | [14 empty] | Automaat iC60L 3P 40A C | Disjoncteur iC60L 3P 40A C | [17 empty] | https://eref.se.com/be/nl/sis-tarif/product/A9F94340 | https://eref.se.com/be/fr/sis-tarif/product/A9F94340
Schneider Electric | Schneider Electric | 01022021 |  | Schneider Electric |  | SED | A9F94350 |  |  | 132.34 |  | 1 |  | 4 | iC60L 3P C50 | iC60L 3P 50A C |  | Acti9 iC60L 3P C 50A MCB | [8 empty] | 09.07 | 1 | [8 empty] | 1 | 3606480084478 | 0 |  | 404 | 10 | 8 | 6 | 0.48 | 13606480084475 | 4 | 1684 | 20 | 30 | 2.93 |  | 43606480084476 | 44 | 18984 | 40 | 30 | 30 | [10 empty] | 6 | N | [12 empty] | CUD | ZD | 8536201090 | [14 empty] | Automaat iC60L 3P 50A C | Disjoncteur iC60L 3P 50A C | [17 empty] | https://eref.se.com/be/nl/sis-tarif/product/A9F94350 | https://eref.se.com/be/fr/sis-tarif/product/A9F94350
Schneider Electric | Schneider Electric | 01022021 |  | Schneider Electric |  | SED | A9F94363 |  |  | 139.64 |  | 1 |  | 4 | iC60L 3P C63 | iC60L 3P 63A C |  | Acti9 iC60L 3P C 63A MCB | [8 empty] | 09.07 | 1 | [8 empty] | 1 | 3606480084614 | 0 |  | 402 | 10 | 6 | 8 | 0.48 | 13606480084611 | 4 | 1676 | 23 | 8 | 10 |  | 43606480084612 | 44 | 18972 | 40 | 30 | 30 | [10 empty] | 6 | N | [12 empty] | CUD | ZD | 8536201090 | [14 empty] | Automaat iC60L 3P 63A C | Disjoncteur iC60L 3P 63A C | [17 empty] | https://eref.se.com/be/nl/sis-tarif/product/A9F94363 | https://eref.se.com/be/fr/sis-tarif/product/A9F94363
Schneider Electric | Schneider Electric | 01022021 |  | Schneider Electric |  | SED | A9F94370 |  |  | 94.12 |  | 1 |  | 4 | iC60L 3P C0.5 | iC60L 3P 0,5A C |  | Acti9 iC60L 3P C 0,5A MCB | [8 empty] | 09.07 | 1 | [8 empty] | 1 | 3606480084218 | 0 |  | 332 | 9 | 7 | 5 | 0.315 | 13606480084215 | 4 | 1406 | 23 | 8 | 10 |  | 43606480084216 | 44 | 15953 | 40 | 30 | 30 | [10 empty] | 6 | N | [12 empty] | CUD | ZD | 8536201090 | [14 empty] | Automaat iC60L 3P 0,5A C | Disjoncteur iC60L 3P 0,5A C | [17 empty] | https://eref.se.com/be/nl/sis-tarif/product/A9F94370 | https://eref.se.com/be/fr/sis-tarif/product/A9F94370
Schneider Electric | Schneider Electric | 01022021 |  | Schneider Electric |  | SED | A9F94401 |  |  | 122.72 |  | 1 |  | 3 | iC60L 4P C1 | iC60L 4P 1A C |  | Acti9 iC60L 4P C 1A MCB | [8 empty] | 09.07 | 1 | [8 empty] | 1 | 3606480084157 | 0 |  | 448 | 9 | 7 | 7 | 0.441 | 13606480084154 | 3 | 1409 | 22 | 8 | 10 |  | 43606480084155 | 33 | 16034 | 40 | 30 | 30 | [10 empty] | 6 | N | [12 empty] | CUD | ZD | 8536201090 | [14 empty] | Automaat iC60L 4P 1A C | Disjoncteur iC60L 4P 1A C | [17 empty] | https://eref.se.com/be/nl/sis-tarif/product/A9F94401 | https://eref.se.com/be/fr/sis-tarif/product/A9F94401
Schneider Electric | Schneider Electric | 01022021 |  | Schneider Electric |  | SED | A9F94402 |  |  | 128.07 |  | 1 |  | 3 | iC60L 4P C2 | iC60L 4P 2A C |  | Acti9 iC60L 4P C 2A MCB | [8 empty] | 09.07 | 1 | [8 empty] | 1 | 3606480084096 | 0 |  | 445 | 10 | 8 | 7 | 0.56 | 13606480084093 | 3 | 1384 | 23 | 8 | 10 |  | 43606480084094 | 33 | 15813 | 40 | 30 | 30 | [10 empty] | 6 | N | [12 empty] | CUD | ZD | 8536201090 | [14 empty] | Automaat iC60L 4P 2A C | Disjoncteur iC60L 4P 2A C | [17 empty] | https://eref.se.com/be/nl/sis-tarif/product/A9F94402 | https://eref.se.com/be/fr/sis-tarif/product/A9F94402
Schneider Electric | Schneider Electric | 01022021 |  | Schneider Electric |  | SED | A9F94403 |  |  | 128.07 |  | 1 |  | 3 | iC60L 4P C3 | iC60L 4P 3A C |  | Acti9 iC60L 4P C 3A MCB | [8 empty] | 09.07 | 1 | [8 empty] | 1 | 3606480084348 | 0 |  | 446 | 9 | 7 | 7 | 0.441 | 13606480084345 | 3 | 1400 | 22 | 8 | 10 |  | 43606480084346 | 33 | 15887 | 40 | 30 | 30 | [10 empty] | 6 | N | [12 empty] | CUD | ZD | 8536201090 | [14 empty] | Automaat iC60L 4P 3A C | Disjoncteur iC60L 4P 3A C | [17 empty] | https://eref.se.com/be/nl/sis-tarif/product/A9F94403 | https://eref.se.com/be/fr/sis-tarif/product/A9F94403
Schneider Electric | Schneider Electric | 01022021 |  | Schneider Electric |  | SED | A9F94404 |  |  | 128.07 |  | 1 |  | 3 | iC60L 4P C4 | iC60L 4P 4A C |  | Acti9 iC60L 4P C 4A MCB | [8 empty] | 09.07 | 1 | [8 empty] | 1 | 3606480084355 | 0 |  | 439 | 10 | 7 | 7 | 0.49 | 13606480084352 | 3 | 1377 | 23 | 8 | 10 |  | 43606480084353 | 33 | 15860 | 40 | 30 | 30 | [10 empty] | 6 | N | [12 empty] | CUD | ZD | 8536201090 | [14 empty] | Automaat iC60L 4P 4A C | Disjoncteur iC60L 4P 4A C | [17 empty] | https://eref.se.com/be/nl/sis-tarif/product/A9F94404 | https://eref.se.com/be/fr/sis-tarif/product/A9F94404
Schneider Electric | Schneider Electric | 01022021 |  | Schneider Electric |  | SED | A9F94406 |  |  | 119.68 |  | 1 |  | 3 | iC60L 4P C6 | iC60L 4P 6A C |  | Acti9 iC60L 4P C 6A MCB | [8 empty] | 09.07 | 1 | [8 empty] | 1 | 3606480084362 | 0 |  | 433 | 10 | 8 | 8 | 0.64 | 13606480084369 | 3 | 1360 | 23 | 8 | 10 |  | 43606480084360 | 33 | 15480 | 40 | 30 | 30 | [10 empty] | 6 | N | [12 empty] | CUD | ZD | 8536201090 | [14 empty] | Automaat iC60L 4P 6A C | Disjoncteur iC60L 4P 6A C | [17 empty] | https://eref.se.com/be/nl/sis-tarif/product/A9F94406 | https://eref.se.com/be/fr/sis-tarif/product/A9F94406
Schneider Electric | Schneider Electric | 01022021 |  | Schneider Electric |  | SED | A9F94410 |  |  | 101.42 |  | 1 |  | 3 | iC60L 4P C10 | iC60L 4P 10A C |  | Acti9 iC60L 4P C 10A MCB | [8 empty] | 09.07 | 1 | [8 empty] | 1 | 3606480084324 | 0 |  | 440 | 9 | 7 | 7 | 0.441 | 13606480084321 | 3 | 1382 | 23 | 8 | 10 |  | 43606480084322 | 33 | 15534 | 40 | 30 | 30 | [10 empty] | 2 | Y | [12 empty] | CUD | ZD | 8536201090 | [14 empty] | Automaat iC60L 4P 10A C | Disjoncteur iC60L 4P 10A C | [17 empty] | https://eref.se.com/be/nl/sis-tarif/product/A9F94410 | https://eref.se.com/be/fr/sis-tarif/product/A9F94410
Schneider Electric | Schneider Electric | 01022021 |  | Schneider Electric |  | SED | A9F94416 |  |  | 100 |  | 1 |  | 3 | iC60L 4P C16 | iC60L 4P 16A C |  | Acti9 iC60L 4P C 16A MCB | [8 empty] | 09.07 | 1 | [8 empty] | 1 | 3606480084232 | 0 |  | 444 | 10 | 7 | 8 | 0.56 | 13606480084239 | 3 | 1408 | 23 | 8 | 10 |  | 43606480084230 | 33 | 16014 | 40 | 30 | 30 | [10 empty] | 2 | Y | [12 empty] | CUD | ZD | 8536201090 | [14 empty] | Automaat iC60L 4P 16A C | Disjoncteur iC60L 4P 16A C | [17 empty] | https://eref.se.com/be/nl/sis-tarif/product/A9F94416 | https://eref.se.com/be/fr/sis-tarif/product/A9F94416
Schneider Electric | Schneider Electric | 01022021 |  | Schneider Electric |  | SED | A9F94420 |  |  | 100 |  | 1 |  | 3 | iC60L 4P C20 | iC60L 4P 20A C |  | Acti9 iC60L 4P C 20A MCB | [8 empty] | 09.07 | 1 | [8 empty] | 1 | 3606480084331 | 0 |  | 449 | 10 | 7 | 8 | 0.56 | 13606480084338 | 3 | 1434 | 23 | 8 | 10 |  | 43606480084339 | 33 | 16168 | 40 | 30 | 30 | [10 empty] | 2 | Y | [12 empty] | CUD | ZD | 8536201090 | [14 empty] | Automaat iC60L 4P 20A C | Disjoncteur iC60L 4P 20A C | [17 empty] | https://eref.se.com/be/nl/sis-tarif/product/A9F94420 | https://eref.se.com/be/fr/sis-tarif/product/A9F94420
Schneider Electric | Schneider Electric | 01022021 |  | Schneider Electric |  | SED | A9F94425 |  |  | 100 |  | 1 |  | 3 | iC60L 4P C25 | iC60L 4P 25A C |  | Acti9 iC60L 4P C 25A MCB | [8 empty] | 09.07 | 1 | [8 empty] | 1 | 3606480084201 | 0 |  | 460 | 9 | 7 | 7 | 0.441 | 13606480084208 | 3 | 1440 | 22.4 | 9.8 | 8.1 |  | 43606480084209 | 33 | 16360 | 40 | 30 | 30 | [10 empty] | 2 | Y | [12 empty] | CUD | ZD | 8536201090 | [14 empty] | Automaat iC60L 4P 25A C | Disjoncteur iC60L 4P 25A C | [17 empty] | https://eref.se.com/be/nl/sis-tarif/product/A9F94425 | https://eref.se.com/be/fr/sis-tarif/product/A9F94425
Schneider Electric | Schneider Electric | 01022021 |  | Schneider Electric |  | SED | A9F94432 |  |  | 100 |  | 1 |  | 3 | iC60L 4P C32 | iC60L 4P 32A C |  | Acti9 iC60L 4P C 32A MCB | [8 empty] | 09.07 | 1 | [8 empty] | 1 | 3606480084133 | 0 |  | 503 | 10 | 8 | 7 | 0.56 | 13606480084130 | 3 | 1567 | 23 | 8 | 10 |  | 43606480084131 | 33 | 17616 | 40 | 30 | 30 | [10 empty] | 2 | Y | [12 empty] | CUD | ZD | 8536201090 | [14 empty] | Automaat iC60L 4P 32A C | Disjoncteur iC60L 4P 32A C | [17 empty] | https://eref.se.com/be/nl/sis-tarif/product/A9F94432 | https://eref.se.com/be/fr/sis-tarif/product/A9F94432
Schneider Electric | Schneider Electric | 01022021 |  | Schneider Electric |  | SED | A9F94440 |  |  | 129.9 |  | 1 |  | 3 | iC60L 4P C40 | iC60L 4P 40A C |  | Acti9 iC60L 4P C 40A MCB | [8 empty] | 09.07 | 1 | [8 empty] | 1 | 3606480084102 | 0 |  | 517 | 10 | 8 | 7 | 0.56 | 13606480084109 | 3 | 1568 | 23 | 8 | 10 |  | 43606480084100 | 33 | 17823 | 40 | 30 | 30 | [10 empty] | 2 | Y | [12 empty] | CUD | ZD | 8536201090 | [14 empty] | Automaat iC60L 4P 40A C | Disjoncteur iC60L 4P 40A C | [17 empty] | https://eref.se.com/be/nl/sis-tarif/product/A9F94440 | https://eref.se.com/be/fr/sis-tarif/product/A9F94440
Schneider Electric | Schneider Electric | 01022021 |  | Schneider Electric |  | SED | A9F94450 |  |  | 174.95 |  | 1 |  | 3 | iC60L 4P C50 | iC60L 4P 50A C |  | Acti9 iC60L 4P C 50A MCB | [8 empty] | 09.07 | 1 | [8 empty] | 1 | 3606480084126 | 0 |  | 534 | 7 | 9 | 8 | 0.504 | 13606480084123 | 3 | 1677 | 20 | 30 | 3 |  | 43606480084124 | 33 | 18917 | 40 | 30 | 30 | [10 empty] | 6 | N | [12 empty] | CUD | ZD | 8536201090 | [14 empty] | Automaat iC60L 4P 50A C | Disjoncteur iC60L 4P 50A C | [17 empty] | https://eref.se.com/be/nl/sis-tarif/product/A9F94450 | https://eref.se.com/be/fr/sis-tarif/product/A9F94450
Schneider Electric | Schneider Electric | 01022021 |  | Schneider Electric |  | SED | A9F94463 |  |  | 191.68 |  | 1 |  | 3 | iC60L 4P C63 | iC60L 4P 63A C |  | Acti9 iC60L 4P C 63A MCB | [8 empty] | 09.07 | 1 | [8 empty] | 1 | 3606480084317 | 0 |  | 536 | 10 | 7 | 8 | 0.56 | 13606480084314 | 3 | 1683 | 23 | 8 | 10 |  | 43606480084315 | 33 | 18868 | 40 | 30 | 30 | [10 empty] | 2 | Y | [12 empty] | CUD | ZD | 8536201090 | [14 empty] | Automaat iC60L 4P 63A C | Disjoncteur iC60L 4P 63A C | [17 empty] | https://eref.se.com/be/nl/sis-tarif/product/A9F94463 | https://eref.se.com/be/fr/sis-tarif/product/A9F94463
Schneider Electric | Schneider Electric | 01022021 |  | Schneider Electric |  | SED | A9F94470 |  |  | 122.72 |  | 1 |  | 3 | iC60L 4P C0.5 | iC60L 4P 0,5A C |  | Acti9 iC60L 4P C 0,5A MCB | [8 empty] | 09.07 | 1 | [8 empty] | 1 | 3606480084119 | 0 |  | 444 | 9 | 8 | 7 | 0.504 | 13606480084116 | 3 | 1388 | 22 | 8 | 10 |  | 43606480084117 | 33 | 15979 | 40 | 30 | 30 | [10 empty] | 6 | N | [12 empty] | CUD | ZD | 8536201090 | [14 empty] | Automaat iC60L 4P 0,5A C | Disjoncteur iC60L 4P 0,5A C | [17 empty] | https://eref.se.com/be/nl/sis-tarif/product/A9F94470 | https://eref.se.com/be/fr/sis-tarif/product/A9F94470
Schneider Electric | Schneider Electric | 01022021 |  | Schneider Electric |  | SED | A9F95101 |  |  | 33.52 |  | 1 |  | 12 | iC60L 1P K1 | iC60L 1P 1A K |  | Acti9 iC60L 1P K 1A MCB | [8 empty] | 09.07 | 1 | [8 empty] | 1 | 3606480084744 | 0 |  | 113 | 10 | 7 | 2 | 0.14 | 13606480084741 | 12 | 1413 | 23 | 8 | 10 |  | 43606480084742 | 132 | 16030 | 40 | 30 | 30 | [10 empty] | 6 | N | [12 empty] | CUD | ZD | 8536201090 | [14 empty] | Automaat iC60L 1P 1A K | Disjoncteur iC60L 1P 1A K | [17 empty] | https://eref.se.com/be/nl/sis-tarif/product/A9F95101 | https://eref.se.com/be/fr/sis-tarif/product/A9F95101
Schneider Electric | Schneider Electric | 01022021 |  | Schneider Electric |  | SED | A9F95102 |  |  | 33.52 |  | 1 |  | 12 | iC60L 1P K2 | iC60L 1P 2A K |  | Acti9 iC60L 1P K 2A MCB | [8 empty] | 09.07 | 1 | [8 empty] | 1 | 3606480084799 | 0 |  | 113 | 10 | 8 | 2 | 0.16 | 13606480084796 | 12 | 1400 | 23 | 8 | 10 |  | 43606480084797 | 132 | 16019 | 40 | 30 | 30 | [10 empty] | 6 | N | [12 empty] | CUD | ZD | 8536201090 | [14 empty] | Automaat iC60L 1P 3A K | Disjoncteur iC60L 1P 3A K | [17 empty] | https://eref.se.com/be/nl/sis-tarif/product/A9F95102 | https://eref.se.com/be/fr/sis-tarif/product/A9F95102
Schneider Electric | Schneider Electric | 01022021 |  | Schneider Electric |  | SED | A9F95103 |  |  | 33.52 |  | 1 |  | 12 | iC60L 1P K3 | ACTI9 IC60L 1P 3A K DISJONCTEUR MINIATUR |  | Acti9 iC60L 1P K 3A MCB | [8 empty] | 09.07 | 1 | [8 empty] | 1 | 3606480085017 | 0 |  | 113 | 10 | 8 | 2 | 0.16 | 13606480085014 | 12 | 1404 | 22 | 8 | 10 |  | 43606480085015 | 132 | 15931 | 40 | 30 | 30 | [10 empty] | 2 | Y | [12 empty] | CUD | ZD | 8536201090 | [14 empty] | iC60L - miniatuurcircuitonderbreker - 1P - 3A - K curve | iC60L - disjoncteur modulaire - 1P - 3 A - courbe K | [17 empty] | https://eref.se.com/be/nl/sis-tarif/product/A9F95103 | https://eref.se.com/be/fr/sis-tarif/product/A9F95103
Schneider Electric | Schneider Electric | 01022021 |  | Schneider Electric |  | SED | A9F95104 |  |  | 33.52 |  | 1 |  | 12 | iC60L 1P K4 | iC60L 1P 4A K |  | Acti9 iC60L 1P K 4A MCB | [8 empty] | 09.07 | 1 | [8 empty] | 1 | 3606480084621 | 0 |  | 110 | 9 | 7 | 2 | 0.126 | 13606480084628 | 12 | 1377 | 23 | 8 | 9 |  | 43606480084629 | 132 | 15634 | 40 | 30 | 30 | [10 empty] | 6 | N | [12 empty] | CUD | ZD | 8536201090 | [14 empty] | Automaat iC60L 1P 4A K | Disjoncteur iC60L 1P 4A K | [17 empty] | https://eref.se.com/be/nl/sis-tarif/product/A9F95104 | https://eref.se.com/be/fr/sis-tarif/product/A9F95104
Schneider Electric | Schneider Electric | 01022021 |  | Schneider Electric |  | SED | A9F95106 |  |  | 27.88 |  | 1 |  | 12 | iC60L 1P K6 | iC60L 1P 6A K |  | Acti9 iC60L 1P K 6A MCB | [8 empty] | 09.07 | 1 | [8 empty] | 1 | 3606480084768 | 0 |  | 108 | 9 | 7 | 2 | 0.126 | 13606480084765 | 12 | 1351 | 22 | 8 | 10 |  | 43606480084766 | 132 | 15579 | 40 | 30 | 30 | [10 empty] | 6 | N | [12 empty] | CUD | ZD | 8536201090 | [14 empty] | Automaat iC60L 1P 6A K | Disjoncteur iC60L 1P 6A K | [17 empty] | https://eref.se.com/be/nl/sis-tarif/product/A9F95106 | https://eref.se.com/be/fr/sis-tarif/product/A9F95106
Schneider Electric | Schneider Electric | 01022021 |  | Schneider Electric |  | SED | A9F95110 |  |  | 27.88 |  | 1 |  | 12 | iC60L 1P K10 | iC60L 1P 10A K |  | Acti9 iC60L 1P K 10A MCB | [8 empty] | 09.07 | 1 | [8 empty] | 1 | 3606480084775 | 0 |  | 110 | 9 | 8 | 2 | 0.144 | 13606480084772 | 12 | 1380 | 22 | 8 | 10 |  | 43606480084773 | 132 | 15766 | 40 | 30 | 30 | [10 empty] | 6 | N | [12 empty] | CUD | ZD | 8536201090 | [14 empty] | Automaat iC60L 1P 10A K | Disjoncteur iC60L 1P 10A K | [17 empty] | https://eref.se.com/be/nl/sis-tarif/product/A9F95110 | https://eref.se.com/be/fr/sis-tarif/product/A9F95110
Schneider Electric | Schneider Electric | 01022021 |  | Schneider Electric |  | SED | A9F95116 |  |  | 27.88 |  | 1 |  | 12 | iC60L 1P K16 | iC60L 1P 16A K |  | Acti9 iC60L 1P K 16A MCB | [8 empty] | 09.07 | 1 | [8 empty] | 1 | 3606480084652 | 0 |  | 124 | 9 | 2 | 8 | 0.144 | 13606480084659 | 12 | 1558 | 22.5 | 9.8 | 8 |  | 43606480084650 | 48 | 6687 | 40 | 30 | 15 | [10 empty] | 2 | Y | [12 empty] | CUD | ZD | 8536201090 | [14 empty] | Automaat iC60L 1P 16A K | Disjoncteur iC60L 1P 16A K | [17 empty] | https://eref.se.com/be/nl/sis-tarif/product/A9F95116 | https://eref.se.com/be/fr/sis-tarif/product/A9F95116
Schneider Electric | Schneider Electric | 01022021 |  | Schneider Electric |  | SED | A9F95120 |  |  | 27.88 |  | 1 |  | 12 | iC60L 1P K20 | iC60L 1P 20A K |  | Acti9 iC60L 1P K 20A MCB | [8 empty] | 09.07 | 1 | [8 empty] | 12 | 3606480084669 | 0 |  | 124 | 9 | 2 | 8 | 0.144 | 13606480084666 | 12 | 1558 | 22.5 | 9.8 | 8 |  | 43606480084667 | 48 | 6687 | 40 | 30 | 15 | [10 empty] | 12 | N | [12 empty] | CUD | ZD | 8536201090 | [14 empty] | Automaat iC60L 1P 20A K | Disjoncteur iC60L 1P 20A K | [17 empty] | https://eref.se.com/be/nl/sis-tarif/product/A9F95120 | https://eref.se.com/be/fr/sis-tarif/product/A9F95120
Schneider Electric | Schneider Electric | 01022021 |  | Schneider Electric |  | SED | A9F95125 |  |  | 27.88 |  | 1 |  | 12 | iC60L 1P K25 | iC60L 1P 25A K |  | Acti9 iC60L 1P K 25A MCB | [8 empty] | 09.07 | 1 | [8 empty] | 12 | 3606480084676 | 0 |  | 124 | 9 | 2 | 8 | 0.144 | 13606480084673 | 12 | 1558 | 22.5 | 9.8 | 8 |  | 43606480084674 | 48 | 6687 | 40 | 30 | 15 | [10 empty] | 12 | N | [12 empty] | CUD | ZD | 8536201090 | [14 empty] | Automaat iC60L 1P 25A K | Disjoncteur iC60L 1P 25A K | [17 empty] | https://eref.se.com/be/nl/sis-tarif/product/A9F95125 | https://eref.se.com/be/fr/sis-tarif/product/A9F95125
Schneider Electric | Schneider Electric | 01022021 |  | Schneider Electric |  | SED | A9F95132 |  |  | 27.88 |  | 1 |  | 12 | iC60L 1P K32 | iC60L 1P 32A K |  | Acti9 iC60L 1P K 32A MCB | [8 empty] | 09.07 | 1 | [8 empty] | 12 | 3606480084683 | 0 |  | 130 | 9 | 8 | 2 | 0.144 | 13606480084680 | 12 | 1558 | 22.5 | 9.8 | 8 |  | 43606480084681 | 48 | 6687 | 40 | 30 | 15 | [10 empty] | 12 | N | [12 empty] | CUD | ZD | 8536201090 | [14 empty] | Automaat iC60L 1P 32A K | Disjoncteur iC60L 1P 32A K | [17 empty] | https://eref.se.com/be/nl/sis-tarif/product/A9F95132 | https://eref.se.com/be/fr/sis-tarif/product/A9F95132
Schneider Electric | Schneider Electric | 01022021 |  | Schneider Electric |  | SED | A9F95140 |  |  | 33.52 |  | 1 |  | 12 | iC60L 1P K40 | iC60L 1P 40A K |  | Acti9 iC60L 1P K 40A MCB | [8 empty] | 09.07 | 1 | [8 empty] | 12 | 3606480084690 | 0 |  | 130.5 | 9 | 8 | 2 | 0.144 | 13606480084697 | 12 | 1558 | 22.5 | 10 | 8 |  | 43606480084698 | 48 | 6687 | 40 | 30 | 15 | [10 empty] | 12 | N | [12 empty] | CUD | ZD | 8536201090 | [14 empty] | Automaat iC60L 1P 40A K | Disjoncteur iC60L 1P 40A K | [17 empty] | https://eref.se.com/be/nl/sis-tarif/product/A9F95140 | https://eref.se.com/be/fr/sis-tarif/product/A9F95140
Schneider Electric | Schneider Electric | 01022021 |  | Schneider Electric |  | SED | A9F95170 |  |  | 33.52 |  | 1 |  | 12 | iC60L 1P K0.5 | ACTI9 IC60L 1P 0,5A K DISJONCTEUR MINIAT |  | Acti9 iC60L 1P K 0,5A MCB | [8 empty] | 09.07 | 1 | [8 empty] | 12 | 3606480084751 | 0 |  | 124 | 9 | 8 | 2 | 0.144 | 13606480084758 | 12 | 1558 | 22.5 | 9.8 | 8 |  | 43606480084759 | 48 | 6687 | 40 | 30 | 15 | [10 empty] | 12 | N | [12 empty] | CUD | ZD | 8536201090 | [14 empty] | Automaat iC60L 1P 0,5A K | Disjoncteur iC60L 1P 0,5A K | [17 empty] | https://eref.se.com/be/nl/sis-tarif/product/A9F95170 | https://eref.se.com/be/fr/sis-tarif/product/A9F95170
Schneider Electric | Schneider Electric | 01022021 |  | Schneider Electric |  | SED | A9F95172 |  |  | 33.52 |  | 1 |  | 12 | IC60L 1P K1,6 | ACTI9 IC60L 1P 1,6A K DISJONCTEUR MINIAT |  | Acti9 iC60L 1P K 1,6A MCB | [8 empty] | 09.07 | 1 | [8 empty] | 1 | 3606480084713 | 0 |  | 109 | 10 | 7 | 2 | 0.14 | 13606480084710 | 12 | 1361 | 22 | 8 | 10 |  | 43606480084711 | 132 | 15458 | 40 | 30 | 30 | [10 empty] | 6 | N | [12 empty] | CUD | ZD | 8536201090 | [14 empty] | Automaat iC60L 1P 1,6A K | Disjoncteur iC60L 1P 1,6A K | [17 empty] | https://eref.se.com/be/nl/sis-tarif/product/A9F95172 | https://eref.se.com/be/fr/sis-tarif/product/A9F95172
Schneider Electric | Schneider Electric | 01022021 |  | Schneider Electric |  | SED | A9F95201 |  |  | 72.49 |  | 1 |  | 6 | iC60L 2P K1 | iC60L 2P 1A K |  | Acti9 iC60L 2P K 1A MCB | [8 empty] | 09.07 | 1 | [8 empty] | 1 | 3606480084904 | 0 |  | 224 | 9 | 7 | 4 | 0.252 | 13606480084901 | 6 | 1398 | 22 | 8 | 10 | [17 empty] | 6 | N | [12 empty] | CUD | ZD | 8536201090 | [14 empty] | Automaat iC60L 2P 1A K | Disjoncteur iC60L 2P 1A K | [17 empty] | https://eref.se.com/be/nl/sis-tarif/product/A9F95201 | https://eref.se.com/be/fr/sis-tarif/product/A9F95201
Schneider Electric | Schneider Electric | 01022021 |  | Schneider Electric |  | SED | A9F95202 |  |  | 72.49 |  | 1 |  | 6 | iC60L 2P K2 | iC60L 2P 2A K |  | Acti9 iC60L 2P K 2A MCB | [8 empty] | 09.07 | 1 | [8 empty] | 1 | 3606480084874 | 0 |  | 234 | 9 | 7 | 4 | 0.252 | 13606480084871 | 6 | 1410 | 22 | 8 | 10 |  | 43606480084872 | 66 | 15961 | 40 | 30 | 30 | [10 empty] | 6 | N | [12 empty] | CUD | ZD | 8536201090 | [14 empty] | Automaat iC60L 2P 2A K | Disjoncteur iC60L 2P 2A K | [17 empty] | https://eref.se.com/be/nl/sis-tarif/product/A9F95202 | https://eref.se.com/be/fr/sis-tarif/product/A9F95202
Schneider Electric | Schneider Electric | 01022021 |  | Schneider Electric |  | SED | A9F95203 |  |  | 92.27 |  | 1 |  | 6 | iC60L 2P K3 | iC60L 2P 3A K |  | Acti9 iC60L 2P K 3A MCB | [8 empty] | 09.07 | 1 | [8 empty] | 1 | 3606480084867 | 0 |  | 226 | 9 | 7 | 4 | 0.252 | 13606480084864 | 6 | 1399 | 23 | 8 | 10 |  | 43606480084865 | 66 | 16102 | 40 | 30 | 30 | [10 empty] | 6 | N | [12 empty] | CUD | ZD | 8536201090 | [14 empty] | Automaat iC60L 2P 3A K | Disjoncteur iC60L 2P 3A K | [17 empty] | https://eref.se.com/be/nl/sis-tarif/product/A9F95203 | https://eref.se.com/be/fr/sis-tarif/product/A9F95203
Schneider Electric | Schneider Electric | 01022021 |  | Schneider Electric |  | SED | A9F95204 |  |  | 72.49 |  | 1 |  | 6 | iC60L 2P K4 | iC60L 2P 4A K |  | Acti9 iC60L 2P K 4A MCB | [8 empty] | 09.07 | 1 | [8 empty] | 1 | 3606480084850 | 0 |  | 218 | 9 | 7 | 4 | 0.252 | 13606480084857 | 6 | 1368 | 23 | 8 | 10 |  | 43606480084858 | 66 | 15757 | 40 | 30 | 30 | [10 empty] | 6 | N | [12 empty] | CUD | ZD | 8536201090 | [14 empty] | Automaat iC60L 2P 4A K | Disjoncteur iC60L 2P 4A K | [17 empty] | https://eref.se.com/be/nl/sis-tarif/product/A9F95204 | https://eref.se.com/be/fr/sis-tarif/product/A9F95204
Schneider Electric | Schneider Electric | 01022021 |  | Schneider Electric |  | SED | A9F95206 |  |  | 57.42 |  | 1 |  | 6 | iC60L 2P K6 | iC60L 2P 6A K |  | Acti9 iC60L 2P K 6A MCB | [8 empty] | 09.07 | 1 | [8 empty] | 1 | 3606480084638 | 0 |  | 215 | 9 | 7 | 4 | 0.252 | 13606480084635 | 6 | 1348 | 22 | 8 | 10 |  | 43606480084636 | 66 | 15550 | 40 | 30 | 30 | [10 empty] | 6 | N | [12 empty] | CUD | ZD | 8536201090 | [14 empty] | Automaat iC60L 2P 6A K | Disjoncteur iC60L 2P 6A K | [17 empty] | https://eref.se.com/be/nl/sis-tarif/product/A9F95206 | https://eref.se.com/be/fr/sis-tarif/product/A9F95206
Schneider Electric | Schneider Electric | 01022021 |  | Schneider Electric |  | SED | A9F95210 |  |  | 57.42 |  | 1 |  | 6 | iC60L 2P K10 | iC60L 2P 10A K |  | Acti9 iC60L 2P K 10A MCB | [8 empty] | 09.07 | 1 | [8 empty] | 1 | 3606480084843 | 0 |  | 220 | 8 | 8 | 4 | 0.256 | 13606480084840 | 6 | 1376 | 20 | 30 | 2.77 |  | 43606480084841 | 66 | 15767 | 40 | 30 | 30 | [10 empty] | 6 | N | [12 empty] | CUD | ZD | 8536201090 | [14 empty] | Automaat iC60L 2P 10A K | Disjoncteur iC60L 2P 10A K | [17 empty] | https://eref.se.com/be/nl/sis-tarif/product/A9F95210 | https://eref.se.com/be/fr/sis-tarif/product/A9F95210
Schneider Electric | Schneider Electric | 01022021 |  | Schneider Electric |  | SED | A9F95216 |  |  | 57.42 |  | 1 |  | 6 | iC60L 2P K16 | iC60L 2P 16A K |  | Acti9 iC60L 2P K 16A MCB | [8 empty] | 09.07 | 1 | [8 empty] | 1 | 3606480084720 | 0 |  | 234 | 10 | 8 | 4 | 0.32 | 13606480084727 | 6 | 2404 | 23 | 8 | 10 |  | 43606480084728 | 66 | 15992 | 40 | 30 | 30 | [10 empty] | 6 | N | [12 empty] | CUD | ZD | 8536201090 | [14 empty] | Automaat iC60L 2P 16A K | Disjoncteur iC60L 2P 16A K | [17 empty] | https://eref.se.com/be/nl/sis-tarif/product/A9F95216 | https://eref.se.com/be/fr/sis-tarif/product/A9F95216
Schneider Electric | Schneider Electric | 01022021 |  | Schneider Electric |  | SED | A9F95220 |  |  | 57.42 |  | 1 |  | 6 | iC60L 2P K20 | iC60L 2P 20A K |  | Acti9 iC60L 2P K 20A MCB | [8 empty] | 09.07 | 1 | [8 empty] | 1 | 3606480084782 | 0 |  | 225 | 9 | 7 | 4 | 0.252 | 13606480084789 | 6 | 1409 | 23 | 8 | 10 |  | 43606480084780 | 66 | 15929 | 40 | 30 | 30 | [10 empty] | 6 | N | [12 empty] | CUD | ZD | 8536201090 | [14 empty] | Automaat iC60L 2P 20A K | Disjoncteur iC60L 2P 20A K | [17 empty] | https://eref.se.com/be/nl/sis-tarif/product/A9F95220 | https://eref.se.com/be/fr/sis-tarif/product/A9F95220
Schneider Electric | Schneider Electric | 01022021 |  | Schneider Electric |  | SED | A9F95225 |  |  | 57.42 |  | 1 |  | 6 | iC60L 2P K25 | iC60L 2P 25A K |  | Acti9 iC60L 2P K 25A MCB | [8 empty] | 09.07 | 1 | [8 empty] | 1 | 3606480084829 | 0 |  | 230 | 9 | 7 | 4 | 0.252 | 13606480084826 | 6 | 1439 | 22 | 8 | 10 |  | 43606480084827 | 66 | 16316 | 40 | 30 | 30 | [10 empty] | 6 | N | [12 empty] | CUD | ZD | 8536201090 | [14 empty] | Automaat iC60L 2P 25A K | Disjoncteur iC60L 2P 25A K | [17 empty] | https://eref.se.com/be/nl/sis-tarif/product/A9F95225 | https://eref.se.com/be/fr/sis-tarif/product/A9F95225
Schneider Electric | Schneider Electric | 01022021 |  | Schneider Electric |  | SED | A9F95232 |  |  | 57.42 |  | 1 |  | 6 | iC60L 2P K32 | iC60L 2P 32A K |  | Acti9 iC60L 2P K 32A MCB | [8 empty] | 09.07 | 1 | [8 empty] | 1 | 3606480084645 | 0 |  | 253 | 9 | 7 | 4 | 0.252 | 13606480084642 | 6 | 1567 | 22 | 8 | 10 |  | 43606480084643 | 66 | 17956 | 40 | 30 | 30 | [10 empty] | 6 | N | [12 empty] | CUD | ZD | 8536201090 | [14 empty] | Automaat iC60L 2P 32A K | Disjoncteur iC60L 2P 32A K | [17 empty] | https://eref.se.com/be/nl/sis-tarif/product/A9F95232 | https://eref.se.com/be/fr/sis-tarif/product/A9F95232
Schneider Electric | Schneider Electric | 01022021 |  | Schneider Electric |  | SED | A9F95240 |  |  | 72.49 |  | 1 |  | 6 | iC60L 2P K40 | iC60L 2P 40A K |  | Acti9 iC60L 2P K 40A MCB | [8 empty] | 09.07 | 1 | [8 empty] | 1 | 3606480084805 | 0 |  | 259 | 9 | 8 | 4 | 0.288 | 13606480084802 | 6 | 1601 | 22 | 8 | 10 |  | 43606480084803 | 66 | 18241 | 40 | 30 | 30 | [10 empty] | 6 | N | [12 empty] | CUD | ZD | 8536201090 | [14 empty] | Automaat iC60L 2P 40A K | Disjoncteur iC60L 2P 40A K | [17 empty] | https://eref.se.com/be/nl/sis-tarif/product/A9F95240 | https://eref.se.com/be/fr/sis-tarif/product/A9F95240
Schneider Electric | Schneider Electric | 01022021 |  | Schneider Electric |  | SED | A9F95270 |  |  | 72.49 |  | 1 |  | 6 | iC60L 2P K0.5 | ACTI9 IC60L 2P 0,5A K DISJONCTEUR MINIAT |  | Acti9 iC60L 2P K 0,5A MCB | [8 empty] | 09.07 | 1 | [8 empty] | 6 | 3606480084928 | 0 |  | 248 | 9 | 4 | 8 | 0.288 | 13606480084925 | 6 | 1558 | 22.5 | 9.8 | 8 |  | 43606480084926 | 24 | 6687 | 40 | 30 | 15 | [10 empty] | 12 | N | [12 empty] | CUD | ZD | 8536201090 | [14 empty] | Automaat iC60L 2P 0,6A K | Disjoncteur iC60L 2P 0,5A K | [17 empty] | https://eref.se.com/be/nl/sis-tarif/product/A9F95270 | https://eref.se.com/be/fr/sis-tarif/product/A9F95270
Schneider Electric | Schneider Electric | 01022021 |  | Schneider Electric |  | SED | A9F95272 |  |  | 72.49 |  | 1 |  | 6 | IC60L 2P 1,6A K | ACTI9 IC60L 2P 1,6A K DISJONCTEUR MINIAT |  | Acti9 iC60L 2P K 1,6A MCB | [8 empty] | 09.07 | 1 | [8 empty] | 1 | 3606480084911 | 0 |  | 226 | 10 | 8 | 4 | 0.32 | 13606480084918 | 6 | 1411 | 23 | 8 | 10 |  | 43606480084919 | 66 | 16008 | 40 | 30 | 30 | [10 empty] | 12 | N | [12 empty] | CUD | ZD | 8536201090 | [14 empty] | Automaat iC60L 2P 1,6A K | Disjoncteur iC60L 2P 1,6A K | [17 empty] | https://eref.se.com/be/nl/sis-tarif/product/A9F95272 | https://eref.se.com/be/fr/sis-tarif/product/A9F95272
Schneider Electric | Schneider Electric | 01022021 |  | Schneider Electric |  | SED | A9F95301 |  |  | 106.63 |  | 1 |  | 4 | iC60L 3P K1 | iC60L 3P 1A K |  | Acti9 iC60L 3P K 1A MCB | [8 empty] | 09.07 | 1 | [8 empty] | 1 | 3606480084942 | 0 |  | 336 | 10 | 8 | 6 | 0.48 | 13606480084949 | 4 | 1400 | 22 | 8 | 10 |  | 43606480084940 | 44 | 15887 | 40 | 30 | 30 | [10 empty] | 6 | N | [12 empty] | CUD | ZD | 8536201090 | [14 empty] | Automaat iC60L 3P 1A K | Disjoncteur iC60L 3P 1A K | [17 empty] | https://eref.se.com/be/nl/sis-tarif/product/A9F95301 | https://eref.se.com/be/fr/sis-tarif/product/A9F95301
Schneider Electric | Schneider Electric | 01022021 |  | Schneider Electric |  | SED | A9F95302 |  |  | 106.63 |  | 1 |  | 4 | iC60L 3P K2 | iC60L 3P 2A K |  | Acti9 iC60L 3P K 2A MCB | [8 empty] | 09.07 | 1 | [8 empty] | 1 | 3606480084973 | 0 |  | 332 | 9 | 7 | 5 | 0.315 | 13606480084970 | 4 | 1384 | 22 | 8 | 10 |  | 43606480084971 | 44 | 15711 | 40 | 30 | 30 | [10 empty] | 6 | N | [12 empty] | CUD | ZD | 8536201090 | [14 empty] | Automaat iC60L 3P 2A K | Disjoncteur iC60L 3P 2A K | [17 empty] | https://eref.se.com/be/nl/sis-tarif/product/A9F95302 | https://eref.se.com/be/fr/sis-tarif/product/A9F95302
Schneider Electric | Schneider Electric | 01022021 |  | Schneider Electric |  | SED | A9F95303 |  |  | 106.63 |  | 1 |  | 4 | iC60L 3P K3 | ACTI9 IC60L 3P 3A K DISJONCTEUR MINIATUR |  | Acti9 iC60L 3P K 3A MCB | [8 empty] | 09.07 | 1 | [8 empty] | 1 | 3606480084959 | 0 |  | 337 | 10 | 7 | 5 | 0.35 | 13606480084956 | 4 | 1405 | 23 | 8 | 10 |  | 43606480084957 | 44 | 15942 | 40 | 30 | 30 | [10 empty] | 6 | N | [12 empty] | CUD | ZD | 8536201090 | [14 empty] | Automaat iC60L 3P 3A K | Disjoncteur iC60L 3P 3A K | [17 empty] | https://eref.se.com/be/nl/sis-tarif/product/A9F95303 | https://eref.se.com/be/fr/sis-tarif/product/A9F95303
Schneider Electric | Schneider Electric | 01022021 |  | Schneider Electric |  | SED | A9F95304 |  |  | 106.63 |  | 1 |  | 4 | iC60L 3P K4 | iC60L 3P 4A K |  | Acti9 iC60L 3P K 4A MCB | [8 empty] | 09.07 | 1 | [8 empty] | 1 | 3606480084966 | 0 |  | 332 | 9 | 7 | 5 | 0.315 | 13606480084963 | 4 | 1378 | 22 | 8 | 10 | [17 empty] | 6 | N | [12 empty] | CUD | ZD | 8536201090 | [14 empty] | Automaat iC60L 3P 4A K | Disjoncteur iC60L 3P 4A K | [17 empty] | https://eref.se.com/be/nl/sis-tarif/product/A9F95304 | https://eref.se.com/be/fr/sis-tarif/product/A9F95304
Schneider Electric | Schneider Electric | 01022021 |  | Schneider Electric |  | SED | A9F95306 |  |  | 85.09 |  | 1 |  | 4 | iC60L 3P K6 | iC60L 3P 6A K |  | Acti9 iC60L 3P K 6A MCB | [8 empty] | 09.07 | 1 | [8 empty] | 1 | 3606480084898 | 0 |  | 321 | 10 | 7 | 5 | 0.35 | 13606480084895 | 4 | 1353 | 22 | 8 | 10 |  | 43606480084896 | 44 | 15326 | 40 | 30 | 30 | [10 empty] | 6 | N | [12 empty] | CUD | ZD | 8536201090 | [14 empty] | Automaat iC60L 3P 6A K | Disjoncteur iC60L 3P 6A K | [17 empty] | https://eref.se.com/be/nl/sis-tarif/product/A9F95306 | https://eref.se.com/be/fr/sis-tarif/product/A9F95306
Schneider Electric | Schneider Electric | 01022021 |  | Schneider Electric |  | SED | A9F95310 |  |  | 85.09 |  | 1 |  | 4 | iC60L 3P K10 | iC60L 3P 10A K |  | Acti9 iC60L 3P K 10A MCB | [8 empty] | 09.07 | 1 | [8 empty] | 1 | 3606480085062 | 0 |  | 332 | 10 | 8 | 5 | 0.4 | 13606480085069 | 4 | 1375 | 22 | 8 | 9 |  | 43606480085060 | 44 | 15844 | 40 | 30 | 30 | [10 empty] | 6 | N | [12 empty] | CUD | ZD | 8536201090 | [14 empty] | Automaat iC60L 3P 10A K | Disjoncteur iC60L 3P 10A K | [17 empty] | https://eref.se.com/be/nl/sis-tarif/product/A9F95310 | https://eref.se.com/be/fr/sis-tarif/product/A9F95310
Schneider Electric | Schneider Electric | 01022021 |  | Schneider Electric |  | SED | A9F95316 |  |  | 85.09 |  | 1 |  | 4 | iC60L 3P K16 | iC60L 3P 16A K |  | Acti9 iC60L 3P K 16A MCB | [8 empty] | 09.07 | 1 | [8 empty] | 1 | 3606480084980 | 0 |  | 336 | 9 | 7 | 5 | 0.315 | 13606480084987 | 4 | 1401 | 22 | 8 | 10 |  | 43606480084988 | 44 | 16124 | 40 | 30 | 30 | [10 empty] | 6 | N | [12 empty] | CUD | ZD | 8536201090 | [14 empty] | Automaat iC60L 3P 16A K | Disjoncteur iC60L 3P 16A K | [17 empty] | https://eref.se.com/be/nl/sis-tarif/product/A9F95316 | https://eref.se.com/be/fr/sis-tarif/product/A9F95316
Schneider Electric | Schneider Electric | 01022021 |  | Schneider Electric |  | SED | A9F95320 |  |  | 85.09 |  | 1 |  | 4 | iC60L 3P K20 | iC60L 3P 20A K |  | Acti9 iC60L 3P K 20A MCB | [8 empty] | 09.07 | 1 | [8 empty] | 1 | 3606480085055 | 0 |  | 340 | 10 | 7 | 6 | 0.42 | 13606480085052 | 4 | 1419 | 23 | 8 | 10 | [17 empty] | 6 | N | [12 empty] | CUD | ZD | 8536201090 | [14 empty] | Automaat iC60L 3P 20A K | Disjoncteur iC60L 3P 20A K | [17 empty] | https://eref.se.com/be/nl/sis-tarif/product/A9F95320 | https://eref.se.com/be/fr/sis-tarif/product/A9F95320
Schneider Electric | Schneider Electric | 01022021 |  | Schneider Electric |  | SED | A9F95325 |  |  | 85.09 |  | 1 |  | 4 | iC60L 3P K25 | iC60L 3P 25A K |  | Acti9 iC60L 3P K 25A MCB | [8 empty] | 09.07 | 1 | [8 empty] | 1 | 3606480085079 | 0 |  | 347.9 | 10 | 8 | 6 | 0.48 | 13606480085076 | 4 | 1444 | 23 | 8 | 10 |  | 43606480085077 | 44 | 16597 | 40 | 30 | 30 | [10 empty] | 6 | N | [12 empty] | CUD | ZD | 8536201090 | [14 empty] | Automaat iC60L 3P 25A K | Disjoncteur iC60L 3P 25A K | [17 empty] | https://eref.se.com/be/nl/sis-tarif/product/A9F95325 | https://eref.se.com/be/fr/sis-tarif/product/A9F95325
Schneider Electric | Schneider Electric | 01022021 |  | Schneider Electric |  | SED | A9F95332 |  |  | 85.09 |  | 1 |  | 4 | iC60L 3P K32 | iC60L 3P 32A K |  | Acti9 iC60L 3P K 32A MCB | [8 empty] | 09.07 | 1 | [8 empty] | 1 | 3606480085000 | 0 |  | 379 | 9 | 7 | 5 | 0.315 | 13606480085007 | 4 | 1570 | 22 | 8 | 10 |  | 43606480085008 | 44 | 17983 | 40 | 30 | 30 | [10 empty] | 6 | N | [12 empty] | CUD | ZD | 8536201090 | [14 empty] | Automaat iC60L 3P 32A K | Disjoncteur iC60L 3P 32A K | [17 empty] | https://eref.se.com/be/nl/sis-tarif/product/A9F95332 | https://eref.se.com/be/fr/sis-tarif/product/A9F95332
Schneider Electric | Schneider Electric | 01022021 |  | Schneider Electric |  | SED | A9F95340 |  |  | 106.63 |  | 1 |  | 4 | iC60L 3P K40 | iC60L 3P 40A K |  | Acti9 iC60L 3P K 40A MCB | [8 empty] | 09.07 | 1 | [8 empty] | 1 | 3606480085048 | 0 |  | 376 | 9 | 7 | 5 | 0.315 | 13606480085045 | 4 | 1607 | 22 | 8 | 10 |  | 43606480085046 | 44 | 17804 | 40 | 30 | 30 | [10 empty] | 6 | N | [12 empty] | CUD | ZD | 8536201090 | [14 empty] | Automaat iC60L 3P 40A K | Disjoncteur iC60L 3P 40A K | [17 empty] | https://eref.se.com/be/nl/sis-tarif/product/A9F95340 | https://eref.se.com/be/fr/sis-tarif/product/A9F95340
Schneider Electric | Schneider Electric | 01022021 |  | Schneider Electric |  | SED | A9F95350 |  |  | 149.25 |  | 1 |  | 4 | iC60L 3P K50 | iC60L 3P 50A K |  | Acti9 iC60L 3P K 50A MCB | [8 empty] | 09.07 | 1 | [8 empty] | 1 | 3606480085024 | 0 |  | 403 | 9 | 7 | 5 | 0.315 | 13606480085021 | 4 | 1662 | 22 | 8 | 10 |  | 43606480085022 | 44 | 18935 | 40 | 30 | 30 | [10 empty] | 6 | N | [12 empty] | CUD | ZD | 8536201090 | [14 empty] | Automaat iC60L 3P 50A K | Disjoncteur iC60L 3P 50A K | [17 empty] | https://eref.se.com/be/nl/sis-tarif/product/A9F95350 | https://eref.se.com/be/fr/sis-tarif/product/A9F95350
Schneider Electric | Schneider Electric | 01022021 |  | Schneider Electric |  | SED | A9F95363 |  |  | 152.5 |  | 1 |  | 4 | iC60L 3P K63 | iC60L 3P 63A K |  | Acti9 iC60L 3P K 63A MCB | [8 empty] | 09.07 | 1 | [8 empty] | 4 | 3606480084997 | 0 |  | 371 | 9 | 8 | 5 | 0.36 | 13606480084994 | 4 | 1554 | 22.5 | 9.8 | 8 |  | 43606480084995 | 16 | 6671 | 40 | 30 | 15 | [10 empty] | 8 | N | [12 empty] | CUD | ZD | 8536201090 | [14 empty] | Automaat iC60L 3P 63A K | Disjoncteur iC60L 3P 63A K | [17 empty] | https://eref.se.com/be/nl/sis-tarif/product/A9F95363 | https://eref.se.com/be/fr/sis-tarif/product/A9F95363
Schneider Electric | Schneider Electric | 01022021 |  | Schneider Electric |  | SED | A9F95370 |  |  | 106.63 |  | 1 |  | 4 | iC60L 3P K0.5 | ACTI9 IC60L 3P 0,5A K DISJONCTEUR MINIAT |  | Acti9 iC60L 3P K 0,5A MCB | [8 empty] | 09.07 | 1 | [8 empty] | 4 | 3606480084935 | 0 |  | 371 | 9 | 5 | 8 | 0.36 | 13606480084932 | 4 | 1554 | 22.5 | 9.8 | 8 |  | 43606480084933 | 16 | 6671 | 40 | 30 | 15 | [10 empty] | 12 | N | [12 empty] | CUD | ZD | 8536201090 | [14 empty] | Automaat iC60L 3P 0,5A K | Disjoncteur iC60L 3P 0,5A K | [17 empty] | https://eref.se.com/be/nl/sis-tarif/product/A9F95370 | https://eref.se.com/be/fr/sis-tarif/product/A9F95370
Schneider Electric | Schneider Electric | 01022021 |  | Schneider Electric |  | SED | A9F95372 |  |  | 106.63 |  | 1 |  | 4 | IC60L 3P 1,6A K | ACTI9 IC60L 3P 1,6A K DISJONCTEUR MINIAT |  | Acti9 iC60L 3P K 1,6A MCB | [8 empty] | 09.07 | 1 | [8 empty] | 1 | 3606480085031 | 0 |  | 339 | 10 | 8 | 5 | 0.4 | 13606480085038 | 4 | 1415 | 23 | 8 | 10 |  | 43606480085039 | 44 | 16052 | 40 | 30 | 30 | [10 empty] | 12 | N | [12 empty] | CUD | ZD | 8536201090 | [14 empty] | Automaat iC60L 3P 1,6A K | Disjoncteur iC60L 3P 1,6A K | [17 empty] | https://eref.se.com/be/nl/sis-tarif/product/A9F95372 | https://eref.se.com/be/fr/sis-tarif/product/A9F95372
Schneider Electric | Schneider Electric | 01022021 |  | Schneider Electric |  | SED | A9F95401 |  |  | 141.45 |  | 1 |  | 3 | iC60L 4P K1 | iC60L 4P 1A K |  | Acti9 iC60L 4P K 1A MCB | [8 empty] | 09.07 | 1 | [8 empty] | 1 | 3606480085123 | 0 |  | 447 | 10 | 7 | 7 | 0.49 | 13606480085120 | 3 | 1397 | 23 | 8 | 10 |  | 43606480085121 | 33 | 15854 | 40 | 30 | 30 | [10 empty] | 6 | N | [12 empty] | CUD | ZD | 8536201090 | [14 empty] | Automaat iC60L 4P 1A K | Disjoncteur iC60L 4P 1A K | [17 empty] | https://eref.se.com/be/nl/sis-tarif/product/A9F95401 | https://eref.se.com/be/fr/sis-tarif/product/A9F95401
Schneider Electric | Schneider Electric | 01022021 |  | Schneider Electric |  | SED | A9F95402 |  |  | 141.45 |  | 1 |  | 3 | iC60L 4P K2 | iC60L 4P 2A K |  | Acti9 iC60L 4P K 2A MCB | [8 empty] | 09.07 | 1 | [8 empty] | 1 | 3606480085161 | 0 |  | 444 | 9 | 7 | 7 | 0.441 | 13606480085168 | 3 | 1388 | 23 | 8 | 10 |  | 43606480085169 | 33 | 15821 | 40 | 30 | 30 | [10 empty] | 6 | N | [12 empty] | CUD | ZD | 8536201090 | [14 empty] | Automaat iC60L 4P 2A K | Disjoncteur iC60L 4P 2A K | [17 empty] | https://eref.se.com/be/nl/sis-tarif/product/A9F95402 | https://eref.se.com/be/fr/sis-tarif/product/A9F95402
Schneider Electric | Schneider Electric | 01022021 |  | Schneider Electric |  | SED | A9F95403 |  |  | 141.45 |  | 1 |  | 3 | iC60L 4P K3 | ACTI9 IC60L 4P 3A K DISJONCTEUR MINIATUR |  | Acti9 iC60L 4P K 3A MCB | [8 empty] | 09.07 | 1 | [8 empty] | 1 | 3606480085116 | 0 |  | 447 | 9 | 7 | 7 | 0.441 | 13606480085113 | 3 | 1396 | 23 | 10 | 8 |  | 43606480085114 | 33 | 15843 | 40 | 30 | 30 | [10 empty] | 12 | N | [12 empty] | CUD | ZD | 8536201090 | [14 empty] | Automaat iC60L 4P 3A K | Disjoncteur iC60L 4P 3A K | [17 empty] | https://eref.se.com/be/nl/sis-tarif/product/A9F95403 | https://eref.se.com/be/fr/sis-tarif/product/A9F95403
Schneider Electric | Schneider Electric | 01022021 |  | Schneider Electric |  | SED | A9F95404 |  |  | 141.45 |  | 1 |  | 3 | iC60L 4P K4 | iC60L 4P 4A K |  | Acti9 iC60L 4P K 4A MCB | [8 empty] | 09.07 | 1 | [8 empty] | 1 | 3606480085093 | 0 |  | 440 | 9 | 8 | 7 | 0.504 | 13606480085090 | 3 | 1376 | 22 | 8 | 10 |  | 43606480085091 | 33 | 15623 | 40 | 30 | 30 | [10 empty] | 12 | N | [12 empty] | CUD | ZD | 8536201090 | [14 empty] | Automaat iC60L 4P 4A K | Disjoncteur iC60L 4P 4A K | [17 empty] | https://eref.se.com/be/nl/sis-tarif/product/A9F95404 | https://eref.se.com/be/fr/sis-tarif/product/A9F95404
Schneider Electric | Schneider Electric | 01022021 |  | Schneider Electric |  | SED | A9F95406 |  |  | 111.34 |  | 1 |  | 3 | iC60L 4P K6 | iC60L 4P 6A K |  | Acti9 iC60L 4P K 6A MCB | [8 empty] | 09.07 | 1 | [8 empty] | 1 | 3606480085086 | 0 |  | 431 | 10 | 8 | 7 | 0.56 | 13606480085083 | 3 | 1352 | 23 | 8 | 10 |  | 43606480085084 | 33 | 15359 | 40 | 30 | 30 | [10 empty] | 6 | N | [12 empty] | CUD | ZD | 8536201090 | [14 empty] | Automaat iC60L 4P 6A K | Disjoncteur iC60L 4P 6A K | [17 empty] | https://eref.se.com/be/nl/sis-tarif/product/A9F95406 | https://eref.se.com/be/fr/sis-tarif/product/A9F95406
Schneider Electric | Schneider Electric | 01022021 |  | Schneider Electric |  | SED | A9F95410 |  |  | 111.34 |  | 1 |  | 3 | iC60L 4P K10 | iC60L 4P 10A K |  | Acti9 iC60L 4P K 10A MCB | [8 empty] | 09.07 | 1 | [8 empty] | 1 | 3606480085147 | 0 |  | 438 | 10 | 8 | 7 | 0.56 | 13606480085144 | 3 | 1370 | 22 | 8 | 9 |  | 43606480085145 | 33 | 15783 | 40 | 30 | 30 | [10 empty] | 6 | N | [12 empty] | CUD | ZD | 8536201090 | [14 empty] | Automaat iC60L 4P 10A K | Disjoncteur iC60L 4P 10A K | [17 empty] | https://eref.se.com/be/nl/sis-tarif/product/A9F95410 | https://eref.se.com/be/fr/sis-tarif/product/A9F95410
Schneider Electric | Schneider Electric | 01022021 |  | Schneider Electric |  | SED | A9F95416 |  |  | 111.34 |  | 1 |  | 3 | iC60L 4P K16 | iC60L 4P 16A K |  | Acti9 iC60L 4P K 16A MCB | [8 empty] | 09.07 | 1 | [8 empty] | 1 | 3606480084881 | 0 |  | 447 | 10 | 7 | 7 | 0.49 | 13606480084888 | 3 | 1408 | 20 | 30 | 2.83 |  | 43606480084889 | 33 | 16091 | 40 | 30 | 30 | [10 empty] | 6 | N | [12 empty] | CUD | ZD | 8536201090 | [14 empty] | Automaat iC60L 4P 16A K | Disjoncteur iC60L 4P 16A K | [17 empty] | https://eref.se.com/be/nl/sis-tarif/product/A9F95416 | https://eref.se.com/be/fr/sis-tarif/product/A9F95416
Schneider Electric | Schneider Electric | 01022021 |  | Schneider Electric |  | SED | A9F95420 |  |  | 111.34 |  | 1 |  | 3 | iC60L 4P K20 | iC60L 4P 20A K |  | Acti9 iC60L 4P K 20A MCB | [8 empty] | 09.07 | 1 | [8 empty] | 1 | 3606480085185 | 0 |  | 451 | 10 | 7 | 7 | 0.49 | 13606480085182 | 3 | 1411 | 23 | 8 | 10 |  | 43606480085183 | 33 | 16234 | 40 | 30 | 30 | [10 empty] | 6 | N | [12 empty] | CUD | ZD | 8536201090 | [14 empty] | Automaat iC60L 4P 20A K | Disjoncteur iC60L 4P 20A K | [17 empty] | https://eref.se.com/be/nl/sis-tarif/product/A9F95420 | https://eref.se.com/be/fr/sis-tarif/product/A9F95420
Schneider Electric | Schneider Electric | 01022021 |  | Schneider Electric |  | SED | A9F95425 |  |  | 111.34 |  | 1 |  | 3 | iC60L 4P K25 | iC60L 4P 25A K |  | Acti9 iC60L 4P K 25A MCB | [8 empty] | 09.07 | 1 | [8 empty] | 1 | 3606480085192 | 0 |  | 465 | 9 | 7 | 7 | 0.441 | 13606480085199 | 3 | 1459 | 20 | 30 | 3.07 |  | 43606480085190 | 33 | 16553 | 40 | 30 | 30 | [10 empty] | 6 | N | [12 empty] | CUD | ZD | 8536201090 | [14 empty] | Automaat iC60L 4P 25A K | Disjoncteur iC60L 4P 25A K | [17 empty] | https://eref.se.com/be/nl/sis-tarif/product/A9F95425 | https://eref.se.com/be/fr/sis-tarif/product/A9F95425
Schneider Electric | Schneider Electric | 01022021 |  | Schneider Electric |  | SED | A9F95432 |  |  | 111.34 |  | 1 |  | 3 | iC60L 4P K32 | iC60L 4P 32A K |  | Acti9 iC60L 4P K 32A MCB | [8 empty] | 09.07 | 1 | [8 empty] | 1 | 3606480085208 | 0 |  | 503 | 9 | 7 | 7 | 0.441 | 13606480085205 | 3 | 1568 | 22 | 8 | 10 |  | 43606480085206 | 33 | 17961 | 40 | 30 | 30 | [10 empty] | 6 | N | [12 empty] | CUD | ZD | 8536201090 | [14 empty] | Automaat iC60L 4P 32A K | Disjoncteur iC60L 4P 32A K | [17 empty] | https://eref.se.com/be/nl/sis-tarif/product/A9F95432 | https://eref.se.com/be/fr/sis-tarif/product/A9F95432
Schneider Electric | Schneider Electric | 01022021 |  | Schneider Electric |  | SED | A9F95440 |  |  | 141.45 |  | 1 |  | 3 | iC60L 4P K40 | iC60L 4P 40A K |  | Acti9 iC60L 4P K 40A MCB | [8 empty] | 09.07 | 1 | [8 empty] | 1 | 3606480085154 | 0 |  | 516 | 9 | 7 | 7 | 0.441 | 13606480085151 | 3 | 1601 | 22 | 8 | 10 |  | 43606480085152 | 33 | 18316 | 40 | 30 | 30 | [10 empty] | 6 | N | [12 empty] | CUD | ZD | 8536201090 | [14 empty] | Automaat iC60L 4P 40A K | Disjoncteur iC60L 4P 40A K | [17 empty] | https://eref.se.com/be/nl/sis-tarif/product/A9F95440 | https://eref.se.com/be/fr/sis-tarif/product/A9F95440
Schneider Electric | Schneider Electric | 01022021 |  | Schneider Electric |  | SED | A9F95450 |  |  | 171.18 |  | 1 |  | 3 | iC60L 4P K50 | iC60L 4P 50A K |  | Acti9 iC60L 4P K 50A MCB | [8 empty] | 09.07 | 1 | [8 empty] | 3 | 3606480085215 | 0 |  | 495 | 9 | 7 | 8 | 0.504 | 13606480085212 | 3 | 1555 | 22.5 | 9.8 | 8 |  | 43606480085213 | 12 | 6675 | 40 | 30 | 15 | [10 empty] | 12 | N | [12 empty] | CUD | ZD | 8536201090 | [14 empty] | Automaat iC60L 4P 50A K | Disjoncteur iC60L 4P 50A K | [17 empty] | https://eref.se.com/be/nl/sis-tarif/product/A9F95450 | https://eref.se.com/be/fr/sis-tarif/product/A9F95450
Schneider Electric | Schneider Electric | 01022021 |  | Schneider Electric |  | SED | A9F95463 |  |  | 208.72 |  | 1 |  | 3 | iC60L 4P K63 | iC60L 4P 63A K |  | Acti9 iC60L 4P K 63A MCB | [8 empty] | 09.07 | 1 | [8 empty] | 3 | 3606480085178 | 0 |  | 495 | 9 | 7 | 8 | 0.504 | 13606480085175 | 3 | 1555 | 22.5 | 9.8 | 8 |  | 43606480085176 | 12 | 6675 | 40 | 30 | 15 | [10 empty] | 12 | N | [12 empty] | CUD | ZD | 8536201090 | [14 empty] | Automaat iC60L 4P 63A K | Disjoncteur iC60L 4P 63A K | [17 empty] | https://eref.se.com/be/nl/sis-tarif/product/A9F95463 | https://eref.se.com/be/fr/sis-tarif/product/A9F95463
Schneider Electric | Schneider Electric | 01022021 |  | Schneider Electric |  | SED | A9F95470 |  |  | 141.45 |  | 1 |  | 3 | iC60L 4P K0.5 | ACTI9 IC60L 4P 0,5A K DISJONCTEUR MINIAT |  | Acti9 iC60L 4P K 0,5A MCB | [8 empty] | 09.07 | 1 | [8 empty] | 3 | 3606480085109 | 0 |  | 495 | 9 | 7 | 8 | 0.504 | 13606480085106 | 3 | 1555 | 22.5 | 9.8 | 8 |  | 43606480085107 | 12 | 6675 | 40 | 30 | 15 | [10 empty] | 12 | N | [12 empty] | CUD | ZD | 8536201090 | [14 empty] | Automaat iC60L 4P 0,5A K | Disjoncteur iC60L 4P 0,5A K | [17 empty] | https://eref.se.com/be/nl/sis-tarif/product/A9F95470 | https://eref.se.com/be/fr/sis-tarif/product/A9F95470
Schneider Electric | Schneider Electric | 01022021 |  | Schneider Electric |  | SED | A9F95472 |  |  | 141.45 |  | 1 |  | 3 | IC60L 4P 1,6A K | ACTI9 IC60L 4P 1,6A K DISJONCTEUR MINIAT |  | Acti9 iC60L 4P K 1,6A MCB | [8 empty] | 09.07 | 1 | [8 empty] | 1 | 3606480085130 | 0 |  | 452 | 10 | 8 | 7 | 0.56 | 13606480085137 | 3 | 1387 | 23 | 8 | 10 |  | 43606480085138 | 33 | 15744 | 40 | 30 | 30 | [10 empty] | 12 | N | [12 empty] | CUD | ZD | 8536201090 | [14 empty] | Automaat iC60L 4P 1,6A K | Disjoncteur iC60L 4P 1,6A K | [17 empty] | https://eref.se.com/be/nl/sis-tarif/product/A9F95472 | https://eref.se.com/be/fr/sis-tarif/product/A9F95472
Schneider Electric | Schneider Electric | 01022021 |  | Schneider Electric |  | SED | A9L00002 |  |  | 33.88 |  | 1 |  | 12 | C-NEUTRAL | Cartouche Neutre pour iPRD |  | CARTRIDGE C NEUTRAL FOR IPRD SURGE ARRES | [8 empty] | 09.07 | 1 | [8 empty] | 1 | 3606480506635 | 0 |  | 69 | 9 | 8 | 2 | 0.144 | 13606480506632 | 12 | 899 | 27.5 | 8 | 10 |  | 43606480506633 | 72 | 6107 | 40 | 30 | 30 | [10 empty] | 6 | N | [12 empty] | CUC | ZC | 8536309090 | [14 empty] | cartridge C-neutraal-350 voor overspanningsafleider iPRD | cartouche C neutre-350 pour parafoudre iPRD | [17 empty] | https://eref.se.com/be/nl/sis-tarif/product/A9L00002 | https://eref.se.com/be/fr/sis-tarif/product/A9L00002
Schneider Electric | Schneider Electric | 01022021 |  | Schneider Electric |  | SED | A9L08100 |  |  | 38.78 |  | 1 |  | 12 | IPRD 8 8 KA 350V 1P | Parafoudre iPRD8 8kA 350V 1P |  | IPRD 8 8 KA 350V 1P SURGE ARRESTER | [8 empty] | 09.07 | 1 | [8 empty] | 1 | 3606480506581 | 0 |  | 130 | 9 | 8 | 2 | 0.144 | 13606480506588 | 12 | 1635 | 28 | 10 | 8.5 |  | 43606480506589 | 108 | 15428 | 40 | 30 | 30 | [10 empty] | 6 | N | [12 empty] | CUC | ZC | 8536301090 | [14 empty] | iPRD8 modulaire overspanningsafleider - 1P - 350V | [18 empty] | https://eref.se.com/be/nl/sis-tarif/product/A9L08100 | https://eref.se.com/be/fr/sis-tarif/product/A9L08100
Schneider Electric | Schneider Electric | 01022021 |  | Schneider Electric |  | SED | A9L08102 |  |  | 24.56 |  | 1 |  | 12 | C8-340 | Cartouche pour iPRD8 |  | CARTRIDGE C8 350 FOR IPRD SURGE ARRESTER | [8 empty] | 09.07 | 1 | [8 empty] | 1 | 3606480506628 | 0 |  | 76 | 9 | 8 | 2 | 0.144 | 13606480506625 | 12 | 985 | 28.3 | 10.1 | 8.5 |  | 43606480506626 | 108 | 9578 | 40 | 30 | 30 | [10 empty] | 6 | N | [12 empty] | CUC | ZC | 8536309090 | [14 empty] | cartridge C20-350 voor overspanningsafleider iPRD | [18 empty] | https://eref.se.com/be/nl/sis-tarif/product/A9L08102 | https://eref.se.com/be/fr/sis-tarif/product/A9L08102
Schneider Electric | Schneider Electric | 01022021 |  | Schneider Electric |  | SED | A9L08122 |  |  | 29.11 |  | 1 |  | 12 | C8-460 | CARTOUCHE C8 460 POUR IPRD IT PARAFOUDRE |  | CARTRIDGE C8 460 FOR IPRD IT | [8 empty] | 09.07 | 1 | [8 empty] | 1 | 3606480801785 | 0 |  | 60 | 6 | 2 | 6 | 0.072 | 13606480801782 | 12 | 998 | 28 | 9 | 10 |  | 43606480801783 | 108 | 9469 | 40 | 30 | 30 | [10 empty] | 6 | N | [12 empty] | CUC | ZC | 8536309090 | [33 empty] | https://eref.se.com/be/nl/sis-tarif/product/A9L08122 | https://eref.se.com/be/fr/sis-tarif/product/A9L08122
Schneider Electric | Schneider Electric | 01022021 |  | Schneider Electric |  | SED | A9L08200 |  |  | 93.79 |  | 1 |  | 6 | IPRD 8 8 KA 350V 2P | Parafoudre iPRD8 8kA 350V 2P |  | IPRD 8 8 KA 350V 2P SURGE ARRESTER | [8 empty] | 09.07 | 1 | [8 empty] | 1 | 3606480506567 | 0 |  | 247 | 9 | 8 | 5 | 0.36 | 13606480506564 | 6 | 1560 | 28 | 8.5 | 9.8 |  | 43606480506565 | 54 | 14753 | 40 | 30 | 30 | [10 empty] | 6 | N | [12 empty] | CUC | ZC | 8536301090 | [14 empty] | iPRD8 modulaire overspanningsafleider - 2P - 350V | [18 empty] | https://eref.se.com/be/nl/sis-tarif/product/A9L08200 | https://eref.se.com/be/fr/sis-tarif/product/A9L08200
Schneider Electric | Schneider Electric | 01022021 |  | Schneider Electric |  | SED | A9L08300 |  |  | 135.85 |  | 1 |  | 4 | IPRD 8 8 KA 350V 3P | Parafoudre iPRD8 8kA 350V 3P |  | IPRD 8 8 KA 350V 3P SURGE ARRESTER | [8 empty] | 09.07 | 1 | [8 empty] | 1 | 3606480506550 | 0 |  | 356 | 9 | 8 | 7 | 0.504 | 13606480506557 | 4 | 1521 | 28 | 10 | 9 |  | 43606480506558 | 36 | 14176 | 40 | 30 | 30 |  |  | 432 | 177198 | 80 | 60 | 90 |  |  |  | 6 | N | [12 empty] | CUC | ZC | 8536301090 | [14 empty] | iPRD8 modulaire overspanningsafleider - 3P - 350V | [18 empty] | https://eref.se.com/be/nl/sis-tarif/product/A9L08300 | https://eref.se.com/be/fr/sis-tarif/product/A9L08300
Schneider Electric | Schneider Electric | 01022021 |  | Schneider Electric |  | SED | A9L08321 |  |  | 142.14 |  | 1 |  | 4 | IPRD 8R 8 KA 460V 3P IT | IPRD 8R 8 KA 460V 3P IT |  | iPRD 8r 8 KA 460V 3P IT with remote tran | [8 empty] | 09.07 | 1 | [8 empty] | 1 | 3606480801693 | 0 |  | 380 | 9 | 8 | 6 | 0.432 | 13606480801690 | 4 | 1602 | 28 | 9 | 10 |  | 43606480801691 | 36 | 14953 | 40 | 30 | 30 | [10 empty] | 6 | N | [12 empty] | CUC | ZC | 8536301090 | [33 empty] | https://eref.se.com/be/nl/sis-tarif/product/A9L08321 | https://eref.se.com/be/fr/sis-tarif/product/A9L08321
Schneider Electric | Schneider Electric | 01022021 |  | Schneider Electric |  | SED | A9L08400 |  |  | 162.13 |  | 1 |  | 3 | IPRD 8 8 KA 350V 4P | Parafoudre iPRD8 8kA 350V 4P |  | IPRD 8 8 KA 350V 4P SURGE ARRESTER | [8 empty] | 09.07 | 1 | [8 empty] | 1 | 3606480506536 | 0 |  | 455 | 9 | 8 | 8 | 0.576 | 13606480506533 | 3 | 1464 | 27.5 | 9.5 | 8 |  | 43606480506534 | 27 | 13663 | 40 | 30 | 30 |  |  | 324 | 172544 | 80 | 60 | 90 |  |  |  | 6 | N | [12 empty] | CUC | ZC | 8536301090 | [14 empty] | iPRD8 modulaire overspanningsafleider - 4P - 350V | [18 empty] | https://eref.se.com/be/nl/sis-tarif/product/A9L08400 | https://eref.se.com/be/fr/sis-tarif/product/A9L08400
Schneider Electric | Schneider Electric | 01022021 |  | Schneider Electric |  | SED | A9L08421 |  |  | 184.71 |  | 1 |  | 3 | IPRD 8R 8 KA 460V 4P IT | IPRD 8R 8 KA 460V 4P IT |  | iPRD 8r 8 KA 460V 4P IT with remote tran | [8 empty] | 09.07 | 1 | [8 empty] | 1 | 3606480801709 | 0 |  | 490 | 9 | 8 | 8 | 0.576 | 13606480801706 | 3 | 1560 | 28 | 8 | 10 |  | 43606480801707 | 27 | 14571 | 40 | 30 | 30 | [10 empty] | 6 | N | [12 empty] | CUC | ZC | 8536301090 | [33 empty] | https://eref.se.com/be/nl/sis-tarif/product/A9L08421 | https://eref.se.com/be/fr/sis-tarif/product/A9L08421
Schneider Electric | Schneider Electric | 01022021 |  | Schneider Electric |  | SED | A9L08500 |  |  | 93.79 |  | 1 |  | 6 | IPRD 8 8 KA 350V 1P+N | Parafoudre iPRD8 8kA 350V 1P+N |  | IPRD 8 8 KA 350V 1PN SURGE ARRESTER | [8 empty] | 09.07 | 1 | [8 empty] | 1 | 3606480506574 | 0 |  | 240 | 9 | 8 | 5 | 0.36 | 13606480506571 | 6 | 1530 | 28 | 10 | 9 |  | 43606480506572 | 54 | 14257 | 40 | 30 | 30 |  |  | 648 | 136404 | 80 | 60 | 90 |  |  |  | 6 | N | [12 empty] | CUC | ZC | 8536301090 | [14 empty] | iPRD8 modulaire overspanningsafleider - 1P + N - 350V | parafoudre modulaire iPRD8 - 1P + N - 350V | [17 empty] | https://eref.se.com/be/nl/sis-tarif/product/A9L08500 | https://eref.se.com/be/fr/sis-tarif/product/A9L08500
Schneider Electric | Schneider Electric | 01022021 |  | Schneider Electric |  | SED | A9L08501 |  |  | 112.64 |  | 1 |  | 6 | IPRD 8R 8 KA 350V 1P+N | Parafoudre iPRD8r 8kA 350V 1P+N |  | IPRD 8R 8 KA 350V 1PN WITH REMOTE TRANSF | [8 empty] | 09.07 | 1 | [8 empty] | 1 | 3606480506529 | 0 |  | 246 | 9 | 8 | 5 | 0.36 | 13606480506526 | 6 | 1562 | 28 | 10 | 9 |  | 43606480506527 | 54 | 14771 | 40 | 30 | 30 | [10 empty] | 6 | N | [12 empty] | CUC | ZC | 8536301090 | [14 empty] | iPRD8r modulaire overspanningsafleider-1P + N-350V-met overdracht op afstand | parafoudre modulaire iPRD8 - 1P + N - 350V - avec transfert à distance | [17 empty] | https://eref.se.com/be/nl/sis-tarif/product/A9L08501 | https://eref.se.com/be/fr/sis-tarif/product/A9L08501
Schneider Electric | Schneider Electric | 01022021 |  | Schneider Electric |  | SED | A9L08600 |  |  | 162.13 |  | 1 |  | 3 | ACTI9 PRD 8R 8KA 3P+N | Parafoudre iPRD8 8kA 350V 3P+N |  | iPRD 8 8 KA 350V 3PN | [8 empty] | 09.07 | 1 | [8 empty] | 1 | 3606480506543 | 0 |  | 453 | 9 | 8 | 8 | 0.576 | 13606480506540 | 3 | 1428 | 27.5 | 9.5 | 8 |  | 43606480506541 | 27 | 13565 | 40 | 30 | 30 | [10 empty] | 6 | N | [12 empty] | CUC | ZC | 8536301090 | [14 empty] | iPRD8 modulaire overspanningsafleider - 3P + N - 350V | parafoudre modulaire iPRD8 - 3P + N - 350V | [17 empty] | https://eref.se.com/be/nl/sis-tarif/product/A9L08600 | https://eref.se.com/be/fr/sis-tarif/product/A9L08600
Schneider Electric | Schneider Electric | 01022021 |  | Schneider Electric |  | SED | A9L08601 |  |  | 194.69 |  | 1 |  | 3 | IPRD 8R 8 KA 350V 3P+N | Parafoudre iPRD8r 8kA 350V 3P+N |  | IPRD 8R 8 KA 350V 3PN WITH REMOTE TRANSF | [8 empty] | 09.07 | 1 | [8 empty] | 1 | 3606480506512 | 0 |  | 464 | 9 | 8 | 8 | 0.576 | 13606480506519 | 3 | 1486 | 28 | 10 | 9 |  | 43606480506510 | 27 | 14087 | 40 | 30 | 30 | [10 empty] | 2 | Y | [12 empty] | CUC | ZC | 8536301090 | [14 empty] | iPRD8r modulaire overspanningsafleider-3P + N-350V-met overdracht op afstand | parafoudre modulaire iPRD8 - 3P + N - 350V - avec transfert à distance | [17 empty] | https://eref.se.com/be/nl/sis-tarif/product/A9L08601 | https://eref.se.com/be/fr/sis-tarif/product/A9L08601
Schneider Electric | Schneider Electric | 01022021 |  | Schneider Electric |  | SED | A9L15582 |  |  | 164.46 |  | 1 |  | 3 | PF 40 3P | iPF 40 40 kA 340V 3P |  | IPF 40 40 KA 340V 3P | [8 empty] | 09.07 | 1 | [8 empty] | 1 | 3606480089855 | 0 |  | 337 | 8 | 7 | 7 | 0.392 | 13606480089852 | 3 | 1087 | 28 | 8 | 10 |  | 43606480089853 | 36 | 13548 | 40 | 30 | 30 | [10 empty] | 2 | Y | [12 empty] | CUC | ZC | 8536303099 | [14 empty] | Overspanningsbegrenzer iPF 40 40 kA 340V 3P | Parafoudre iPF 40 40 kA 340V 3P | [17 empty] | https://eref.se.com/be/nl/sis-tarif/product/A9L15582 | https://eref.se.com/be/fr/sis-tarif/product/A9L15582
Schneider Electric | Schneider Electric | 01022021 |  | Schneider Electric |  | SED | A9L15597 |  |  | 154.66 |  | 1 |  | 3 | PF 20 3P | iPF 20 20 kA 340V 3P |  | IPF 20 20 KA 340V 3P SURGE ARRESTER | [8 empty] | 09.07 | 1 | [8 empty] | 1 | 3606480089930 | 0 |  | 360 | 9 | 8 | 8 | 0.576 | 13606480089937 | 3 | 1082 | 28 | 9 | 10 |  | 43606480089938 | 36 | 13426 | 40 | 30 | 30 | [10 empty] | 6 | N | [12 empty] | CUC | ZC | 8536303099 | [14 empty] | Overspanningsbegrenzer iPF 20 20 kA 340V 3P | Parafoudre iPF 20 20 kA 340V 3P | [17 empty] | https://eref.se.com/be/nl/sis-tarif/product/A9L15597 | https://eref.se.com/be/fr/sis-tarif/product/A9L15597
Schneider Electric | Schneider Electric | 01022021 |  | Schneider Electric |  | SED | A9L15686 |  |  | 121.27 |  | 1 |  | 12 | iPF 40 40 kA 340V 1P | iPF 40 40 kA 340V 1P |  | IPF 40 40 KA 340V 1P SURGE ARRESTER | [8 empty] | 09.07 | 1 | [8 empty] | 1 | 3606480089824 | 0 |  | 117 | 9 | 7 | 2 | 0.126 | 13606480089821 | 12 | 1478 | 28 | 8 | 10 |  | 43606480089822 | 120 | 15267 | 40 | 30 | 30 | [10 empty] | 6 | N | [12 empty] | CUC | ZC | 8536303099 | [14 empty] | Overspanningsbegrenzer iPF 40 40 kA 340V 1P | Parafoudre iPF 40 40 kA 340V 1P | [17 empty] | https://eref.se.com/be/nl/sis-tarif/product/A9L15686 | https://eref.se.com/be/fr/sis-tarif/product/A9L15686
Schneider Electric | Schneider Electric | 01022021 |  | Schneider Electric |  | SED | A9L15687 |  |  | 116.29 |  | 1 |  | 6 | PF 40 1P+N | iPF 40 40 kA 340V 1P N |  | IPF 40 40 KA 340V 1P N | [8 empty] | 09.07 | 1 | [8 empty] | 1 | 3606480089831 | 0 |  | 205 | 9 | 8 | 5 | 0.36 | 13606480089838 | 6 | 1303 | 28 | 9 | 10 |  | 43606480089839 | 72 | 15802 | 40 | 30 | 30 | [10 empty] | 12 | N | [12 empty] | CUC | ZC | 8536303099 | [14 empty] | Overspanningsbegrenzer iPF 40 40 kA 340V 1P N | Parafoudre iPF 40 40 kA 340V 1P N | [17 empty] | https://eref.se.com/be/nl/sis-tarif/product/A9L15687 | https://eref.se.com/be/fr/sis-tarif/product/A9L15687
Schneider Electric | Schneider Electric | 01022021 |  | Schneider Electric |  | SED | A9L15688 |  |  | 192.55 |  | 1 |  | 3 | PF 40 3P+N 340V | iPF 40 40 kA 340V 3P N |  | IPF 40 40 KA 340V 3P N | [8 empty] | 09.07 | 1 | [8 empty] | 1 | 3606480089879 | 0 |  | 407 | 8 | 7 | 7 | 0.392 | 13606480089876 | 3 | 1222 | 28 | 8 | 10 |  | 43606480089877 | 36 | 14881 | 40 | 30 | 30 | [10 empty] | 2 | Y | [12 empty] | CUC | ZC | 8536303099 | [14 empty] | Overspanningsbegrenzer iPF 40 40 kA 340V 3P N | Parafoudre iPF 40 40 kA 340V 3P N | [17 empty] | https://eref.se.com/be/nl/sis-tarif/product/A9L15688 | https://eref.se.com/be/fr/sis-tarif/product/A9L15688
Schneider Electric | Schneider Electric | 01022021 |  | Schneider Electric |  | SED | A9L15691 |  |  | 97.86 |  | 1 |  | 10 | iPF 20 20 kA 340V 1P | iPF 20 20 kA 340V 1P |  | IPF 20 20 KA 340V 1P | [8 empty] | 09.07 | 1 | [8 empty] | 1 | 3606480089909 | 0 |  | 110 | 9 | 7 | 2 | 0.126 | 13606480089906 | 10 | 1198 | 28 | 8 | 10 |  | 43606480089907 | 120 | 14863 | 40 | 30 | 30 | [10 empty] | 6 | N | [12 empty] | CUC | ZC | 8536303099 | [14 empty] | Overspanningsbegrenzer iPF 20 20 kA 340V 1P | Parafoudre iPF 20 20 kA 340V 1P | [17 empty] | https://eref.se.com/be/nl/sis-tarif/product/A9L15691 | https://eref.se.com/be/fr/sis-tarif/product/A9L15691
Schneider Electric | Schneider Electric | 01022021 |  | Schneider Electric |  | SED | A9L15692 |  |  | 104.68 |  | 1 |  | 6 | PF 20 1P+N 340V | iPF 20 20 kA 340V 1P N |  | IPF 20 20 KA 340V 1P N | [8 empty] | 09.07 | 1 | [8 empty] | 1 | 3606480089916 | 0 |  | 204 | 9 | 5 | 7 | 0.315 | 13606480089913 | 6 | 1319 | 28 | 9 | 10 |  | 43606480089914 | 72 | 16315 | 40 | 30 | 30 | [10 empty] | 6 | N | [12 empty] | CUC | ZC | 8536303099 | [14 empty] | Overspanningsbegrenzer iPF 20 20 kA 340V 1P N | Parafoudre iPF 20 20 kA 340V 1P N | [17 empty] | https://eref.se.com/be/nl/sis-tarif/product/A9L15692 | https://eref.se.com/be/fr/sis-tarif/product/A9L15692
Schneider Electric | Schneider Electric | 01022021 |  | Schneider Electric |  | SED | A9L15693 |  |  | 180.94 |  | 1 |  | 3 | PF 20 3P+N 340V | iPF 20 20 kA 340V 3P N |  | IPF 20 20 KA 340V 3P N | [8 empty] | 09.07 | 1 | [8 empty] | 1 | 3606480089947 | 0 |  | 383 | 8 | 8 | 7 | 0.448 | 13606480089944 | 3 | 1223 | 28 | 8 | 10 |  | 43606480089945 | 36 | 15257 | 40 | 30 | 30 | [10 empty] | 6 | N | [12 empty] | CUC | ZC | 8536303099 | [14 empty] | Overspanningsbegrenzer iPF 20 20 kA 340V 3P N | Parafoudre iPF 20 20 kA 340V 3P N | [17 empty] | https://eref.se.com/be/nl/sis-tarif/product/A9L15693 | https://eref.se.com/be/fr/sis-tarif/product/A9L15693
Schneider Electric | Schneider Electric | 01022021 |  | Schneider Electric |  | SED | A9L16292 |  |  | 151.55 |  | 1 |  | 1 | QUICK PRD 40R KA 1P+N | IQUICK PRD 1PN 40R AVEC REPORT SIGNALISA |  | IQUICK PRD 1PN 40R AVEC REPORT SIGNALISA | [8 empty] | 09.07 | 1 | [8 empty] | 1 | 3606480387043 | 0 |  | 496 | 10 | 9 | 9 | 0.81 | [7 empty] | 43606480387041 | 27 | 13843 | 40 | 30 | 30 | [10 empty] | 6 | N | [12 empty] | CUC | ZC | 8536303099 | [14 empty] | iQuick PRD40r mod. overspanningsafl.-1 pool + N-264V-met overdracht op afstand | Parafoudre modulaire iQuick PRD40r - 1 pôle + N - 264 V - avec report à distance | [17 empty] | https://eref.se.com/be/nl/sis-tarif/product/A9L16292 | https://eref.se.com/be/fr/sis-tarif/product/A9L16292
Schneider Electric | Schneider Electric | 01022021 |  | Schneider Electric |  | SED | A9L16293 |  |  | 226.89 |  | 1 |  | 1 | QUICK PRD 40R KA 3P | IQUICK PRD 3P 40R AVEC REPORT SIGNALISAT |  | IQUICK PRD 3P 40R WITH REMOTE TRANSFER S | [8 empty] | 09.07 | 1 | [8 empty] | 1 | 3606480387050 | 0 |  | 748 | 15 | 10 | 9 | 1.35 | [7 empty] | 43606480387058 | 12 | 9420 | 40 | 30 | 30 | [10 empty] | 6 | N | [12 empty] | CUC | ZC | 8536303099 | [14 empty] | iQuick PRD40r mod. overspanningsafl.-3 p.-350V-met overdracht op afstand | Parafoudre modulaire iQuick PRD40r - 3 pôles - 350 V - avec report à distance | [17 empty] | https://eref.se.com/be/nl/sis-tarif/product/A9L16293 | https://eref.se.com/be/fr/sis-tarif/product/A9L16293
Schneider Electric | Schneider Electric | 01022021 |  | Schneider Electric |  | SED | A9L16294 |  |  | 280.41 |  | 1 |  | 1 | QUICK PRD 40R 3P+N | IQUICK PRD 3PN 40R AVEC REPORT SIGNALISA |  | IQUICK PRD 3PN 40R WITH REMOTE TRANSF | [8 empty] | 09.07 | 1 | [8 empty] | 1 | 3606480387067 | 0 |  | 898 | 16 | 11 | 10 | 1.76 | [7 empty] | 43606480387065 | 12 | 11122 | 40 | 30 | 30 | [10 empty] | 2 | Y | [12 empty] | CUC | ZC | 8536303099 | [14 empty] | iQuick PRD40r mod. overspanningsafl.-3 p. + N-264V-met overdracht op afstand | Parafoudre modulaire iQuick PRD40r - 3 pôles + N - 264 V -avec report à distance | [17 empty] | https://eref.se.com/be/nl/sis-tarif/product/A9L16294 | https://eref.se.com/be/fr/sis-tarif/product/A9L16294
Schneider Electric | Schneider Electric | 01022021 |  | Schneider Electric |  | SED | A9L16295 |  |  | 139.46 |  | 1 |  | 1 | QUICK PRD 20R KA 1P+N | IQUICK PRD 1PN 20R AVEC REPORT SIGNALISA |  | IQUICK PRD 1PN 20R WITH REMOTE TRANSFER | [8 empty] | 09.07 | 1 | [8 empty] | 1 | 3606480387074 | 0 |  | 489 | 10 | 9 | 9 | 0.81 | [7 empty] | 43606480387072 | 27 | 13572 | 40 | 30 | 30 | [10 empty] | 6 | N | [12 empty] | CUC | ZC | 8536303099 | [14 empty] | iQuick PRD20r mod. overspanningsafl.-1 pool + N-264V-met overdracht op afstand | Parafoudre modulaire iQuick PRD20r - 1 pôle + N - 264 V - avec report à distance | [17 empty] | https://eref.se.com/be/nl/sis-tarif/product/A9L16295 | https://eref.se.com/be/fr/sis-tarif/product/A9L16295
Schneider Electric | Schneider Electric | 01022021 |  | Schneider Electric |  | SED | A9L16296 |  |  | 180.18 |  | 1 |  | 1 | QUICK PRD 20R KA 3P | IQUICK PRD 3P 20R AVEC REPORT SIGNALISAT |  | IQUICK PRD 3P 20R WITH REMOTE TRANSFER S | [8 empty] | 09.07 | 1 | [8 empty] | 1 | 3606480387081 | 0 |  | 740 | 15 | 10 | 9 | 1.35 | [7 empty] | 43606480387089 | 12 | 9320 | 40 | 30 | 30 | [10 empty] | 6 | N | [12 empty] | CUC | ZC | 8536303099 | [14 empty] | iQuick PRD20r mod. overspanningsafl.-3 p.-350V-met overdracht op afstand | Parafoudre modulaire iQuick PRD20r - 3 pôles - 350 V - avec report à distance | [17 empty] | https://eref.se.com/be/nl/sis-tarif/product/A9L16296 | https://eref.se.com/be/fr/sis-tarif/product/A9L16296
Schneider Electric | Schneider Electric | 01022021 |  | Schneider Electric |  | SED | A9L16297 |  |  | 252.45 |  | 1 |  | 1 | QUICK PRD 20R KA 3P+N | IQUICK PRD 3PN 20R AVEC REPORT SIGNALISA |  | IQUICK PRD 3PN 20R WITH REMOTE TRANSFER | [8 empty] | 09.07 | 1 | [8 empty] | 1 | 3606480387098 | 0 |  | 874 | 15 | 10 | 9 | 1.35 | [7 empty] | 43606480387096 | 12 | 10906 | 40 | 30 | 30 | [10 empty] | 2 | Y | [12 empty] | CUC | ZC | 8536303099 | [14 empty] | iQuick PRD20r mod. overspanningsafl.-3 p. + N-264V-met overdracht op afstand | Parafoudre modulaire iQuick PRD20r - 3 pôles + N - 264 V -avec report à distance | [17 empty] | https://eref.se.com/be/nl/sis-tarif/product/A9L16297 | https://eref.se.com/be/fr/sis-tarif/product/A9L16297
Schneider Electric | Schneider Electric | 01022021 |  | Schneider Electric |  | SED | A9L16298 |  |  | 118.95 |  | 1 |  | 1 | QUICK PRD 8R KA 1P+N | IQUICK PRD 1PN 8R AVEC REPORT SIGNALISAT |  | IQUICK PRD 1PN 8R WITH REMOTE TRANSFER S | [8 empty] | 09.07 | 1 | [8 empty] | 1 | 3606480387104 | 0 |  | 488 | 10 | 9 | 9 | 0.81 | [7 empty] | 43606480387102 | 27 | 13600 | 40 | 30 | 30 | [10 empty] | 2 | Y | [12 empty] | CUC | ZC | 8536303099 | [14 empty] | iQuick PRD8r mod. overspanningsafl.-1 pool + N-264V-met overdracht op afstand | Parafoudre modulaire iQuick PRD8r - 1 pôle + N - 264 V - avec report à distance | [17 empty] | https://eref.se.com/be/nl/sis-tarif/product/A9L16298 | https://eref.se.com/be/fr/sis-tarif/product/A9L16298
Schneider Electric | Schneider Electric | 01022021 |  | Schneider Electric |  | SED | A9L16299 |  |  | 170.97 |  | 1 |  | 1 | QUICK PRD 8R KA 3P | IQUICK PRD 3P 8R AVEC REPORT SIGNALISATI |  | IQUICK PRD 3P 8R WITH REMOTE TRANSFER SU | [8 empty] | 09.07 | 1 | [8 empty] | 1 | 3606480387111 | 0 |  | 740 | 15 | 10 | 9 | 1.35 | [7 empty] | 43606480387119 | 12 | 9330 | 40 | 30 | 30 | [10 empty] | 6 | N | [12 empty] | CUC | ZC | 8536303099 | [14 empty] | iQuick PRD8r mod. overspanningsafl.-3 p.-350V-met overdracht op afstand | Parafoudre modulaire iQuick PRD8r - 3 pôles - 350 V - avec report à distance | [17 empty] | https://eref.se.com/be/nl/sis-tarif/product/A9L16299 | https://eref.se.com/be/fr/sis-tarif/product/A9L16299
Schneider Electric | Schneider Electric | 01022021 |  | Schneider Electric |  | SED | A9L16300 |  |  | 231.93 |  | 1 |  | 1 | QUICK PRD 8R KA 3P+N | IQUICK PRD 3PN 8R AVEC REPORT SIGNALISAT |  | IQUICK PRD 3PN 8R WITH REMOTE TRANSFER S | [8 empty] | 09.07 | 1 | [8 empty] | 1 | 3606480387128 | 0 |  | 874 | 15 | 10 | 9 | 1.35 | [7 empty] | 43606480387126 | 12 | 10926 | 40 | 30 | 30 | [10 empty] | 2 | Y | [12 empty] | CUC | ZC | 8536303099 | [14 empty] | iQuick PRD8r mod. overspanningsafl.-3 p. + N-264V-met overdracht op afstand | Parafoudre modulaire iQuick PRD8r - 3 pôles + N - 264 V - avec report à distance | [17 empty] | https://eref.se.com/be/nl/sis-tarif/product/A9L16300 | https://eref.se.com/be/fr/sis-tarif/product/A9L16300
Schneider Electric | Schneider Electric | 01022021 |  | Schneider Electric |  | SED | A9L16310 |  |  | 57.96 |  | 1 |  | 12 | CARTRIDGE C40-350 | CARTOUCHE C 40-350 PARAFOUDRE |  | CARTRIDGE C 40-350 SURGE ARRESTER | [8 empty] | 09.07 | 1 | [8 empty] | 1 | 3606480387135 | 0 |  | 59 | 10 | 7 | 2 | 0.14 | 13606480387132 | 12 | 786 | 27 | 8 | 11 |  | 43606480387133 | 108 | 7787 | 40 | 30 | 30 | [10 empty] | 7 | N | [12 empty] | CUC | ZC | 8536303099 | [14 empty] | cartridge C40-350 voor overspanningsafleider iQuick PRD | cartouche C40-350 pour parafoudre iQuick PRD | [17 empty] | https://eref.se.com/be/nl/sis-tarif/product/A9L16310 | https://eref.se.com/be/fr/sis-tarif/product/A9L16310
Schneider Electric | Schneider Electric | 01022021 |  | Schneider Electric |  | SED | A9L16311 |  |  | 50.13 |  | 1 |  | 12 | CARTRIDGE C20-350 | CARTOUCHE C 20-350 PARAFOUDRE |  | CARTRIDGE C 20-350 SURGE ARRESTER | [8 empty] | 09.07 | 1 | [8 empty] | 1 | 3606480387142 | 0 |  | 60 | 10 | 7 | 2 | 0.14 | 13606480387149 | 12 | 804 | 27 | 9 | 11 |  | 43606480387140 | 108 | 7949 | 40 | 30 | 30 | [10 empty] | 7 | N | [12 empty] | CUC | ZC | 8536309090 | [14 empty] | cartridge C20-350 voor overspanningsafleider iQuick PRD | cartouche C20-350 pour parafoudre iQuick PRD | [17 empty] | https://eref.se.com/be/nl/sis-tarif/product/A9L16311 | https://eref.se.com/be/fr/sis-tarif/product/A9L16311
Schneider Electric | Schneider Electric | 01022021 |  | Schneider Electric |  | SED | A9L16313 |  |  | 33.88 |  | 1 |  | 12 | CARTRIDGE C NEUTRAL-350 | Cartouche Cneutre-350 pour iQPRD |  | CARTRIDGE C NEUTRAL-350 SURGE ARRESTER | [8 empty] | 09.07 | 1 | [8 empty] | 1 | 3606480387166 | 0 |  | 48 | 7 | 10 | 2 | 0.14 | 13606480387163 | 12 | 663 | 10.9 | 26.3 | 8.5 |  | 43606480387164 | 108 | 5617 | 40 | 30 | 30 | [10 empty] | 7 | N | [12 empty] | CUC | ZC | 8536309090 | [14 empty] | cartridge C nulleider-350 voor overspanningsafleider iQuick PRD | cartouche C neutre-350 pour parafoudre iQuick PRD | [17 empty] | https://eref.se.com/be/nl/sis-tarif/product/A9L16313 | https://eref.se.com/be/fr/sis-tarif/product/A9L16313
Schneider Electric | Schneider Electric | 01022021 |  | Schneider Electric |  | SED | A9L16632 |  |  | 188.35 |  | 1 |  | 1 | PRF1 12,5R 1P+N TYPE1+2 | IPRF1 12,5R |  | IPRF1 12,5R | [8 empty] | 09.07 | 1 | [8 empty] | 1 | 3606480387227 | 0 |  | 314 | 9 | 10 | 5 | 0.45 | [7 empty] | 43606480387225 | 48 | 15681 | 40 | 30 | 30 | [10 empty] | 6 | N | [12 empty] | CUC | ZC | 8536303099 | [14 empty] | iPRF1 12,5r mod. overspanningsafleider-1P + N-350V-met overdracht op afstand | parafoudre modulaire iPRF1 12.5r - 1P + N - 350 V - avec report à distance | [17 empty] | https://eref.se.com/be/nl/sis-tarif/product/A9L16632 | https://eref.se.com/be/fr/sis-tarif/product/A9L16632
Schneider Electric | Schneider Electric | 01022021 |  | Schneider Electric |  | SED | A9L16633 |  |  | 294.29 |  | 1 |  | 1 | PRF1 12,5R 3P TYPE1+2 | IPRF1 12,5R |  | IPRF1 12,5R | [8 empty] | 09.07 | 1 | [8 empty] | 1 | 3606480387234 | 0 |  | 594 | 10 | 9 | 8 | 0.72 | [7 empty] | 43606480387232 | 24 | 14664 | 40 | 30 | 30 | [10 empty] | 6 | N | [12 empty] | CUC | ZC | 8536303099 | [14 empty] | iPRF1 12,5r modulaire overspanningsafleider-3P-350V-met overdracht op afstand | parafoudre modulaire iPRF1 12.5r - 3P - 350 V - avec report à distance | [17 empty] | https://eref.se.com/be/nl/sis-tarif/product/A9L16633 | https://eref.se.com/be/fr/sis-tarif/product/A9L16633
Schneider Electric | Schneider Electric | 01022021 |  | Schneider Electric |  | SED | A9L16634 |  |  | 382.56 |  | 1 |  | 1 | PRF1 12.5R 3P+N 350V T1+T2 | IPRF1 12,5R |  | IPRF1 12,5R | [8 empty] | 09.07 | 1 | [8 empty] | 1 | 3606480387241 | 0 |  | 626 | 10 | 9 | 8 | 0.72 | [7 empty] | 43606480387249 | 24 | 15181 | 40 | 30 | 30 | [10 empty] | 2 | Y | [12 empty] | CUC | ZC | 8536303099 | [14 empty] | iPRF1 12,5r mod. overspanningsafleider-3P + N-350V-met overdracht op afstand | parafoudre modulaire iPRF1 12.5r - 3P + N - 350 V - avec report à distance | [17 empty] | https://eref.se.com/be/nl/sis-tarif/product/A9L16634 | https://eref.se.com/be/fr/sis-tarif/product/A9L16634
Schneider Electric | Schneider Electric | 01022021 |  | Schneider Electric |  | SED | A9L20100 |  |  | 43.08 |  | 1 |  | 12 | IPRD 20 20 KA 350V 1P | Parafoudre iPRD20 20kA 350V 1P |  | iPRD 20 20 KA 350V 1P | [8 empty] | 09.07 | 1 | [8 empty] | 1 | 3606480506505 | 0 |  | 130 | 9 | 2 | 7 | 0.126 | 13606480506502 | 12 | 1636 | 28 | 10 | 8.5 |  | 43606480506503 | 108 | 15437 | 40 | 30 | 30 | [10 empty] | 6 | N | [12 empty] | CUC | ZC | 8536303099 | [14 empty] | iPRD20 modulaire overspanningsafleider - 1P - 350V | [18 empty] | https://eref.se.com/be/nl/sis-tarif/product/A9L20100 | https://eref.se.com/be/fr/sis-tarif/product/A9L20100
Schneider Electric | Schneider Electric | 01022021 |  | Schneider Electric |  | SED | A9L20102 |  |  | 24.56 |  | 1 |  | 12 | C20-340 | Cartouche pour iPRD20 |  | CARTRIDGE C20 350 FOR IPRD SURGE ARRESTE | [8 empty] | 09.07 | 1 | [8 empty] | 1 | 3606480506611 | 0 |  | 76 | 9 | 8 | 2 | 0.144 | 13606480506618 | 12 | 985 | 28 | 10 | 8.5 |  |  | 108 | 9578 | 40 | 30 | 30 | [10 empty] | 6 | N | [12 empty] | CUC | ZC | 8536309090 | [14 empty] | cartridge C20-350 for surge arrester iPRD | [18 empty] | https://eref.se.com/be/nl/sis-tarif/product/A9L20102 | https://eref.se.com/be/fr/sis-tarif/product/A9L20102
Schneider Electric | Schneider Electric | 01022021 |  | Schneider Electric |  | SED | A9L20122 |  |  | 29.11 |  | 1 |  | 12 | C20-460 | CARTOUCHE C20 460 POUR IPRD IT PARAFOUDR |  | CARTRIDGE C20 460 FOR IPRD IT | [8 empty] | 09.07 | 1 | [8 empty] | 1 | 3606480801778 | 0 |  | 60 | 6 | 2 | 6 | 0.072 | 13606480801775 | 12 | 1009 | 28 | 10 | 8 |  |  | 72 | 6541 | 40 | 30 | 30 | [10 empty] | 6 | N | [12 empty] | CUC | ZC | 8536309090 | [33 empty] | https://eref.se.com/be/nl/sis-tarif/product/A9L20122 | https://eref.se.com/be/fr/sis-tarif/product/A9L20122
Schneider Electric | Schneider Electric | 01022021 |  | Schneider Electric |  | SED | A9L20200 |  |  | 104.2 |  | 1 |  | 6 | IPRD 20 20 KA 350V 2P | Parafoudre iPRD20 20kA 350V 2P |  | IPRD 20 20 KA 350V 2P SURGE ARRESTER | [8 empty] | 09.07 | 1 | [8 empty] | 1 | 3606480506482 | 0 |  | 247 | 9 | 4 | 7 | 0.252 | 13606480506489 | 6 | 1562 | 27.8 | 10.2 | 8.5 |  | 43606480506480 | 54 | 14771 | 40 | 30 | 30 | [10 empty] | 6 | N | [12 empty] | CUC | ZC | 8536303099 | [14 empty] | iPRD20 modulaire overspanningsafleider - 2P - 350V | [18 empty] | https://eref.se.com/be/nl/sis-tarif/product/A9L20200 | https://eref.se.com/be/fr/sis-tarif/product/A9L20200
Schneider Electric | Schneider Electric | 01022021 |  | Schneider Electric |  | SED | A9L20300 |  |  | 150.96 |  | 1 |  | 4 | IPRD 20 20 KA 350V 3P | Parafoudre iPRD20 20kA 350V 3P |  | IPRD 20 20 KA 350V 3P SURGE ARRESTER | [8 empty] | 09.07 | 1 | [8 empty] | 1 | 3606480506475 | 0 |  | 355 | 9 | 7 | 8 | 0.504 | 13606480506472 | 4 | 1464 | 28 | 10 | 8.5 |  | 43606480506473 | 36 | 13889 | 40 | 30 | 30 | [10 empty] | 6 | N | [12 empty] | CUC | ZC | 8536303099 | [14 empty] | iPRD20 modulaire overspanningsafleider - 3P + N - 350V | parafoudre modulaire iPRD20 - 3P + N - 350V | [17 empty] | https://eref.se.com/be/nl/sis-tarif/product/A9L20300 | https://eref.se.com/be/fr/sis-tarif/product/A9L20300
Schneider Electric | Schneider Electric | 01022021 |  | Schneider Electric |  | SED | A9L20321 |  |  | 154 |  | 1 |  | 4 | IPRD 20R 20 KA 460V 3P IT | IPRD 20R 20 KA 460V 3P IT AVEC REPORT SI |  | iPRD 20r 20 KA 460V 3P IT with remote tr | [8 empty] | 09.07 | 1 | [8 empty] | 1 | 3606480801679 | 0 |  | 383 | 9 | 8 | 6 | 0.432 | 13606480801676 | 4 | 1611 | 28 | 8 | 10 |  | 43606480801677 | 36 | 15004 | 40 | 30 | 30 | [10 empty] | 6 | N | [12 empty] | CUC | ZC | 8536303099 | [33 empty] | https://eref.se.com/be/nl/sis-tarif/product/A9L20321 | https://eref.se.com/be/fr/sis-tarif/product/A9L20321
Schneider Electric | Schneider Electric | 01022021 |  | Schneider Electric |  | SED | A9L20400 |  |  | 180.14 |  | 1 |  | 3 | IPRD 20 20 KA 350V 4P | Parafoudre iPRD20 20kA 350V 4P |  | iPRD 20 20 KA 350V 4P | [8 empty] | 09.07 | 1 | [8 empty] | 1 | 3606480506451 | 0 |  | 457 | 9 | 8 | 8 | 0.576 | 13606480506458 | 3 | 1416 | 28 | 10 | 9 |  | 43606480506459 | 27 | 13457 | 40 | 30 | 30 | [10 empty] | 6 | N | [12 empty] | CUC | ZC | 8536303099 | [14 empty] | iPRD20 modulaire overspanningsafleider - 4P - 350V | [18 empty] | https://eref.se.com/be/nl/sis-tarif/product/A9L20400 | https://eref.se.com/be/fr/sis-tarif/product/A9L20400
Schneider Electric | Schneider Electric | 01022021 |  | Schneider Electric |  | SED | A9L20421 |  |  | 205.34 |  | 1 |  | 3 | IPRD 20R 20 KA 460V 4P IT | IPRD 20R 20 KA 460V 4P IT |  | iPRD 20r 20 KA 460V 4P IT with remote tr | [8 empty] | 09.07 | 1 | [8 empty] | 1 | 3606480801686 | 0 |  | 492 | 9 | 7 | 7 | 0.441 | 13606480801683 | 3 | 1476 | 28 | 9 | 10 |  | 43606480801684 | 27 | 14509 | 40 | 30 | 30 | [10 empty] | 6 | N | [12 empty] | CUC | ZC | 8536303099 | [33 empty] | https://eref.se.com/be/nl/sis-tarif/product/A9L20421 | https://eref.se.com/be/fr/sis-tarif/product/A9L20421
Schneider Electric | Schneider Electric | 01022021 |  | Schneider Electric |  | SED | A9L20500 |  |  | 104.2 |  | 1 |  | 6 | IPRD 20 20 KA 350V 1P+N | Parafoudre iPRD20 20kA 350V 1P+N |  | iPRD 20 20 KA 350V 1PN | [8 empty] | 09.07 | 1 | [8 empty] | 1 | 3606480506499 | 0 |  | 240 | 9 | 8 | 5 | 0.36 | 13606480506496 | 6 | 1523 | 28 | 10 | 8.5 |  | 43606480506497 | 54 | 14420 | 40 | 30 | 30 | [10 empty] | 6 | N | [12 empty] | CUC | ZC | 8536303099 | [14 empty] | iPRD20 modulaire overspanningsafleider - 1P + N - 350V | parafoudre modulaire iPRD20 - 1P + N - 350V | [17 empty] | https://eref.se.com/be/nl/sis-tarif/product/A9L20500 | https://eref.se.com/be/fr/sis-tarif/product/A9L20500
Schneider Electric | Schneider Electric | 01022021 |  | Schneider Electric |  | SED | A9L20501 |  |  | 125.03 |  | 1 |  | 6 | IPRD 20R 20 KA 350V 1P+N | Parafoudre iPRD20r 20kA 350V 1P+N |  | IPRD 20R 20 KA 350V 1PN WITH REMOTE TRAN | [8 empty] | 09.07 | 1 | [8 empty] | 1 | 3606480506444 | 0 |  | 248 | 9 | 8 | 5 | 0.36 | 13606480506441 | 6 | 1580 | 28 | 10 | 8 |  | 43606480506442 | 54 | 14933 | 40 | 30 | 30 | [10 empty] | 6 | N | [12 empty] | CUC | ZC | 8536303099 | [14 empty] | iPRD20r modulaire overspanningsafleider-1P + N-350V-met overdracht op afstand | parafoudre modulaire iPRD20 - 1P + N - 350V - avec transfert à distance | [17 empty] | https://eref.se.com/be/nl/sis-tarif/product/A9L20501 | https://eref.se.com/be/fr/sis-tarif/product/A9L20501
Schneider Electric | Schneider Electric | 01022021 |  | Schneider Electric |  | SED | A9L20600 |  |  | 180.14 |  | 1 |  | 3 | IPRD 20 20 KA 350V 3P+N | Parafoudre iPRD20 20kA 350V 3P+N |  | IPRD 20 20 KA 350V 3PN SURGE ARRESTER | [8 empty] | 09.07 | 1 | [8 empty] | 1 | 3606480506468 | 0 |  | 454 | 9 | 8 | 8 | 0.576 | 13606480506465 | 3 | 1944 | 27.5 | 9.5 | 8 |  | 43606480506466 | 27 | 18209 | 40 | 30 | 30 | [10 empty] | 6 | N | [12 empty] | CUC | ZC | 8536303099 | [14 empty] | iPRD20 modular surge arrester - 3P + N - 350V | parafoudre modulaire iPRD20 - 3P + N - 350V | [17 empty] | https://eref.se.com/be/nl/sis-tarif/product/A9L20600 | https://eref.se.com/be/fr/sis-tarif/product/A9L20600
Schneider Electric | Schneider Electric | 01022021 |  | Schneider Electric |  | SED | A9L20601 |  |  | 216.32 |  | 1 |  | 3 | IPRD 20R 20 KA 350V 3P+N | Parafoudre iPRD20r 20kA 350V 3P+N |  | IPRD 20R 20 KA 350V 3PN WITH REMOTE TRAN | [8 empty] | 09.07 | 1 | [8 empty] | 1 | 3606480506437 | 0 |  | 456 | 9 | 8 | 8 | 0.576 | 13606480506434 | 3 | 1437 | 28 | 10 | 9 |  | 43606480506435 | 27 | 13646 | 40 | 30 | 30 | [10 empty] | 2 | Y | [12 empty] | CUC | ZC | 8536303099 | [14 empty] | iPRD20r modulaire overspanningsafleider-3P + N-350V-met overdracht op afstand | parafoudre modulaire iPRD20r - 3P + N - 350V - avec transfert à distance | [17 empty] | https://eref.se.com/be/nl/sis-tarif/product/A9L20601 | https://eref.se.com/be/fr/sis-tarif/product/A9L20601
Schneider Electric | Schneider Electric | 01022021 |  | Schneider Electric |  | SED | A9L40100 |  |  | 47.86 |  | 1 |  | 12 | IPRD 40 40 KA 350V 1P | Parafoudre iPRD40 40kA 350V 350V 1P |  | IPRD 40 40 KA 350V 1P SURGE ARRESTER | [8 empty] | 09.07 | 1 | [8 empty] | 1 | 3606480506420 | 0 |  | 130 | 9 | 7 | 2 | 0.126 | 13606480506427 | 12 | 1634 | 28 | 10 | 8.5 |  | 43606480506428 | 108 | 15419 | 40 | 30 | 30 | [10 empty] | 6 | N | [12 empty] | CUC | ZC | 8536303099 | [14 empty] | iPRD40 modulaire overspanningsafleider - 1P - 350V | [18 empty] | https://eref.se.com/be/nl/sis-tarif/product/A9L40100 | https://eref.se.com/be/fr/sis-tarif/product/A9L40100
Schneider Electric | Schneider Electric | 01022021 |  | Schneider Electric |  | SED | A9L40101 |  |  | 72.45 |  | 1 |  | 12 | IPRD 40R 40 KA 350V 1P | Parafoudre iPRD40r 40kA 350V 1P |  | IPRD 40R 40 KA 350V 1P WITH REMOTE TRANS | [8 empty] | 09.07 | 1 | [8 empty] | 1 | 3606480506321 | 0 |  | 133 | 9 | 8 | 2 | 0.144 | 13606480506328 | 12 | 1677 | 28 | 10 | 8 |  | 43606480506329 | 108 | 15806 | 40 | 30 | 30 | [10 empty] | 6 | N | [12 empty] | CUC | ZC | 8536303099 | [14 empty] | iPRD40r modulaire overspanningsafleider-1P + N-350V-met overdracht op afstand | parafoudre modulaire iPRD40r - 1P - 350V - avec transfert à distance | [17 empty] | https://eref.se.com/be/nl/sis-tarif/product/A9L40101 | https://eref.se.com/be/fr/sis-tarif/product/A9L40101
Schneider Electric | Schneider Electric | 01022021 |  | Schneider Electric |  | SED | A9L40102 |  |  | 35.71 |  | 1 |  | 12 | PATROON VOOR IPRD41 | Cartouche pour iPRD40 |  | CARTRIDGE C 40 350 FOR IPRD SURGE ARREST | [8 empty] | 09.07 | 1 | [8 empty] | 1 | 3606480506604 | 0 |  | 76 | 9 | 8 | 2 | 0.144 | 13606480506601 | 12 | 992 | 28 | 10 | 8 |  | 43606480506602 | 108 | 9641 | 40 | 30 | 30 | [10 empty] | 6 | N | [12 empty] | CUC | ZC | 8536309090 | [14 empty] | cartridge C40-350 voor overspanningsafleider iPRD | [18 empty] | https://eref.se.com/be/nl/sis-tarif/product/A9L40102 | https://eref.se.com/be/fr/sis-tarif/product/A9L40102
Schneider Electric | Schneider Electric | 01022021 |  | Schneider Electric |  | SED | A9L40122 |  |  | 38.33 |  | 1 |  | 12 | C40-460 | CARTOUCHE C 40 460 POUR IPRD IT PARAFOUD |  | Cartridge C 40 460 for iPRD IT | [8 empty] | 09.07 | 1 | [8 empty] | 1 | 3606480801761 | 0 |  | 60 | 6 | 2 | 5 | 0.06 | 13606480801768 | 12 | 1007 | 28 | 10 | 8 |  | 43606480801769 | 108 | 9550 | 40 | 30 | 30 | [10 empty] | 6 | N | [12 empty] | CUC | ZC | 8536309090 | [33 empty] | https://eref.se.com/be/nl/sis-tarif/product/A9L40122 | https://eref.se.com/be/fr/sis-tarif/product/A9L40122
Schneider Electric | Schneider Electric | 01022021 |  | Schneider Electric |  | SED | A9L40172 |  |  | 24.19 |  | 1 |  | 12 | C40-600 PV TBV IPRD40R-600DC | CARTOUCHE C 40 350 POUR IPRD 40R 800PV |  | Cartridge C 40 350 for PV | [8 empty] | 09.07 | 1 | [8 empty] | 12 | 3606480506659 | 0 |  | 50 | 6 | 2 | 6 | 0.072 | [8 empty] | 108 | 8813 | 40 | 30 | 30 | [10 empty] | 6 | N | [12 empty] | CUC | ZC | 8536309090 | [33 empty] | https://eref.se.com/be/nl/sis-tarif/product/A9L40172 | https://eref.se.com/be/fr/sis-tarif/product/A9L40172
Schneider Electric | Schneider Electric | 01022021 |  | Schneider Electric |  | SED | A9L40182 |  |  | 24.19 |  | 1 |  | 12 | CNEUTRAL PV TBV IPRD40R-600DC | CARTOUCHE C40 460 POUR IPRD 40R 1000PV P |  | Cartridge C40 460 for PV | [8 empty] | 09.07 | 1 | [8 empty] | 12 | 3606480506642 | 0 |  | 60 | 6 | 2 | 6 | 0.072 | [8 empty] | 108 | 9677 | 40 | 30 | 30 | [10 empty] | 6 | N | [12 empty] | CUC | ZC | 8536309090 | [33 empty] | https://eref.se.com/be/nl/sis-tarif/product/A9L40182 | https://eref.se.com/be/fr/sis-tarif/product/A9L40182
Schneider Electric | Schneider Electric | 01022021 |  | Schneider Electric |  | SED | A9L40200 |  |  | 115.79 |  | 1 |  | 6 | IPRD 40 40 KA 350V 2P | Parafoudre iPRD40 40kA 350V 2P |  | iPRD 40 40 KA 350V 2P | [8 empty] | 09.07 | 1 | [8 empty] | 1 | 3606480506406 | 0 |  | 248 | 9 | 8 | 4 | 0.288 | 13606480506403 | 6 | 1574 | 28 | 10 | 8.2 |  | 43606480506404 | 54 | 14879 | 40 | 30 | 30 | [10 empty] | 6 | N | [12 empty] | CUC | ZC | 8536303099 | [14 empty] | iPRD40 modulaire overspanningsafleider - 2P - 350V | [18 empty] | https://eref.se.com/be/nl/sis-tarif/product/A9L40200 | https://eref.se.com/be/fr/sis-tarif/product/A9L40200
Schneider Electric | Schneider Electric | 01022021 |  | Schneider Electric |  | SED | A9L40201 |  |  | 137.42 |  | 1 |  | 6 | IPRD 40R 40 KA 350V 2P | Parafoudre iPRD40r 40kA 350V 2P |  | IPRD 40R 40 KA 350V | [8 empty] | 09.07 | 1 | [8 empty] | 1 | 3606480506369 | 0 |  | 255 | 9 | 8 | 5 | 0.36 | 13606480506366 | 6 | 1603 | 28 | 10 | 9 |  | 43606480506367 | 54 | 15140 | 40 | 30 | 30 | [10 empty] | 6 | N | [12 empty] | CUC | ZC | 8536303099 | [14 empty] | iPRD40r modulaire overspanningsafleider-2P + N-350V-met overdracht op afstand | parafoudre modulaire iPRD40r - 2P - 350V - avec transfert à distance | [17 empty] | https://eref.se.com/be/nl/sis-tarif/product/A9L40201 | https://eref.se.com/be/fr/sis-tarif/product/A9L40201
Schneider Electric | Schneider Electric | 01022021 |  | Schneider Electric |  | SED | A9L40271 |  |  | 176.15 |  | 1 |  | 4 | ACTI9 IPRD 40R - 600VDC 2P | Parafoudre iPRD-DC40r 40kA 600VDC |  | IPRD 40R 800 PV 2P SURGE ARRESTER | [8 empty] | 09.07 | 1 | [8 empty] | 1 | 3606480506666 | 0 |  | 371 | 9 | 5 | 7 | 0.315 | 13606480506663 | 4 | 1443 | 27.7 | 10.2 | 8.5 |  | 43606480506664 | 36 | 13700 | 40 | 30 | 30 | [10 empty] | 6 | N | [12 empty] | CUC | ZC | 8536303099 | [14 empty] | iPRD-DC 40R 800PV mod. Overspanningsbegr.-2P -840VDC -met afstandsbed. transfert | iPRD-DC 40r 800PV parafoudre modulaire - 2P - 840VCC - avec transfert à distance | [17 empty] | https://eref.se.com/be/nl/sis-tarif/product/A9L40271 | https://eref.se.com/be/fr/sis-tarif/product/A9L40271
Schneider Electric | Schneider Electric | 01022021 |  | Schneider Electric |  | SED | A9L40281 |  |  | 176.15 |  | 1 |  | 4 | ACTI9 IPRD 40R - 1000VDC 2P | Parafoudre iPRD-DC40r 40kA 1000VDC |  | IPRD 40R 1000PV 2P SURGE ARRESTER | [8 empty] | 09.07 | 1 | [8 empty] | 1 | 3606480506673 | 0 |  | 383 | 9 | 5 | 7 | 0.315 | 13606480506670 | 4 | 1559 | 28 | 10 | 8.5 |  | 43606480506671 | 36 | 14744 | 40 | 30 | 30 | [10 empty] | 6 | N | [12 empty] | CUC | ZC | 8536303099 | [14 empty] | iPRD-DC 40R 1000PV mod. Overspanningsbegr.-2P-1000VDC-met afstandsbed. transfert | iPRD-DC 40r 1000PV parafoudre modulaire - 2P -1000VCC -avec transfert à distance | [17 empty] | https://eref.se.com/be/nl/sis-tarif/product/A9L40281 | https://eref.se.com/be/fr/sis-tarif/product/A9L40281
Schneider Electric | Schneider Electric | 01022021 |  | Schneider Electric |  | SED | A9L40300 |  |  | 160.53 |  | 1 |  | 4 | IPRD 40 40 KA 350V 3P | Parafoudre iPRD40 40kA 350V 3P |  | iPRD 40 40 KA 350V 3P | [8 empty] | 09.07 | 1 | [8 empty] | 1 | 3606480506390 | 0 |  | 357 | 9 | 8 | 7 | 0.504 | 13606480506397 | 4 | 1470 | 28 | 10 | 8.5 |  | 43606480506398 | 36 | 13943 | 40 | 30 | 30 | [10 empty] | 6 | N | [12 empty] | CUC | ZC | 8536303099 | [14 empty] | iPRD40 modulaire overspanningsafleider - 3P - 350V | [18 empty] | https://eref.se.com/be/nl/sis-tarif/product/A9L40300 | https://eref.se.com/be/fr/sis-tarif/product/A9L40300
Schneider Electric | Schneider Electric | 01022021 |  | Schneider Electric |  | SED | A9L40301 |  |  | 201.15 |  | 1 |  | 1 | IPRD 40R 40 KA 350V 3P | Parafoudre iPRD40r 40kA 350V 3P |  | IPRD 40R 40 KA 350V | [8 empty] | 09.07 | 1 | [8 empty] | 1 | 3606480506352 | 0 |  | 365 | 9 | 7 | 8 | 0.504 | [7 empty] | 43606480506350 | 36 | 13529 | 40 | 30 | 30 | [10 empty] | 6 | N | [12 empty] | CUC | ZC | 8536303099 | [14 empty] | iPRD40r modulaire overspanningsafleider-3P + N-350V-met overdracht op afstand | parafoudre modulaire iPRD40r - 3P - 350V - avec transfert à distance | [17 empty] | https://eref.se.com/be/nl/sis-tarif/product/A9L40301 | https://eref.se.com/be/fr/sis-tarif/product/A9L40301
Schneider Electric | Schneider Electric | 01022021 |  | Schneider Electric |  | SED | A9L40321 |  |  | 206.33 |  | 1 |  | 4 | IPRD 40R 40 KA 460V 3P IT | IPRD 40R 40 KA 460V 3P IT |  | IPRD 40R 40 KA 460V | [8 empty] | 09.07 | 1 | [8 empty] | 1 | 3606480801655 | 0 |  | 375 | 8 | 5 | 7 | 0.28 | 13606480801652 | 4 | 1546 | 28 | 8 | 10 |  | 43606480801653 | 36 | 15038 | 40 | 30 | 30 | [10 empty] | 6 | N | [12 empty] | CUC | ZC | 8536303099 | [33 empty] | https://eref.se.com/be/nl/sis-tarif/product/A9L40321 | https://eref.se.com/be/fr/sis-tarif/product/A9L40321
Schneider Electric | Schneider Electric | 01022021 |  | Schneider Electric |  | SED | A9L40400 |  |  | 190.77 |  | 1 |  | 3 | IPRD 40 40 KA 350V 4P | Parafoudre iPRD40 40kA 350V 4P |  | iPRD 40 40 KA 350V 4P | [8 empty] | 09.07 | 1 | [8 empty] | 1 | 3606480506376 | 0 |  | 460 | 9 | 8 | 8 | 0.576 | 13606480506373 | 3 | 1479 | 28 | 10 | 9 |  | 43606480506374 | 27 | 14024 | 40 | 30 | 30 | [10 empty] | 6 | N | [12 empty] | CUC | ZC | 8536303099 | [14 empty] | iPRD40 modulaire overspanningsafleider - 4P - 350V | [18 empty] | https://eref.se.com/be/nl/sis-tarif/product/A9L40400 | https://eref.se.com/be/fr/sis-tarif/product/A9L40400
Schneider Electric | Schneider Electric | 01022021 |  | Schneider Electric |  | SED | A9L40401 |  |  | 268.87 |  | 1 |  | 3 | IPRD 40R 40 KA 350V 4P | Parafoudre iPRD40r 40kA 350V 4P |  | IPRD 40R 40 KA 350V | [8 empty] | 09.07 | 1 | [8 empty] | 1 | 3606480506338 | 0 |  | 466 | 9 | 8 | 8 | 0.576 | 13606480506335 | 3 | 1463 | 28 | 10 | 8.5 |  | 43606480506336 | 27 | 13880 | 40 | 30 | 30 | [10 empty] | 6 | N | [12 empty] | CUC | ZC | 8536303099 | [14 empty] | iPRD40r modulaire overspanningsafleider-4P + N-350V-met overdracht op afstand | parafoudre modulaire iPRD40r - 4P - 350V - avec transfert à distance | [17 empty] | https://eref.se.com/be/nl/sis-tarif/product/A9L40401 | https://eref.se.com/be/fr/sis-tarif/product/A9L40401
Schneider Electric | Schneider Electric | 01022021 |  | Schneider Electric |  | SED | A9L40421 |  |  | 245.18 |  | 1 |  | 3 | IPRD 40R 40 KA 460V 4P IT | IPRD 40R 40 KA 460V 4P IT |  | IPRD 40R 40 KA 460V | [8 empty] | 09.07 | 1 | [8 empty] | 1 | 3606480801662 | 0 |  | 450 | 9 | 7 | 7 | 0.441 | 13606480801669 | 3 | 1493 | 28 | 9 | 10 |  | 43606480801660 | 27 | 14516 | 40 | 30 | 30 | [10 empty] | 6 | N | [12 empty] | CUC | ZC | 8536303099 | [33 empty] | https://eref.se.com/be/nl/sis-tarif/product/A9L40421 | https://eref.se.com/be/fr/sis-tarif/product/A9L40421
Schneider Electric | Schneider Electric | 01022021 |  | Schneider Electric |  | SED | A9L40500 |  |  | 115.79 |  | 1 |  | 6 | IPRD 40 40 KA 350V 1P+N | Parafoudre iPRD40 40kA 350V 1P+N |  | iPRD 40 40 KA 350V 1PN | [8 empty] | 09.07 | 1 | [8 empty] | 1 | 3606480506413 | 0 |  | 238 | 9 | 8 | 5 | 0.36 | 13606480506410 | 6 | 1525 | 28 | 10 | 9 |  | 43606480506411 | 54 | 14438 | 40 | 30 | 30 | [10 empty] | 6 | N | [12 empty] | CUC | ZC | 8536303099 | [14 empty] | iPRD40 modulaire overspanningsafleider - 1P + N - 350V | parafoudre modulaire iPRD40 - 1P + N - 350V | [17 empty] | https://eref.se.com/be/nl/sis-tarif/product/A9L40500 | https://eref.se.com/be/fr/sis-tarif/product/A9L40500
Schneider Electric | Schneider Electric | 01022021 |  | Schneider Electric |  | SED | A9L40501 |  |  | 137.42 |  | 1 |  | 6 | IPRD 40R 40 KA 350V 1P+N | Parafoudre iPRD40r 40kA 350V 1P+N |  | IPRD 40R 40 KA 350V 1PN WITH REMOTE TRAN | [8 empty] | 09.07 | 1 | [8 empty] | 1 | 3606480506314 | 0 |  | 248 | 8 | 4 | 7 | 0.224 | 13606480506311 | 6 | 1561 | 27.8 | 10 | 8.5 |  | 43606480506312 | 54 | 14762 | 40 | 30 | 30 | [10 empty] | 6 | N | [12 empty] | CUC | ZC | 8536303099 | [14 empty] | iPRD40r modulaire overspanningsafleider-1P + N-350V-met overdracht op afstand | parafoudre modulaire iPRD40r - 1P + N - 350V - avec transfert à distance | [17 empty] | https://eref.se.com/be/nl/sis-tarif/product/A9L40501 | https://eref.se.com/be/fr/sis-tarif/product/A9L40501
Schneider Electric | Schneider Electric | 01022021 |  | Schneider Electric |  | SED | A9L40600 |  |  | 190.77 |  | 1 |  | 3 | IPRD 40 40 KA 350V 3P+N | Parafoudre iPRD40 40kA 350V 3P+N |  | iPRD 40 40 KA 350V 3PN | [8 empty] | 09.07 | 1 | [8 empty] | 1 | 3606480506383 | 0 |  | 460 | 9 | 8 | 8 | 0.576 | 13606480506380 | 3 | 1419 | 28 | 10 | 9 |  | 43606480506381 | 27 | 13484 | 40 | 30 | 30 | [10 empty] | 2 | Y | [12 empty] | CUC | ZC | 8536303099 | [14 empty] | iPRD40 modulaire overspanningsafleider - 3P + N - 350V | parafoudre modulaire iPRD40 - 3P + N - 350V | [17 empty] | https://eref.se.com/be/nl/sis-tarif/product/A9L40600 | https://eref.se.com/be/fr/sis-tarif/product/A9L40600
Schneider Electric | Schneider Electric | 01022021 |  | Schneider Electric |  | SED | A9L40601 |  |  | 268.87 |  | 1 |  | 3 | ACTI9 iPRD40r 40kA 350V | Parafoudre iPRD40r 40kA 350V 3P+N |  | IPRD 40R 40 KA 350V | [8 empty] | 09.07 | 1 | [8 empty] | 1 | 3606480506345 | 0 |  | 472 | 8 | 7 | 7 | 0.392 | 13606480506342 | 3 | 1456 | 2.8 | 1 | 0.9 |  | 43606480506343 | 27 | 13771 | 30 | 40 | 30 |  |  | 324 | 175233 | 90 | 80 | 60 |  |  |  | 2 | Y | [12 empty] | CUC | ZC | 8536303099 | [14 empty] | iPRD40r modulaire overspanningsafleider-3P + N-350V-met overdracht op afstand | parafoudre modulaire iPRD40r - 3P + N - 350V - avec transfert à distance | [17 empty] | https://eref.se.com/be/nl/sis-tarif/product/A9L40601 | https://eref.se.com/be/fr/sis-tarif/product/A9L40601
Schneider Electric | Schneider Electric | 01022021 |  | Schneider Electric |  | SED | A9L65101 |  |  | 90.92 |  | 1 |  | 12 | OVERSPANNINGSBEGRENZER IPRD65R 65KA 1P | Parafoudre iPRD65r 65kA 350V 1P |  | IPRD 65R 65 KA 350V 1P WITH REMOTE TRANS | [8 empty] | 09.07 | 1 | [8 empty] | 1 | 3606480506307 | 0 |  | 158 | 9 | 2 | 7 | 0.126 | 13606480506304 | 12 | 1987 | 27.5 | 10 | 8 |  | 43606480506305 | 108 | 18596 | 40 | 30 | 30 | [10 empty] | 6 | N | [12 empty] | CUC | ZC | 8536303099 | [14 empty] | iPRD65r modulaire overspanningsafleider-1P + N-350V-met overdracht op afstand | parafoudre modulaire iPRD65r - 1P - 350V - avec transfert à distance | [17 empty] | https://eref.se.com/be/nl/sis-tarif/product/A9L65101 | https://eref.se.com/be/fr/sis-tarif/product/A9L65101
Schneider Electric | Schneider Electric | 01022021 |  | Schneider Electric |  | SED | A9L65102 |  |  | 52.48 |  | 1 |  | 12 | C65-340 | Cartouche pour iPRD65 |  | CARTOUCHE C65 350 POUR IPRD PARAFOUDRE | [8 empty] | 09.07 | 1 | [8 empty] | 1 | 3606480506598 | 0 |  | 100 | 9 | 8 | 2 | 0.144 | 13606480506595 | 12 | 1293 | 28.5 | 10 | 8 |  | 43606480506596 | 108 | 12350 | 40 | 30 | 30 | [10 empty] | 6 | N | [12 empty] | CUC | ZC | 8536309090 | [14 empty] | cartridge C65-350 voor overspanningsafleider iPRD | [18 empty] | https://eref.se.com/be/nl/sis-tarif/product/A9L65102 | https://eref.se.com/be/fr/sis-tarif/product/A9L65102
Schneider Electric | Schneider Electric | 01022021 |  | Schneider Electric |  | SED | A9L65121 |  |  | 93.57 |  | 1 |  | 12 | IPRD 65R 65 KA 460V 1P IT | IPRD 65R 65 KA 460V 1P IT AVEC REPORT SI |  | iPRD 65r 65 KA 460V 1P IT with remote tr | [8 empty] | 09.07 | 1 | [8 empty] | 1 | 3606480801631 | 0 |  | 142 | 9 | 7 | 2 | 0.126 | 13606480801638 | 12 | 1784 | 28 | 8 | 10 |  | 43606480801639 | 108 | 16567 | 40 | 30 | 30 | [10 empty] | 6 | N | [12 empty] | CUC | ZC | 8536303099 | [33 empty] | https://eref.se.com/be/nl/sis-tarif/product/A9L65121 | https://eref.se.com/be/fr/sis-tarif/product/A9L65121
Schneider Electric | Schneider Electric | 01022021 |  | Schneider Electric |  | SED | A9L65122 |  |  | 54.44 |  | 1 |  | 12 | C65-460 | CARTOUCHE C65 460 POUR IPRD IT PARAFOUDR |  | CARTRIDGE C65 460 FOR IPRD IT | [8 empty] | 09.07 | 1 | [8 empty] | 1 | 3606480801754 | 0 |  | 60 | 6 | 2 | 6 | 0.072 | 13606480801751 | 12 | 1293 | 29 | 8 | 10 |  | 43606480801752 | 108 | 12124 | 40 | 30 | 30 | [10 empty] | 6 | N | [12 empty] | CUC | ZC | 8536309090 | [33 empty] | https://eref.se.com/be/nl/sis-tarif/product/A9L65122 | https://eref.se.com/be/fr/sis-tarif/product/A9L65122
Schneider Electric | Schneider Electric | 01022021 |  | Schneider Electric |  | SED | A9L65201 |  |  | 178.61 |  | 1 |  | 6 | IPRD 65R 65 KA 350V 2P | Parafoudre iPRD65r 65kA 350V 2P |  | IPRD 65R 65 KA 350V 2P WITH REMOTE TRANS | [8 empty] | 09.07 | 1 | [8 empty] | 1 | 3606480504860 | 0 |  | 300 | 9 | 5 | 7 | 0.315 | 13606480504867 | 6 | 1886 | 27.5 | 10 | 8.5 |  | 43606480504868 | 54 | 17687 | 40 | 30 | 30 | [10 empty] | 6 | N | [12 empty] | CUC | ZC | 8536303099 | [14 empty] | iPRD65r modulaire overspanningsafleider - 2P - 350V - met overdracht op afstand | parafoudre modulaire iPRD65r - 2P - 350V - avec transfert à distance | [17 empty] | https://eref.se.com/be/nl/sis-tarif/product/A9L65201 | https://eref.se.com/be/fr/sis-tarif/product/A9L65201
Schneider Electric | Schneider Electric | 01022021 |  | Schneider Electric |  | SED | A9L65301 |  |  | 261.51 |  | 1 |  | 4 | IPRD 65R 65 KA 350V 3P | Parafoudre iPRD65r 65kA 350V 3P |  | IPRD 65R 65 KA 350V 3P WITH REMOTE TRANS | [8 empty] | 09.07 | 1 | [8 empty] | 1 | 3606480504853 | 0 |  | 436 | 9 | 6 | 8 | 0.432 | 13606480504850 | 4 | 1793 | 28 | 10 | 8.5 |  | 43606480504851 | 36 | 16850 | 40 | 30 | 30 | [10 empty] | 6 | N | [12 empty] | CUC | ZC | 8536303099 | [14 empty] | iPRD65r modulaire overspanningsafleider-3P + N-350V-met overdracht op afstand | parafoudre modulaire iPRD65r - 3P + N - 350V - avec transfert à distance | [17 empty] | https://eref.se.com/be/nl/sis-tarif/product/A9L65301 | https://eref.se.com/be/fr/sis-tarif/product/A9L65301
Schneider Electric | Schneider Electric | 01022021 |  | Schneider Electric |  | SED | A9L65321 |  |  | 262.77 |  | 1 |  | 4 | IPRD 65R 65 KA 460V 3P IT | IPRD 65R 65 KA 460V 3P IT AVEC REPORT SI |  | iPRD 65r 65 KA 460V 3P IT with remote tr | [8 empty] | 09.07 | 1 | [8 empty] | 1 | 3606480801648 | 0 |  | 338 | 9 | 5 | 7 | 0.315 | 13606480801645 | 4 | 1831 | 27.5 | 10 | 8 |  | 43606480801646 | 36 | 16966 | 40 | 30 | 30 | [10 empty] | 6 | N | [12 empty] | CUC | ZC | 8536303099 | [33 empty] | https://eref.se.com/be/nl/sis-tarif/product/A9L65321 | https://eref.se.com/be/fr/sis-tarif/product/A9L65321
Schneider Electric | Schneider Electric | 01022021 |  | Schneider Electric |  | SED | A9L65401 |  |  | 298.26 |  | 1 |  | 3 | IPRD 65R 65 KA 350V 4P | Parafoudre iPRD65r 65kA 350V 4P |  | IPRD 65R 65 KA 350V 4P WITH REMOTE TRANS | [8 empty] | 09.07 | 1 | [8 empty] | 1 | 3606480504839 | 0 |  | 562 | 9 | 8 | 8 | 0.576 | 13606480504836 | 3 | 1748 | 28 | 10 | 8.5 |  | 43606480504837 | 27 | 16445 | 40 | 30 | 30 | [10 empty] | 6 | N | [12 empty] | CUC | ZC | 8536303099 | [14 empty] | iPRD65r modulaire overspanningsafleider - 4P - 350V - met overdracht op afstand | parafoudre modulaire iPRD65r - 4P - 350V - avec transfert à distance | [17 empty] | https://eref.se.com/be/nl/sis-tarif/product/A9L65401 | https://eref.se.com/be/fr/sis-tarif/product/A9L65401
Schneider Electric | Schneider Electric | 01022021 |  | Schneider Electric |  | SED | A9L65501 |  |  | 178.61 |  | 1 |  | 6 | IPRD 65R 65 KA 350V 1P+N | Parafoudre iPRD65r 65kA 350V 1P+N |  | IPRD 65R 65 KA 350V 1PN WITH REMOTE TRAN | [8 empty] | 09.07 | 1 | [8 empty] | 1 | 3606480506291 | 0 |  | 271 | 9 | 8 | 4 | 0.288 | 13606480506298 | 6 | 1718 | 28 | 10 | 9 |  | 43606480506299 | 54 | 16175 | 40 | 30 | 30 | [10 empty] | 6 | N | [12 empty] | CUC | ZC | 8536303099 | [14 empty] | iPRD65r modulaire overspanningsafleider-1P + N-350V-met overdracht op afstand | parafoudre modulaire iPRD65r - 1P + N - 350V - avec transfert à distance | [17 empty] | https://eref.se.com/be/nl/sis-tarif/product/A9L65501 | https://eref.se.com/be/fr/sis-tarif/product/A9L65501
Schneider Electric | Schneider Electric | 01022021 |  | Schneider Electric |  | SED | A9L65601 |  |  | 298.26 |  | 1 |  | 3 | IPRD 65R 65 KA 350V 3P+N | Parafoudre iPRD65r 65kA 350V 3P+N |  | IPRD 65R 65 KA 350V 3PN WITH REMOTE TRAN | [8 empty] | 09.07 | 1 | [8 empty] | 1 | 3606480504846 | 0 |  | 533 | 9 | 8 | 8 | 0.576 | 13606480504843 | 3 | 1688 | 27 | 10 | 9 |  | 43606480504844 | 27 | 15905 | 40 | 30 | 30 | [10 empty] | 6 | N | [12 empty] | CUC | ZC | 8536303099 | [14 empty] | iPRD65r modular surge arrester - 3P + N - 350V - with remote transfert | parafoudre modulaire iPRD65r - 3P + N - 350V - avec transfert à distance | [17 empty] | https://eref.se.com/be/nl/sis-tarif/product/A9L65601 | https://eref.se.com/be/fr/sis-tarif/product/A9L65601
Schneider Electric | Schneider Electric | 01022021 |  | Schneider Electric |  | SED | A9MEM1521 |  |  | 101.77 |  | 1 |  | 1 | Acti9 iC60 Powertag 1P+N Boven | ACTI9 POWERTAG 1PN HAUT MAX 63A CAPTEUR |  | PowerTag Energy M63 1PN Top | [8 empty] | 09.07 | 1 | [8 empty] | 1 | 3606480909139 | 0 |  | 48 | 9 | 6 | 5 | 0.27 | [7 empty] | 43606480909137 | 48 | 2607 | 40 | 30 | 15 | [10 empty] | 2 | Y | [12 empty] | CUF | ZF | 9030337000 | [14 empty] | Acti 9 - PowerTag - 1P+N - Boven-positie - Maximum 63A - Energiesensor | Acti 9 - PowerTag - 1P + N - Position haute - Maximum 63A - Capteur d'énergie | [17 empty] | https://eref.se.com/be/nl/sis-tarif/product/A9MEM1521 | https://eref.se.com/be/fr/sis-tarif/product/A9MEM1521
Schneider Electric | Schneider Electric | 01022021 |  | Schneider Electric |  | SED | A9MEM1522 |  |  | 101.77 |  | 1 |  | 1 | Acti9 iC60 Powertag 1P+N Onder | ACTI9 POWERTAG 1PN BAS MAX 63A CAPTEUR D |  | PowerTag Energy M63 1PN Bottom | [8 empty] | 09.07 | 1 | [8 empty] | 1 | 3606480909146 | 0 |  | 48 | 9 | 6 | 5 | 0.27 | [7 empty] | 43606480909144 | 48 | 2609 | 40 | 30 | 15 | [10 empty] | 6 | N | [12 empty] | CUF | ZF | 9030337000 | [14 empty] | Acti 9 - PowerTag - 1P+N - Beneden-positie - Maximum 63A - Energiesensor | Acti 9 - PowerTag - 1P + N - Position basse - Maximum 63A - Capteur d'énergie | [17 empty] | https://eref.se.com/be/nl/sis-tarif/product/A9MEM1522 | https://eref.se.com/be/fr/sis-tarif/product/A9MEM1522
Schneider Electric | Schneider Electric | 01022021 |  | Schneider Electric |  | SED | A9MEM1540 |  |  | 166.54 |  | 1 |  | 1 | Acti9 iC60 Powertag 3P Boven/Onder | ACTI9 POWERTAG 3P MAX 63A CAPTEUR D ENER |  | PowerTag Energy M63 3P | [8 empty] | 09.07 | 1 | [8 empty] | 1 | 3606480909153 | 0 |  | 58 | 9 | 6 | 5 | 0.27 | [7 empty] | 43606480909151 | 48 | 3112 | 40 | 30 | 15 | [10 empty] | 6 | N | [12 empty] | CUF | ZF | 9030337000 | [14 empty] | Acti 9 - PowerTag - 3P - Boven- en beneden-positie - Maximum 63A - Energiesensor | Acti 9 - PowerTag - 3P - Position haute et basse -Maximum 63A -Capteur d'énergie | [17 empty] | https://eref.se.com/be/nl/sis-tarif/product/A9MEM1540 | https://eref.se.com/be/fr/sis-tarif/product/A9MEM1540
Schneider Electric | Schneider Electric | 01022021 |  | Schneider Electric |  | SED | A9MEM1541 |  |  | 166.54 |  | 1 |  | 1 | Acti9 iC60 Powertag 3P+N Boven | ACTI9 POWERTAG 3PN HAUT MAX 63A CAPTEUR |  | PowerTag Energy M63 3PN Top | [8 empty] | 09.07 | 1 | [8 empty] | 1 | 3606480909160 | 0 |  | 66 | 9 | 6 | 5 | 0.27 | [7 empty] | 43606480909168 | 48 | 3458 | 40 | 30 | 15 | [10 empty] | 2 | Y | [12 empty] | CUF | ZF | 9030337000 | [14 empty] | Acti 9 - PowerTag - 3P+N - Boven-positie - Maximum 63A - Energiesensor | Acti 9 - PowerTag - 3P + N - Position haute - Maximum 63A - Capteur d'énergie | [17 empty] | https://eref.se.com/be/nl/sis-tarif/product/A9MEM1541 | https://eref.se.com/be/fr/sis-tarif/product/A9MEM1541
Schneider Electric | Schneider Electric | 01022021 |  | Schneider Electric |  | SED | A9MEM1542 |  |  | 166.54 |  | 1 |  | 1 | Acti9 iC60 Powertag 3P+N Onder | ACTI9 POWERTAG 3PN BAS MAX 63A CAPTEUR D |  | PowerTag Energy M63 3PN Bottom | [8 empty] | 09.07 | 1 | [8 empty] | 1 | 3606480909177 | 0 |  | 65 | 9 | 6 | 5 | 0.27 | [7 empty] | 43606480909175 | 48 | 3459 | 40 | 30 | 15 | [10 empty] | 6 | N | [12 empty] | CUF | ZF | 9030337000 | [14 empty] | Acti 9 - PowerTag - 3P+N - Beneden-positie - Maximum 63A - Energiesensor | Acti 9 - PowerTag - 3P + N - Position basse - Maximum 63A - Capteur d'énergie | [17 empty] | https://eref.se.com/be/nl/sis-tarif/product/A9MEM1542 | https://eref.se.com/be/fr/sis-tarif/product/A9MEM1542
Schneider Electric | Schneider Electric | 01022021 |  | Schneider Electric |  | SED | A9MEM1573 |  |  | 140.81 |  | 1 |  | 1 | Acti9 Powertag FLEX 3P Boven/Onder | PowerTag A9 F63 3P Energy Sensor |  | PowerTag Energy F63 3P | [18 empty] | 1 | 3606489940843 | 0 |  | 79 | 8 | 7 | 7 | 0.392 | [7 empty] | 43606489940841 | 30 | 2955 | 15 | 40 | 30 | [10 empty] | 6 | N | [12 empty] | CUF | ZF | 90303370 | [33 empty] | https://eref.se.com/be/nl/sis-tarif/product/A9MEM1573 | https://eref.se.com/be/fr/sis-tarif/product/A9MEM1573
Schneider Electric | Schneider Electric | 01022021 |  | Schneider Electric |  | SED | A9MEM1580 |  |  | 150 |  | 1 |  | 1 | PowerTag Energy F160 3P/3PN | PowerTag Energy F160 3P/3PN |  | ENERGY SENSOR POWERTAG F160 3P+N | [18 empty] | 1 | 3606481595270 | 0 |  | 136 | 8 | 11 | 5 | 0.44 | [7 empty] | 13606481595277 | 24 | 3555 | 40 | 30 | 15 |  |  | 576 | 93820 | 60 | 80 | 90 |  |  |  | 18 | N | [12 empty] | CUF | ZF | 9030337000 | [33 empty] | https://eref.se.com/be/nl/sis-tarif/product/A9MEM1580 | https://eref.se.com/be/fr/sis-tarif/product/A9MEM1580
Schneider Electric | Schneider Electric | 01022021 |  | Schneider Electric |  | SED | A9MEM1590 |  |  | 485 |  | 1 |  | 1 | PowerTag Energy R200 3P/3PN | PowerTag Energy R200 3P/3PN |  | ENERGY SENSOR POWERTAG R200 3P+N | [18 empty] | 1 | 3606481595287 | 0 |  | 478 | 20 | 18 | 8 | 2.88 | [7 empty] | 13606481595284 | 7 | 3591 | 40 | 30 | 30 |  |  | 84 | 51592 | 60 | 80 | 90 |  |  |  | 18 | N | [12 empty] | CUF | ZF | 9030337000 | [33 empty] | https://eref.se.com/be/nl/sis-tarif/product/A9MEM1590 | https://eref.se.com/be/fr/sis-tarif/product/A9MEM1590
Schneider Electric | Schneider Electric | 01022021 |  | Schneider Electric |  | SED | A9MEM1591 |  |  | 500 |  | 1 |  | 1 | PowerTag Energy R600 3P/3PN | PowerTag Energy R600 3P/3PN |  | ENERGY SENSOR POWERTAG R600 3P+N | [18 empty] | 1 | 3606481595294 | 0 |  | 476 | 20 | 18 | 8 | 2.88 | [7 empty] | 13606481595291 | 7 | 3591 | 40 | 30 | 30 |  |  | 84 | 51592 | 60 | 80 | 90 |  |  |  | 18 | N | [12 empty] | CUF | ZF | 9030337000 | [33 empty] | https://eref.se.com/be/nl/sis-tarif/product/A9MEM1591 | https://eref.se.com/be/fr/sis-tarif/product/A9MEM1591
Schneider Electric | Schneider Electric | 01022021 |  | Schneider Electric |  | SED | A9MEM1592 |  |  | 517 |  | 1 |  | 1 | PowerTag Energy R1000 3P/3PN | PowerTag Energy R1000 3P/3PN |  | ENERGY SENSOR POWERTAG R1000 3P+N | [18 empty] | 1 | 3606481595300 | 0 |  | 475 | 20 | 18 | 8 | 2.88 | [7 empty] | 13606481595307 | 7 | 3591 | 40 | 30 | 30 |  |  | 84 | 51592 | 60 | 80 | 90 |  |  |  | 18 | N | [12 empty] | CUF | ZF | 9030337000 | [33 empty] | https://eref.se.com/be/nl/sis-tarif/product/A9MEM1592 | https://eref.se.com/be/fr/sis-tarif/product/A9MEM1592
Schneider Electric | Schneider Electric | 01022021 |  | Schneider Electric |  | SED | A9MEM1593 |  |  | 535 |  | 1 |  | 1 | PowerTag Energy R2000 3P/3PN | PowerTag Energy R2000 3P/3PN |  | ENERGY SENSOR POWERTAG R2000 3P+N | [18 empty] | 1 | 3606481595317 | 0 |  | 474 | 20 | 18 | 8 | 2.88 | [7 empty] | 13606481595314 | 7 | 3591 | 40 | 30 | 30 |  |  | 84 | 51592 | 60 | 80 | 90 |  |  |  | 18 | N | [12 empty] | CUF | ZF | 9030337000 | [33 empty] | https://eref.se.com/be/nl/sis-tarif/product/A9MEM1593 | https://eref.se.com/be/fr/sis-tarif/product/A9MEM1593
Schneider Electric | Schneider Electric | 01022021 |  | Schneider Electric |  | SED | A9MEM2000 |  |  | 107.57 |  | 1 |  | 1 | iEM2000 KWH METER 1P 40A MID B+D | iEM2000 COMPTEUR KWH 1P 40A MID B+D |  | ENERGY METER 40A | [18 empty] | 1 | 3606480217401 | 0 |  | 115 | 10 | 7 | 3 | 0.21 | [7 empty] | 43606480217409 | 38 | 4711 | 40 | 30 | 15 | [10 empty] | 2 | Y | [12 empty] | MS4 | MX | 9028309000 | [14 empty] | iEM2000 Energiemeter 1F 40A, MID | iEM2000 Compteur d'énergie 1Ph 40A, MID | [17 empty] | https://eref.se.com/be/nl/sis-tarif/product/A9MEM2000 | https://eref.se.com/be/fr/sis-tarif/product/A9MEM2000
Schneider Electric | Schneider Electric | 01022021 |  | Schneider Electric |  | SED | A9MEM2000T |  |  | 97.65 |  | 1 |  | 1 | ENERGIE METER 40A PULSE GEEN DISPLAY | COMPTEUR ENERGIE 40A A PULSE SANS DISPL |  | ENERGY METER 40A PULSE OUTPUT WITHOUT DI | [18 empty] | 1 | 3606480400575 | 0 |  | 110 | 10 | 3 | 8 | 0.24 | [7 empty] | 43606480400573 | 38 | 4982 | 40 | 30 | 15 | [10 empty] | 7 | N | [12 empty] | MS4 | MX | 9028309000 | [14 empty] | iEM2000T Energiemeter 1F 40A, met pulsuitgang, zonder display | iEM2000T Compteur d'énergie 1Ph 40A, sortie d'impulsions, sans display | [17 empty] | https://eref.se.com/be/nl/sis-tarif/product/A9MEM2000T | https://eref.se.com/be/fr/sis-tarif/product/A9MEM2000T
Schneider Electric | Schneider Electric | 01022021 |  | Schneider Electric |  | SED | A9MEM2010 |  |  | 110.94 |  | 1 |  | 1 | iEM2010 KWH METER 1P 40A PULS MID B+D | iEM2010 COMPTEUR KWH 1P 40A PULS MIDB+D |  | ENERGY METER 40A PULSE OUTPUT | [18 empty] | 1 | 3606480217418 | 0 |  | 123 | 10 | 7 | 3 | 0.21 | [7 empty] | 43606480217416 | 38 | 5015 | 40 | 30 | 15 | [10 empty] | 2 | Y | [12 empty] | MS4 | MX | 9028309000 | [14 empty] | iEM2010 Energiemeter 1F 40A, met pulsuitgang, MID | iEM2010 Compteur d'énergie 1Ph 40A, sortie d'impulsions, MID | [17 empty] | https://eref.se.com/be/nl/sis-tarif/product/A9MEM2010 | https://eref.se.com/be/fr/sis-tarif/product/A9MEM2010
Schneider Electric | Schneider Electric | 01022021 |  | Schneider Electric |  | SED | A9MEM2100 |  |  | 131.28 |  | 1 |  | 1 | iEM2100 1F KWH METER 63A | iEM2100 1F KWH METER 63A |  | SINGLE PHASE KWH METER 63A | [18 empty] | 1 | 3606480835223 | 0 |  | 172 | 5 | 10 | 8 | 0.4 | 3606480835223 | 1 | 172 | 7.8 | 4.5 | 9.5 |  | 23606480835227 | 60 | 11399 | 40 | 30 | 30 |  |  | 480 | 82600 | 80 | 60 | 105 |  |  |  | 2 | Y | [12 empty] | MS4 | MX | 9028309000 | [14 empty] | iEM2100 Energiemeter 1F 63A | iEM2100 Compteur d'énergie 1Ph 63A | [17 empty] | https://eref.se.com/be/nl/sis-tarif/product/A9MEM2100 | https://eref.se.com/be/fr/sis-tarif/product/A9MEM2100
Schneider Electric | Schneider Electric | 01022021 |  | Schneider Electric |  | SED | A9MEM2105 |  |  | 143.11 |  | 1 |  | 1 | iEM2105 1F KWH METER 63A PULS | iEM2105 1F KWH METER 63A PULS |  | SINGLE PHASE KWH METER 63A PULSE | [18 empty] | 1 | 3606480835230 | 0 |  | 186 | 5 | 10 | 8 | 0.4 | [7 empty] | 43606480835238 | 60 | 11402 | 40 | 30 | 30 | [10 empty] | 6 | N | [12 empty] | MS4 | MX | 9028309000 | [14 empty] | iEM2105 Energiemeter 1F 63A, partiële teller, met pulsuitgang | iEM2105 Compteur d'énergie 1Ph 63A, compteur partiel, sortie d'impulsions | [17 empty] | https://eref.se.com/be/nl/sis-tarif/product/A9MEM2105 | https://eref.se.com/be/fr/sis-tarif/product/A9MEM2105
Schneider Electric | Schneider Electric | 01022021 |  | Schneider Electric |  | SED | A9MEM2110 |  |  | 155.32 |  | 1 |  | 1 | IEM2110 1P+N KWH METER 63A PULS MID | COMPTEUR KWH MONOPHASE 63A PULSE MID |  | SINGLE PHASE KWH METER 63A PULSE MID | [18 empty] | 1 | 3606485434636 | 0 |  | 216 | 10 | 8 | 5 | 0.4 | [7 empty] | 43606485434634 | 29 | 6719 | 40 | 30 | 15 | [10 empty] | 7 | N | [12 empty] | MS4 | MX | 9028301100 | [14 empty] | iEM2110 Energiemeter 1F 63A, 2 tarieven, met 2 pulsuitgangen, MID | iEM2110 Compteur d'énergie 1Ph 63A, 2 tarifs, 2 sorties d'impulsions, MID | [17 empty] | https://eref.se.com/be/nl/sis-tarif/product/A9MEM2110 | https://eref.se.com/be/fr/sis-tarif/product/A9MEM2110
Schneider Electric | Schneider Electric | 01022021 |  | Schneider Electric |  | SED | A9MEM2135 |  |  | 213.01 |  | 1 |  | 1 | IEM2135 1P+N KWH METER 63A MBUS MID | COMPTEUR KWH MONOPHASE 63A MBUS MID |  | SINGLE PHASE KWH METER 63A MBUS MID | [18 empty] | 1 | 3606485434643 | 0 |  | 219 | 10 | 8 | 5 | 0.4 | [7 empty] | 43606485434641 | 29 | 6806 | 40 | 30 | 15 | [10 empty] | 7 | N | [12 empty] | MS4 | MX | 9028301100 | [14 empty] | iEM2135 Energiemeter 1F 63A, 2 tarieven, M-Bus communicatie, MID | iEM2135 Compteur d'énergie 1Ph 63A, 2 tarifs, communication M-Bus, MID | [17 empty] | https://eref.se.com/be/nl/sis-tarif/product/A9MEM2135 | https://eref.se.com/be/fr/sis-tarif/product/A9MEM2135
Schneider Electric | Schneider Electric | 01022021 |  | Schneider Electric |  | SED | A9MEM2150 |  |  | 191.15 |  | 1 |  | 1 | IEM2150 1P+N KWH METER 63A MODBUS | COMPTEUR KWH MONOPHASE 63A MODBUS |  | SINGLE PHASE KWH METER 63A MODBUS | [18 empty] | 1 | 3606485434650 | 0 |  | 220 | 10 | 8 | 5 | 0.4 | [7 empty] | 43606485434658 | 29 | 6835 | 40 | 30 | 15 | [10 empty] | 2 | Y | [12 empty] | MS4 | MX | 9028301100 | [14 empty] | iEM2150 Energiemeter 1F 63A, Modbus communicatie | iEM2150 Compteur d'énergie 1Ph 63A, communication M-Bus | [17 empty] | https://eref.se.com/be/nl/sis-tarif/product/A9MEM2150 | https://eref.se.com/be/fr/sis-tarif/product/A9MEM2150
Schneider Electric | Schneider Electric | 01022021 |  | Schneider Electric |  | SED | A9MEM2155 |  |  | 210.92 |  | 1 |  | 1 | IEM2155 1P+N KWH METER 63A MODBUS MID | COMPTEUR KWH MONOPHASE 63A MODBUS MID |  | SINGLE PHASE KWH METER 63A MODBUS MID | [18 empty] | 1 | 3606485434667 | 0 |  | 219 | 10 | 8 | 5 | 0.4 | [7 empty] | 43606485434665 | 29 | 6806 | 40 | 30 | 15 | [10 empty] | 2 | Y | [12 empty] | MS4 | MX | 9028301100 | [14 empty] | iEM2155 Energiemeter 1F 63A, 2 tarieven, Modbus communicatie, MID | iEM2155 Compteur d'énergie 1Ph 63A, 2 tarifs, communication Modbus, MID | [17 empty] | https://eref.se.com/be/nl/sis-tarif/product/A9MEM2155 | https://eref.se.com/be/fr/sis-tarif/product/A9MEM2155
Schneider Electric | Schneider Electric | 01022021 |  | Schneider Electric |  | SED | A9MEM3100 |  |  | 189.22 |  | 1 |  | 1 | IEM3100 3FASE KWH METER 63A | COMPTEUR KWH TRIPHASE 63A |  | TRIPHASE KWH METER 63A | [18 empty] | 1 | 3606480481482 | 0 |  | 431 | 10 | 10 | 9 | 0.9 | [7 empty] | 43606480481480 | 30 | 13420 | 40 | 30 | 30 |  |  | 240 | 107864 | 120 | 80 | 15 |  |  |  | 2 | Y | [12 empty] | MS4 | MX | 9028309000 | [14 empty] | iEM3100 Energiemeter 3F 63A | iEM3100 Compteur d'énergie 3Ph 63A | [17 empty] | https://eref.se.com/be/nl/sis-tarif/product/A9MEM3100 | https://eref.se.com/be/fr/sis-tarif/product/A9MEM3100
Schneider Electric | Schneider Electric | 01022021 |  | Schneider Electric |  | SED | A9MEM3110 |  |  | 218.91 |  | 1 |  | 1 | IEM3110 3F KWH METER MET PULS MID 63A | COMPTEUR KWH TRIPHASE 63A PULSE MID |  | TRIPHASE KWH METER 63A PULSE MID | [18 empty] | 1 | 3606480481499 | 0 |  | 429 | 9 | 10 | 10 | 0.9 | [7 empty] | 43606480481497 | 30 | 13446 | 40 | 30 | 30 |  |  | 240 | 107864 | 120 | 80 | 15 |  |  |  | 2 | Y | [12 empty] | MS4 | MX | 9028309000 | [14 empty] | iEM3110 Energiemeter 3F 63A, met pulsuitgang, MID | iEM3110 Compteur d'énergie 3Ph 63A, sortie d'impulsions, MID | [17 empty] | https://eref.se.com/be/nl/sis-tarif/product/A9MEM3110 | https://eref.se.com/be/fr/sis-tarif/product/A9MEM3110
Schneider Electric | Schneider Electric | 01022021 |  | Schneider Electric |  | SED | A9MEM3115 |  |  | 218.91 |  | 1 |  | 1 | IEM3115 3F MULTI KWH METER MID 63A | COMPTEUR KWH TRIPHASE 63A MULTI-TARIF MI |  | TRIPHASE KWH METER 63A MULTI-TARIFF MID | [18 empty] | 1 | 3606480481505 | 0 |  | 454 | 10 | 10 | 9 | 0.9 | [7 empty] | 43606480481503 | 30 | 13897 | 40 | 30 | 30 |  |  | 240 | 107864 | 120 | 80 | 15 |  |  |  | 2 | Y | [12 empty] | MS4 | MX | 9028309000 | [14 empty] | iEM3115 Energiemeter 3F 63A, 4 tarieven, MID | iEM3115 Compteur d'énergie 3Ph 63A, 4 tarifs, MID | [17 empty] | https://eref.se.com/be/nl/sis-tarif/product/A9MEM3115 | https://eref.se.com/be/fr/sis-tarif/product/A9MEM3115
Schneider Electric | Schneider Electric | 01022021 |  | Schneider Electric |  | SED | A9MEM3135 |  |  | 296.85 |  | 1 |  | 1 | IEM3135 3F KWH & PUI METER 63A MBUS MID | COMPTEUR KWH TRIPHASE 63A MBUS MID |  | Triphase kWh meter 63A MBus MID | [18 empty] | 1 | 3606480616471 | 0 |  | 391 | 11 | 10 | 9 | 0.99 | [7 empty] | 43606480616479 | 30 | 14287 | 40 | 30 | 30 |  |  | 480 | 220320 | 120 | 80 | 80 |  |  |  | 2 | Y | [12 empty] | MS4 | MX | 9028301900 | [14 empty] | iEM3135 Energiemeter 3F 63A, 2 tarieven, 1DI/1DO, M-Bus communicatie, MID | iEM3135 Compteur d'énergie 3Ph 63A, 2 tarifs, 1E/1S, communication M-Bus, MID | [17 empty] | https://eref.se.com/be/nl/sis-tarif/product/A9MEM3135 | https://eref.se.com/be/fr/sis-tarif/product/A9MEM3135
Schneider Electric | Schneider Electric | 01022021 |  | Schneider Electric |  | SED | A9MEM3150 |  |  | 267.16 |  | 1 |  | 1 | IEM3150 3F KWH & PUI METER 63A RS485 | COMPTEUR KWH TRIPHASE 63A MODBUS |  | TRIPHASE KWH METER 63A MODBUS | [18 empty] | 1 | 3606480481512 | 0 |  | 363 | 11 | 10 | 8 | 0.88 | [7 empty] | 43606480481510 | 30 | 13586 | 39.8 | 29.9 | 30 |  |  | 720 | 335064 | 110 | 120 | 80 |  |  |  | 2 | Y | [12 empty] | MS4 | MX | 9028309000 | [14 empty] | iEM3150 Energiemeter 3F 63A, Modbus communicatie | iEM3150 Compteur d'énergie 3Ph 63A, communication M-Bus | [17 empty] | https://eref.se.com/be/nl/sis-tarif/product/A9MEM3150 | https://eref.se.com/be/fr/sis-tarif/product/A9MEM3150
Schneider Electric | Schneider Electric | 01022021 |  | Schneider Electric |  | SED | A9MEM3155 |  |  | 296.85 |  | 1 |  | 1 | IEM3155 3F KWH & PUI METER 63A RS485 MID | COMPTEUR KWH TRIPHASE 63A MODBUS MID |  | TRIPHASE KWH METER 63A MODBUS MID | [18 empty] | 1 | 3606480481529 | 0 |  | 373 | 11 | 10 | 8 | 0.88 | [7 empty] | 43606480481527 | 30 | 14306 | 39.8 | 29.9 | 30 |  |  | 720 | 352344 | 110 | 120 | 80 |  |  |  | 2 | Y | [12 empty] | MS4 | MX | 9028309000 | [14 empty] | iEM3155 Energiemeter 3F 63A, 2 tarieven, 1DI/1DO, Modbus communicatie, MID | iEM3155 Compteur d'énergie 3Ph 63A, 2 tarifs, 1E/1S, communication Modbus, MID | [17 empty] | https://eref.se.com/be/nl/sis-tarif/product/A9MEM3155 | https://eref.se.com/be/fr/sis-tarif/product/A9MEM3155
Schneider Electric | Schneider Electric | 01022021 |  | Schneider Electric |  | SED | A9MEM3165 |  |  | 299.79 |  | 1 |  | 1 | iEM3165 3F KWH& PUI METER 63A BACNE MID | COMPTEUR KWH TRIPHASE 63A MODBUS, BACNET |  | Triphase kWh meter 63A BACnet MID | [18 empty] | 1 | 3606480616488 | 0 |  | 391 | 11 | 10 | 9 | 0.99 | [7 empty] | 43606480616486 | 30 | 13770 | 40 | 30 | 30 |  |  | 480 | 220320 | 80 | 120 | 70 |  |  |  | 2 | Y | [12 empty] | MS4 | MX | 9028301900 | [14 empty] | iEM3165 Energiemeter 3F 63A, 2 tarieven, 1DI/1DO, BACnet communicatie, MID | iEM3165 Compteur d'énergie 3Ph 63A, 2 tarifs, 1E/1S, communication BACnet, MID | [17 empty] | https://eref.se.com/be/nl/sis-tarif/product/A9MEM3165 | https://eref.se.com/be/fr/sis-tarif/product/A9MEM3165
Schneider Electric | Schneider Electric | 01022021 |  | Schneider Electric |  | SED | A9MEM3175 |  |  | 299.79 |  | 1 |  | 1 | DRIEFASIGE KWH METER 63A MODBUS, LON TP/ | COMPTEUR KWH TRIPHASE 63A MODBUS, LON TP |  | Triphase kWh meter 63A LON MID | [18 empty] | 1 | 3606480616495 | 0 |  | 391 | 11 | 10 | 9 | 0.99 | [7 empty] | 43606480616493 | 30 | 13770 | 40 | 30 | 30 |  |  | 480 | 220320 | 80 | 120 | 70 |  |  |  | 7 | N | [12 empty] | MS4 | MX | 9028301900 | [14 empty] | iEM3175 Energiemeter 3F 63A, 2 tarieven, 1DI, LON communicatie, MID | iEM3175 Compteur d'énergie 3Ph 63A, 2 tarifs, 1E, communication LON, MID | [17 empty] | https://eref.se.com/be/nl/sis-tarif/product/A9MEM3175 | https://eref.se.com/be/fr/sis-tarif/product/A9MEM3175
Schneider Electric | Schneider Electric | 01022021 |  | Schneider Electric |  | SED | A9MEM3200 |  |  | 177.11 |  | 1 |  | 1 | IEM3200 3FASE KWH METER 1/5A | COMPTEUR KWH TRIPHASE TC |  | TRIPHASE KWH METER CT | [18 empty] | 1 | 3606480481536 | 0 |  | 335 | 11 | 10 | 9 | 0.99 | [7 empty] | 43606480481534 | 30 | 10571 | 40 | 30 | 30 |  |  | 240 | 86504 | 120 | 80 | 15 |  |  |  | 2 | Y | [12 empty] | MS4 | MX | 9028309000 | [14 empty] | iEM3200 Energiemeter 3F voor TI 1/5A | iEM3200 Compteur d'énergie 3Ph pour TC 1/5A | [17 empty] | https://eref.se.com/be/nl/sis-tarif/product/A9MEM3200 | https://eref.se.com/be/fr/sis-tarif/product/A9MEM3200
Schneider Electric | Schneider Electric | 01022021 |  | Schneider Electric |  | SED | A9MEM3210 |  |  | 196.66 |  | 1 |  | 1 | IEM3210 3FASE KWH METER 1/5A PULS MID | COMPTEUR KWH TRIPHASE TC PULSE MID |  | TRIPHASE KWH METER CT PULSE MID | [18 empty] | 1 | 3606480481543 | 0 |  | 350 | 10 | 10 | 8 | 0.8 | [7 empty] | 43606480481541 | 30 | 11107 | 40 | 30 | 30 |  |  | 240 | 86504 | 120 | 80 | 15 |  |  |  | 2 | Y | [12 empty] | MS4 | MX | 9028309000 | [14 empty] | iEM3210 Energiemeter 3F voor TI 1/5A, met pulsuitgang, MID | iEM3210 Compteur d'énergie 3Ph pour TC 1/5A, sortie d'impulsions, MID | [17 empty] | https://eref.se.com/be/nl/sis-tarif/product/A9MEM3210 | https://eref.se.com/be/fr/sis-tarif/product/A9MEM3210
Schneider Electric | Schneider Electric | 01022021 |  | Schneider Electric |  | SED | A9MEM3215 |  |  | 198.6 |  | 1 |  | 1 | IEM3215 3FASE KWH METER 1/5A MULTI MID | COMPTEUR KWH TRIPHASE TC MULTI-TARIF MID |  | TRIPHASE KWH METER CT MULTI-TARIFF MID | [18 empty] | 1 | 3606480481550 | 0 |  | 342 | 11 | 10 | 9 | 0.99 | [7 empty] | 43606480481558 | 30 | 10747 | 40 | 30 | 30 |  |  | 240 | 86504 | 120 | 80 | 15 |  |  |  | 7 | N | [12 empty] | MS4 | MX | 9028309000 | [14 empty] | iEM3215 Energiemeter 3F voor TI 1/5A, 4 tarieven, MID | iEM3215 Compteur d'énergie 3Ph pour TC 1/5A, 4 tarifs, MID | [17 empty] | https://eref.se.com/be/nl/sis-tarif/product/A9MEM3215 | https://eref.se.com/be/fr/sis-tarif/product/A9MEM3215
Schneider Electric | Schneider Electric | 01022021 |  | Schneider Electric |  | SED | A9MEM3235 |  |  | 268.47 |  | 1 |  | 1 | IEM3235 3F KWH & PUI METER 1/5A MBUS MID | COMPTEUR KWH TRIPHASE TC MBUS MID |  | Triphase kWh meter CT MBus MID | [18 empty] | 1 | 3606480616501 | 0 |  | 373 | 11 | 10 | 9 | 0.99 | [7 empty] | 43606480616509 | 30 | 11317 | 40 | 30 | 30 |  |  | 480 | 198096 | 120 | 80 | 80 |  |  |  | 2 | Y | [12 empty] | MS4 | MX | 9028301900 | [14 empty] | iEM3235 Energiemeter 3F voor TI 1/5A, 2 tarieven, 1DI/1DO, M-Bus comm., MID | iEM3235 Compteur d'énergie 3Ph pour TC 1/5A, 2 tarifs,1E/1S, comm. M-Bus, MID | [17 empty] | https://eref.se.com/be/nl/sis-tarif/product/A9MEM3235 | https://eref.se.com/be/fr/sis-tarif/product/A9MEM3235
Schneider Electric | Schneider Electric | 01022021 |  | Schneider Electric |  | SED | A9MEM3250 |  |  | 231.89 |  | 1 |  | 1 | IEM3250 3F KWH & PUI METER 1/5A RS485 | COMPTEUR KWH TRIPHASE TC MODBUS |  | TRIPHASE KWH METER CT MODBUS | [18 empty] | 1 | 3606480481567 | 0 |  | 265 | 11 | 10 | 8 | 0.88 | [7 empty] | 43606480481565 | 30 | 10766 | 39.8 | 29.9 | 30 |  |  | 720 | 267384 | 110 | 120 | 80 |  |  |  | 2 | Y | [12 empty] | MS4 | MX | 9028309000 | [14 empty] | iEM3250 Energiemeter 3F voor TI 1/5A, Modbus communicatie | iEM3250 Compteur d'énergie 3Ph pour TC 1/5A, communication M-Bus | [17 empty] | https://eref.se.com/be/nl/sis-tarif/product/A9MEM3250 | https://eref.se.com/be/fr/sis-tarif/product/A9MEM3250
Schneider Electric | Schneider Electric | 01022021 |  | Schneider Electric |  | SED | A9MEM3255 |  |  | 267.16 |  | 1 |  | 1 | IEM3255 3F KWH& PUI METER 1/5A RS485 MID | COMPTEUR KWH TRIPHASE TC MODBUS MID |  | TRIPHASE KWH METER CT MODBUS MID | [18 empty] | 1 | 3606480481574 | 0 |  | 275 | 11 | 10 | 8 | 0.88 | [7 empty] | 43606480481572 | 30 | 11426 | 39.8 | 29.9 | 30 |  |  | 720 | 283224 | 110 | 120 | 80 |  |  |  | 2 | Y | [12 empty] | MS4 | MX | 9028309000 | [14 empty] | iEM3255 Energiemeter 3F voor TI 1/5A, 2 tarieven, 1DI/1DO, Modbus comm., MID | iEM3255 Compt. d'énergie 3Ph pour TC 1/5A, 2 tarifs, 1E/1S, comm. Modbus, MID | [17 empty] | https://eref.se.com/be/nl/sis-tarif/product/A9MEM3255 | https://eref.se.com/be/fr/sis-tarif/product/A9MEM3255
Schneider Electric | Schneider Electric | 01022021 |  | Schneider Electric |  | SED | A9MEM3265 |  |  | 269.8 |  | 1 |  | 1 | iEM3265 3f kWh & PUI METER 1/5A BAC MID | COMPTEUR KWH TRIPHASE TI MODBUS, BAC NET |  | Triphase kWh meter CT BACnet MID | [18 empty] | 1 | 3606480616518 | 0 |  | 302 | 11 | 10 | 9 | 0.99 | [7 empty] | 43606480616516 | 30 | 11437 | 40 | 30 | 30 |  |  | 480 | 172320 | 80 | 120 | 70 |  |  |  | 2 | Y | [12 empty] | MS4 | MX | 9028301900 | [14 empty] | iEM3265 Energiemeter 3F voor TI 1/5A, 2 tarieven, 1DI/1DO, BACnet comm., MID | iEM3265 Compt. d'énergie 3Ph pour TC 1/5A, 2 tarifs, 1E/1S, comm. BACnet, MID | [17 empty] | https://eref.se.com/be/nl/sis-tarif/product/A9MEM3265 | https://eref.se.com/be/fr/sis-tarif/product/A9MEM3265
Schneider Electric | Schneider Electric | 01022021 |  | Schneider Electric |  | SED | A9MEM3275 |  |  | 272.46 |  | 1 |  | 1 | iEM3275 3f kWh & PUI METER 1/5A LON MID | COMPTEUR KWH TRIPHASE TI MODBUS, LON FT/ |  | Triphase kWh meter CT LON MID | [18 empty] | 1 | 3606480616525 | 0 |  | 302 | 11 | 10 | 9 | 0.99 | [7 empty] | 43606480616523 | 30 | 10770 | 40 | 30 | 30 |  |  | 480 | 172320 | 80 | 120 | 70 |  |  |  | 7 | N | [12 empty] | MS4 | MX | 9028301900 | [14 empty] | iEM3275 Energiemeter 3F voor TI 1/5A, 2 tarieven, 1DI, LON communicatie, MID | iEM3275 Compteur d'énergie 3Ph pour TC 1/5A, 2 tarifs, 1E, comm. LON, MID | [17 empty] | https://eref.se.com/be/nl/sis-tarif/product/A9MEM3275 | https://eref.se.com/be/fr/sis-tarif/product/A9MEM3275
Schneider Electric | Schneider Electric | 01022021 |  | Schneider Electric |  | SED | A9MEM3300 |  |  | 211.79 |  | 1 |  | 1 | IEM3300 125A KWH ENERGIEMETER | iEM3300 COMPTEUR ENERGIE 3P+N 125A |  | Triphase kWh meter 125A | [18 empty] | 1 | 3606480696381 | 0 |  | 687 | 13 | 11 | 9 | 1.287 | [7 empty] | 43606480696389 | 18 | 12743 | 40 | 30 | 30 |  |  | 144 | 111944 | 120 | 80 | 15 |  |  |  | 2 | Y | [12 empty] | MS4 | MX | 9028309000 | [14 empty] | iEM3300 Energiemeter 3F 125A | iEM3300 Compteur d'énergie 3Ph 125A | [17 empty] | https://eref.se.com/be/nl/sis-tarif/product/A9MEM3300 | https://eref.se.com/be/fr/sis-tarif/product/A9MEM3300
Schneider Electric | Schneider Electric | 01022021 |  | Schneider Electric |  | SED | A9MEM3310 |  |  | 242.03 |  | 1 |  | 1 | IEM3310 125A KWH METER PULS MID | iEM3310 COMPTEUR KWH 3P+N 125A PULSE MID |  | Triphase kWh meter 125A pulse MID | [18 empty] | 1 | 3606480696398 | 0 |  | 688 | 13 | 11 | 8 | 1.144 | [7 empty] | 43606480696396 | 18 | 12601 | 40 | 30 | 30 |  |  | 144 | 111944 | 120 | 80 | 15 |  |  |  | 2 | Y | [12 empty] | MS4 | MX | 9028309000 | [14 empty] | iEM3310 Energiemeter 3F 125A, met pulsuitgang, MID | iEM3310 Compteur d'énergie 3Ph 125A, sortie d'impulsions, MID | [17 empty] | https://eref.se.com/be/nl/sis-tarif/product/A9MEM3310 | https://eref.se.com/be/fr/sis-tarif/product/A9MEM3310
Schneider Electric | Schneider Electric | 01022021 |  | Schneider Electric |  | SED | A9MEM3335 |  |  | 329.93 |  | 1 |  | 1 | IEM3335 125A KWH METER MBUS MID | iEM3335 COMPTEUR KWH 3P+N 125A MBUS MID |  | Triphase kWh meter 125A MBus MID | [18 empty] | 1 | 3606480696404 | 0 |  | 580 | 13 | 11 | 9 | 1.287 | [7 empty] | 43606480696402 | 18 | 12743 | 40 | 30 | 30 |  |  | 144 | 111944 | 120 | 80 | 15 |  |  |  | 2 | Y | [12 empty] | MS4 | MX | 9028309000 | [14 empty] | iEM3335 Energiemeter 3F 125A, 2 tarieven, 1DI/1DO, M-Bus communicatie, MID | iEM3335 Compteur d'énergie 3Ph 125A, 2 tarifs, 1E/1S, communication M-Bus,MID | [17 empty] | https://eref.se.com/be/nl/sis-tarif/product/A9MEM3335 | https://eref.se.com/be/fr/sis-tarif/product/A9MEM3335
Schneider Electric | Schneider Electric | 01022021 |  | Schneider Electric |  | SED | A9MEM3350 |  |  | 295.82 |  | 1 |  | 1 | IEM3350 125A KWH METER MODBUS | iEM3350 COMPTEUR KWH 3P+N 125A MODBUS |  | Triphase kWh meter 125A Modbus | [18 empty] | 1 | 3606480696411 | 0 |  | 700 | 13 | 11 | 8 | 1.144 | [7 empty] | 43606480696419 | 18 | 12889 | 40 | 30 | 30 |  |  | 144 | 111944 | 120 | 80 | 15 |  |  |  | 2 | Y | [12 empty] | MS4 | MX | 9028309000 | [14 empty] | iEM3350 Energiemeter 3F 125A, Modbus communicatie | iEM3350 Compteur d'énergie 3Ph 125A, communication M-Bus | [17 empty] | https://eref.se.com/be/nl/sis-tarif/product/A9MEM3350 | https://eref.se.com/be/fr/sis-tarif/product/A9MEM3350
Schneider Electric | Schneider Electric | 01022021 |  | Schneider Electric |  | SED | A9MEM3355 |  |  | 326.69 |  | 1 |  | 1 | IEM3355 125A KWH METER MODBUS MID | iEM3355 COMPT. KWH 3P+N 125A MODBUS MID |  | Triphase kWh meter 125A Modbus MID | [18 empty] | 1 | 3606480696428 | 0 |  | 580 | 13 | 11 | 9 | 1.287 | [7 empty] | 43606480696426 | 18 | 13087 | 40 | 30 | 30 |  |  | 144 | 111944 | 120 | 80 | 15 |  |  |  | 2 | Y | [12 empty] | MS4 | MX | 9028309000 | [14 empty] | iEM3355 Energiemeter 3F 125A, 2 tarieven, 1DI/1DO, Modbus communicatie, MID | iEM3355 Compteur d'énergie 3Ph 125A, 2 tarifs, 1E/1S, communication Modbus, MID | [17 empty] | https://eref.se.com/be/nl/sis-tarif/product/A9MEM3355 | https://eref.se.com/be/fr/sis-tarif/product/A9MEM3355
Schneider Electric | Schneider Electric | 01022021 |  | Schneider Electric |  | SED | A9MEM3365 |  |  | 329.93 |  | 1 |  | 1 | IEM3365 125A KWH METER BACNET MID | iEM3365 COMPT. KWH 3P+N 125A BACNET MID |  | Triphase kWh meter 125A BACnet MID | [18 empty] | 1 | 3606480696435 | 0 |  | 580 | 13 | 11 | 9 | 1.287 | [7 empty] | 43606480696433 | 18 | 13015 | 40 | 30 | 30 |  |  | 144 | 111944 | 120 | 80 | 15 |  |  |  | 7 | N | [12 empty] | MS4 | MX | 9028309000 | [14 empty] | iEM3365 Energiemeter 3F 125A, 2 tarieven, 1DI/1DO, BACnet communicatie, MID | iEM3365 Compteur d'énergie 3Ph 125A, 2 tarifs, 1E/1S, communication BACnet, MID | [17 empty] | https://eref.se.com/be/nl/sis-tarif/product/A9MEM3365 | https://eref.se.com/be/fr/sis-tarif/product/A9MEM3365
Schneider Electric | Schneider Electric | 01022021 |  | Schneider Electric |  | SED | A9MEM3375 |  |  | 329.93 |  | 1 |  | 1 | IEM3375 125A KWH METER LON MID | iEM3375 COMPTEUR KWH 3P+N 125A LON MID |  | Triphase kWh meter 125A LON MID | [18 empty] | 1 | 3606480696442 | 0 |  | 580 | 13 | 11 | 9 | 1.287 | [7 empty] | 43606480696440 | 18 | 12743 | 40 | 30 | 30 |  |  | 144 | 111944 | 120 | 80 | 15 |  |  |  | 7 | N | [12 empty] | MS4 | MX | 9028309000 | [14 empty] | iEM3375 Energiemeter 3F 125A, 2 tarieven, 1DI, LON communicatie, MID | iEM3375 Compteur d'énergie 3Ph 125A, 2 tarifs, 1E, communication LON, MID | [17 empty] | https://eref.se.com/be/nl/sis-tarif/product/A9MEM3375 | https://eref.se.com/be/fr/sis-tarif/product/A9MEM3375
Schneider Electric | Schneider Electric | 01022021 |  | Schneider Electric |  | SED | A9MEM3455 |  |  | 277.08 |  | 1 |  | 1 | IEM3455 3F KWH METER LVCT MODBUS | IEM3455 COMPTEUR KWH 3P LVCT MODBUS |  | TRIPHASE KWH METER LVCT MODBUS | [18 empty] | 1 | 3606480845222 | 0 |  | 337 | 11 | 10 | 9 | 0.99 | [7 empty] | 43606480845220 | 30 | 11257 | 40 | 30 | 30 |  | 73606480845221 | 240 | 98556000 | 60 | 80 | 50 |  |  |  | 2 | Y | [12 empty] | MS4 | MX | 9028301900 | [14 empty] | iEM3455 Energiemeter 3F voor TI LVCT, 2 tarieven, 1DI/1DO, Modbus communicatie | iEM3455 Compt. d'énergie 3Ph pour TC LVCT, 2 tarifs, 1E/1S, communication Modbus | [17 empty] | https://eref.se.com/be/nl/sis-tarif/product/A9MEM3455 | https://eref.se.com/be/fr/sis-tarif/product/A9MEM3455
Schneider Electric | Schneider Electric | 01022021 |  | Schneider Electric |  | SED | A9MEM3465 |  |  | 281.19 |  | 1 |  | 1 | IEM3465 3F KWH METER LVCT BACNET | IEM3465 COMPTEUR KWH 3P LVCT BACNET |  | TRIPHASE KWH METER LVCT BACNET | [18 empty] | 1 | 3606480845239 | 0 |  | 359 | 11 | 10 | 9 | 0.99 | [7 empty] | 43606480845237 | 30 | 11483 | 40 | 30 | 30 |  | 73606480845238 | 240 | 100364000 | 60 | 80 | 50 |  |  |  | 38 | N | [12 empty] | MS4 | MX | 9028301900 | [14 empty] | iEM3465 Energiemeter 3F voor TI LVCT, 2 tarieven, 1DI/1DO, BACnet communicatie | iEM3465 Compt. d'énergie 3Ph pour TC LVCT, 2 tarifs, 1E/1S, communication BACnet | [17 empty] | https://eref.se.com/be/nl/sis-tarif/product/A9MEM3465 | https://eref.se.com/be/fr/sis-tarif/product/A9MEM3465
Schneider Electric | Schneider Electric | 01022021 |  | Schneider Electric |  | SED | A9MEM3555 |  |  | 287.33 |  | 1 |  | 1 | TRIPHASE KWH METER ROGCOIL MODBUS | IEM3555 COMPTEUR KWH 3P ROGCOIL MODBUS |  | TRIPHASE KWH METER ROGCOIL MODBUS | [18 empty] | 1 | 3606480845246 | 0 |  | 340 | 10 | 11 | 9 | 0.99 | [7 empty] | 43606480845244 | 30 | 10687 | 40 | 30 | 30 |  | 73606480845245 | 240 | 93996 | 6 | 8 | 5 |  |  |  | 2 | Y | [12 empty] | MS4 | MX | 9028301900 | [14 empty] | iEM3555 Energiemeter 3F voor TI Rogowski, 2 tarieven, 1DI/1DO, Modbus comm. | iEM3555 Compt. d'énergie 3Ph pour TC Rogowski, 2 tarifs, 1E/1S, comm.Modbus | [17 empty] | https://eref.se.com/be/nl/sis-tarif/product/A9MEM3555 | https://eref.se.com/be/fr/sis-tarif/product/A9MEM3555
Schneider Electric | Schneider Electric | 01022021 |  | Schneider Electric |  | SED | A9MEM3565 |  |  | 290.15 |  | 1 |  | 1 | IEM3565 3F KWH METER ROGCOIL BACNET | IEM3565 COMPTEUR KWH 3P ROGCOIL BACNET |  | TRIPHASE KWH METER ROGCOIL BACNET | [18 empty] | 1 | 3606480845253 | 0 |  | 323 | 11 | 10 | 9 | 0.99 | [7 empty] | 43606480845251 | 30 | 11483 | 40 | 30 | 30 |  | 73606480845252 | 240 | 100364000 | 60 | 80 | 50 |  |  |  | 38 | N | [12 empty] | MS4 | MX | 9028301900 | [14 empty] | iEM3565 Energiemeter 3F voor TI Rogowski, 2 tarieven, 1DI/1DO, BACnet comm. | iEM3565 Compt. d'énergie 3Ph pour TC Rogowski, 2 tarifs, 1E/1S, comm.BACnet | [17 empty] | https://eref.se.com/be/nl/sis-tarif/product/A9MEM3565 | https://eref.se.com/be/fr/sis-tarif/product/A9MEM3565
Schneider Electric | Schneider Electric | 01022021 |  | Schneider Electric |  | SED | A9N15635 |  |  | 6.34 |  | 1 |  | 12 | Acti9 STI 1P 20 A fuse 8.5 x 31.5 mm fus | Acti9 STI 1P 20 A fusible 8.5 x 31.5 mm |  | ACTI9 STI 1P 20A FUSE 8.5 X 31.5 MM FUSE | [8 empty] | 09.07 | 1 | [8 empty] | 1 | 3606480619502 | 0 |  | 55 | 9 | 8 | 2 | 0.144 | 13606480619509 | 12 | 716 | 20 | 30 | 2.9 |  | 43606480619500 | 144 | 9112 | 40 | 30 | 30 | [10 empty] | 6 | N | [12 empty] | CUC | ZC | 8536101090 | [14 empty] | Acti 9 - zekering-lastscheider STI - 1 pool - 10 A - voor zekering 8,5 x 31,5 mm | Acti 9 - fusible-sectionneur STI - 1 pôle - 10 A - pour fusible 8,5 x 31,5 mm | [17 empty] | https://eref.se.com/be/nl/sis-tarif/product/A9N15635 | https://eref.se.com/be/fr/sis-tarif/product/A9N15635
Schneider Electric | Schneider Electric | 01022021 |  | Schneider Electric |  | SED | A9N15636 |  |  | 6.34 |  | 1 |  | 12 | STI ZEKERINGHOUDER 1P 500V | SECTIONNEUR FUSIBLE A TIROIR 1 |  | ACTI9 STI 1P 25A FUSE 10.3 X 38 MM FUSE | [8 empty] | 09.07 | 1 | [8 empty] | 1 | 3606480619519 | 0 |  | 10 | 8 | 2 | 8 | 0.128 | 13606480619516 | 12 | 710 | 20 | 30 | 2.85 |  | 43606480619517 | 144 | 9050 | 40 | 30 | 30 |  | 73606480619518 | 1152 | 84400 | 120 | 80 | 45 |  |  |  | 2 | Y | [12 empty] | CUC | ZC | 8536101090 | [14 empty] | Acti 9 - zekering-lastscheider STI - 1 pool - 25 A - voor zekering 10,3 x 38 mm | Acti 9 - fusible-sectionneur STI - 1 pôle - 25 A - pour fusible 10,3 x 38 mm | [17 empty] | https://eref.se.com/be/nl/sis-tarif/product/A9N15636 | https://eref.se.com/be/fr/sis-tarif/product/A9N15636
Schneider Electric | Schneider Electric | 01022021 |  | Schneider Electric |  | SED | A9N15645 |  |  | 10.6 |  | 1 |  | 12 | STI 1P+N 8,5X31,5 400V (DE) | STI 1P+N 8,5X31,5 400V (DE) |  | ACTI9 STI 1P-N 20A FUSE 8.5 X 31.5 MM FU | [8 empty] | 09.07 | 1 | [8 empty] | 1 | 3606480619526 | 0 |  | 76 | 2 | 8 | 8 | 0.128 | 13606480619523 | 12 | 939 | 20 | 30 | 2.87 |  | 43606480619524 | 144 | 11600 | 40 | 30 | 30 | [10 empty] | 6 | N | [12 empty] | CUC | ZC | 8536101090 | [14 empty] | Acti 9-zekering-lastscheider STI-1 pool + N-10 A-voor zekering 8,5 x 31,5 mm | Acti 9 - fusible-sectionneur STI - 1 pôle + N - 10 A - pour fusible 8,5 x 31.5mm | [17 empty] | https://eref.se.com/be/nl/sis-tarif/product/A9N15645 | https://eref.se.com/be/fr/sis-tarif/product/A9N15645
Schneider Electric | Schneider Electric | 01022021 |  | Schneider Electric |  | SED | A9N15646 |  |  | 10.6 |  | 1 |  | 12 | STI ZEKERINGHOUDER 1P+N 500V | SECTIONNEURS FUSIBLES à TIROIR STI 1P+N |  | ACTI9 STI 1P-N 25A FUSE 10.3 X 38 MM FUS | [8 empty] | 09.07 | 1 | [8 empty] | 1 | 3606480619533 | 0 |  | 73 | 8 | 8 | 2 | 0.128 | 13606480619530 | 12 | 927 | 20 | 30 | 2.73 |  | 43606480619531 | 144 | 11661 | 40 | 30 | 30 |  | 73606480619532 | 1152 | 104888 | 120 | 80 | 50 |  |  |  | 2 | Y | [12 empty] | CUC | ZC | 8536105090 | [14 empty] | Acti 9-zekering-lastscheider STI-1 pool + N-25 A-voor zekering 10,3 x 38 mm | Acti 9 - fusible-sectionneur STI - 1 pôle + N - 25 A - pour fusible 10,3 x 38 mm | [17 empty] | https://eref.se.com/be/nl/sis-tarif/product/A9N15646 | https://eref.se.com/be/fr/sis-tarif/product/A9N15646
Schneider Electric | Schneider Electric | 01022021 |  | Schneider Electric |  | SED | A9N15650 |  |  | 12.95 |  | 1 |  | 6 | STI ZEKERINGHOUDER 2P 400V | SECTIONNEUR FUSIBLE A TIROIR 2 |  | ACTI9 STI 2P 20A FUSE 8.5 X 31.5 MM FUSE | [8 empty] | 09.07 | 1 | [8 empty] | 1 | 3606480619540 | 0 |  | 109 | 9 | 8 | 4 | 0.288 | 13606480619547 | 6 | 714 | 23 | 8 | 10 |  | 43606480619548 | 72 | 9186 | 40 | 30 | 30 | [10 empty] | 6 | N | [12 empty] | CUC | ZC | 8536101090 | [14 empty] | Acti 9-zekering-lastscheider STI-2 polen-10 A-voor zekering 8,5 x 31,5 mm | Acti 9 - fusible-sectionneur STI - 2 pôles - 10 A - pour fusible 8,5 x 31.5 mm | [17 empty] | https://eref.se.com/be/nl/sis-tarif/product/A9N15650 | https://eref.se.com/be/fr/sis-tarif/product/A9N15650
Schneider Electric | Schneider Electric | 01022021 |  | Schneider Electric |  | SED | A9N15651 |  |  | 12.95 |  | 1 |  | 6 | STI ZEKERINGHOUDER 2P 500V | SECTIONNEUR FUSIBLE A TIROIR 2 |  | ACTI9 STI 2P 25A FUSE 10.3 X 38 MM FUSE | [8 empty] | 09.07 | 1 | [8 empty] | 1 | 3606480619557 | 0 |  | 10.18 | 9 | 8 | 4 | 0.288 | 13606480619554 | 6 | 705 | 20 | 30 | 2.75 |  | 43606480619555 | 72 | 9007 | 40 | 30 | 30 |  | 73606480619556 | 576 | 84056 | 120 | 80 | 50 |  |  |  | 2 | Y | [12 empty] | CUC | ZC | 8536105090 | [14 empty] | Acti 9 - smeltv.-scheid. STI - 2 p. - 25 A - voor smeltveiligheid 10,3 x 38 mm | Acti 9 - fusible-sectionneur STI - 2 pôles - 25 A - pour fusible 10,3 x 38 mm | [17 empty] | https://eref.se.com/be/nl/sis-tarif/product/A9N15651 | https://eref.se.com/be/fr/sis-tarif/product/A9N15651
Schneider Electric | Schneider Electric | 01022021 |  | Schneider Electric |  | SED | A9N15655 |  |  | 18.6 |  | 1 |  | 4 | STI ZEKERINGHOUDER 3P 400V | SECTIONNEUR FUSIBLE A TIROIR 3 |  | ACTI9 STI 3P 20A FUSE 8.5 X 31.5 MM FUSE | [8 empty] | 09.07 | 1 | [8 empty] | 1 | 3606480619564 | 0 |  | 167 | 9 | 8 | 5 | 0.36 | 13606480619561 | 4 | 728.8 | 22.5 | 9 | 8.5 |  | 43606480619562 | 48 | 9166 | 40 | 30 | 30 | [10 empty] | 6 | N | [12 empty] | CUC | ZC | 8536105090 | [14 empty] | Acti 9-zekering-lastscheider STI-3 polen-10 A-voor zekering 8,5 x 31,5 mm | Acti 9 - fusible-sectionneur STI - 3 pôles - 10 A - pour fusible 8,5 x 31.5 mm | [17 empty] | https://eref.se.com/be/nl/sis-tarif/product/A9N15655 | https://eref.se.com/be/fr/sis-tarif/product/A9N15655
Schneider Electric | Schneider Electric | 01022021 |  | Schneider Electric |  | SED | A9N15656 |  |  | 18.6 |  | 1 |  | 4 | STI ZEKERINGHOUDER 3P 500V | SECTIONNEUR FUSIBLE A TIROIR 3 |  | ACTI9 STI 3P 25A FUSE 10.3 X 38 MM FUSE | [8 empty] | 09.07 | 1 | [8 empty] | 1 | 3606480619571 | 0 |  | 165.75 | 9 | 8 | 5 | 0.36 | 13606480619578 | 4 | 716.248 | 22.5 | 9.5 | 8.5 |  | 43606480619579 | 48 | 9012 | 40 | 30 | 30 | [10 empty] | 2 | Y | [12 empty] | CUC | ZC | 8536105090 | [14 empty] | Acti 9 - smeltv.-scheid. STI - 3 p. - 25 A - voor smeltveiligheid 10,3 x 38 mm | Acti 9 - fusible-sectionneur STI - 3 pôles - 25 A - pour fusible 10,3 x 38 mm | [17 empty] | https://eref.se.com/be/nl/sis-tarif/product/A9N15656 | https://eref.se.com/be/fr/sis-tarif/product/A9N15656
Schneider Electric | Schneider Electric | 01022021 |  | Schneider Electric |  | SED | A9N15657 |  |  | 25.28 |  | 1 |  | 4 | STI 3P+N 8,5X31,5 400V (DE) | SECTIONNEUR FUSIBLE A TIROIR 3 |  | ACTI9 STI 3P-N 20A FUSE 8.5 X 31.5 MM FU | [8 empty] | 09.07 | 1 | [8 empty] | 1 | 3606480619588 | 0 |  | 184 | 9 | 8 | 5 | 0.36 | 13606480619585 | 4 | 788 | 23 | 8 | 9 |  | 43606480619586 | 48 | 9960 | 40 | 30 | 30 | [10 empty] | 6 | N | [12 empty] | CUC | ZC | 8536101090 | [14 empty] | Acti 9-zekering-lastscheider STI-3 polen + N-10 A-voor zekering 8,5 x 31,5 mm | Acti 9 - fusible-sectionneur STI - 3 pôles + N -10 A -pour fusible 8,5 x 31.5 mm | [17 empty] | https://eref.se.com/be/nl/sis-tarif/product/A9N15657 | https://eref.se.com/be/fr/sis-tarif/product/A9N15657
Schneider Electric | Schneider Electric | 01022021 |  | Schneider Electric |  | SED | A9N15658 |  |  | 25.28 |  | 1 |  | 4 | STI ZEKERINGHOUDER 3P+N 500V | SECTIONNEUR FUSIBLE A TIROIR 3 |  | ACTI9 STI 3P-N 25A FUSE 10.3 X 38 MM FUS | [8 empty] | 09.07 | 1 | [8 empty] | 1 | 3606480619595 | 0 |  | 182 | 9 | 8 | 5 | 0.36 | 13606480619592 | 4 | 785 | 20 | 30 | 3.9 |  | 43606480619593 | 48 | 9961 | 40 | 30 | 30 |  | 73606480619594 | 384 | 91256 | 120 | 80 | 50 |  |  |  | 2 | Y | [12 empty] | CUC | ZC | 8536101090 | [14 empty] | Acti 9 - smeltv.-scheid. STI - 3 p. + N - 25 A - voor smeltveiligh. 10,3 x 38 mm | Acti 9 - fusible-sectionneur STI - 3 pôles + N - 25 A - pour fusible 10,3 x 38mm | [17 empty] | https://eref.se.com/be/nl/sis-tarif/product/A9N15658 | https://eref.se.com/be/fr/sis-tarif/product/A9N15658
Schneider Electric | Schneider Electric | 01022021 |  | Schneider Electric |  | SED | A9N17515 |  |  | 48.09 |  | 1 |  | 12 | IDPN N 1P+N B4 | IDPN DISJ 1P-N 4A B 6000A 10KA 230V |  | IDPN MCB 1P-N 4A B 6000A 10KA 230V | [8 empty] | 09.07 | 1 | [8 empty] | 144 | 3606480530555 | 0 |  | 117 | 9 | 8 | 2 | 0.144 | 13606480530552 | 12 | 1454 | 23 | 10 | 9 |  | 43606480530553 | 144 | 17935 | 40 | 30 | 30 | [10 empty] | 2 | Y | [12 empty] | MH3 | OZ | 8536201090 | [14 empty] | iDPN - stroomonderbreker - 1P+N - 4A - B curve | iDPN - disjoncteur - 1P+N - 4 A - courbe B | [17 empty] | https://eref.se.com/be/nl/sis-tarif/product/A9N17515 | https://eref.se.com/be/fr/sis-tarif/product/A9N17515
Schneider Electric | Schneider Electric | 01022021 |  | Schneider Electric |  | SED | A9N17516 |  |  | 40.49 |  | 1 |  | 12 | IDPN N 1P+N B6 | IDPN DISJ 1P-N 6A B 6000A 10KA 230V |  | IDPN MCB 1P-N 6A B 6000A 10KA 230V | [8 empty] | 09.07 | 1 | [8 empty] | 144 | 3606480530562 | 0 |  | 114 | 9 | 8 | 2 | 0.144 | 13606480530569 | 12 | 1410 | 23 | 8 | 9 |  | 43606480530560 | 144 | 17474 | 40 | 30 | 30 | [10 empty] | 2 | Y | [12 empty] | MH3 | OZ | 8536201090 | [14 empty] | iDPN - stroomonderbreker - 1P+N - 6A - B curve | iDPN - disjoncteur - 1P+N - 64 A - courbe B | [17 empty] | https://eref.se.com/be/nl/sis-tarif/product/A9N17516 | https://eref.se.com/be/fr/sis-tarif/product/A9N17516
Schneider Electric | Schneider Electric | 01022021 |  | Schneider Electric |  | SED | A9N17517 |  |  | 25.55 |  | 1 |  | 12 | IDPN N 1P+N B10 | IDPN DISJ 1P-N 10A B 6000A 10KA 230V |  | IDPN MCB 1P-N 10A B 6000A 10KA 230V | [8 empty] | 09.07 | 1 | [8 empty] | 144 | 3606480530579 | 0 |  | 117 | 9 | 8 | 2 | 0.144 | 13606480530576 | 12 | 1404 | 20 | 30 | 2.85 |  | 43606480530577 | 144 | 17335 | 40 | 30 | 30 | [10 empty] | 2 | Y | [12 empty] | MH3 | OZ | 8536201090 | [14 empty] | iDPN - stroomonderbreker - 1P+N - 10A - B curve | iDPN - disjoncteur - 1P+N - 10 A - courbe B | [17 empty] | https://eref.se.com/be/nl/sis-tarif/product/A9N17517 | https://eref.se.com/be/fr/sis-tarif/product/A9N17517
Schneider Electric | Schneider Electric | 01022021 |  | Schneider Electric |  | SED | A9N17519 |  |  | 25.55 |  | 1 |  | 12 | IDPN N 1P+N B16 | IDPN DISJ 1P-N 16A B 6000A 10KA 230V |  | IDPN MCB 1P-N 16A B 6000A 10KA 230V | [8 empty] | 09.07 | 1 | [8 empty] | 144 | 3606480530586 | 0 |  | 113 | 9 | 7 | 2 | 0.126 | 13606480530583 | 12 | 1399 | 22.5 | 9 | 8 |  | 43606480530584 | 144 | 17208 | 40 | 30 | 30 | [10 empty] | 2 | Y | [12 empty] | MH3 | OZ | 8536201090 | [14 empty] | iDPN - stroomonderbreker - 1P+N - 16A - B curve | iDPN - disjoncteur - 1P+N - 16 A - courbe B | [17 empty] | https://eref.se.com/be/nl/sis-tarif/product/A9N17519 | https://eref.se.com/be/fr/sis-tarif/product/A9N17519
Schneider Electric | Schneider Electric | 01022021 |  | Schneider Electric |  | SED | A9N17520 |  |  | 25.77 |  | 1 |  | 12 | IDPN N 1P+N B20 | IDPN DISJ 1P-N 20A B 6000A 10KA 230V |  | IDPN MCB 1P-N 20A B 6000A 10KA 230V | [8 empty] | 09.07 | 1 | [8 empty] | 1 | 3606480530593 | 0 |  | 119 | 9 | 8 | 2 | 0.144 | 13606480530590 | 12 | 1470 | 22 | 8 | 9 |  | 43606480530591 | 144 | 17436 | 40 | 30 | 30 | [10 empty] | 6 | N | [12 empty] | MH3 | OZ | 8536201090 | [14 empty] | iDPN - stroomonderbreker - 1P+N - 20A - B curve | iDPN - disjoncteur - 1P+N - 20 A - courbe B | [17 empty] | https://eref.se.com/be/nl/sis-tarif/product/A9N17520 | https://eref.se.com/be/fr/sis-tarif/product/A9N17520
Schneider Electric | Schneider Electric | 01022021 |  | Schneider Electric |  | SED | A9N17521 |  |  | 34.87 |  | 1 |  | 12 | IDPN N 1P+N B25 | IDPN DISJ 1P-N 25A B 6000A 10KA 230V |  | IDPN MCB 1P-N 25A B 6000A 10KA 230V | [8 empty] | 09.07 | 1 | [8 empty] | 1 | 3606480530609 | 0 |  | 120 | 9 | 8 | 2 | 0.144 | 13606480530606 | 12 | 1484 | 23 | 8 | 9 |  | 43606480530607 | 144 | 18295 | 40 | 30 | 30 | [10 empty] | 6 | N | [12 empty] | MH3 | OZ | 8536201090 | [14 empty] | iDPN - stroomonderbreker - 1P+N - 25A - B curve | iDPN - disjoncteur - 1P+N - 25 A - courbe B | [17 empty] | https://eref.se.com/be/nl/sis-tarif/product/A9N17521 | https://eref.se.com/be/fr/sis-tarif/product/A9N17521
Schneider Electric | Schneider Electric | 01022021 |  | Schneider Electric |  | SED | A9N17522 |  |  | 67.85 |  | 1 |  | 12 | IDPN N 1P+N B32 | IDPN DISJ 1P-N 32A B 6000A 10KA 230V |  | IDPN MCB 1P-N 32A B 6000A 10KA 230V | [8 empty] | 09.07 | 1 | [8 empty] | 1 | 3606480530616 | 0 |  | 119 | 9 | 8 | 2 | 0.144 | 13606480530613 | 12 | 1474 | 23 | 8 | 9 |  | 43606480530614 | 144 | 18175 | 40 | 30 | 30 | [10 empty] | 8 | N | [12 empty] | MH3 | OZ | 8536201090 | [14 empty] | iDPN - stroomonderbreker - 1P+N - 32A - B curve | iDPN - disjoncteur - 1P+N - 32 A - courbe B | [17 empty] | https://eref.se.com/be/nl/sis-tarif/product/A9N17522 | https://eref.se.com/be/fr/sis-tarif/product/A9N17522
Schneider Electric | Schneider Electric | 01022021 |  | Schneider Electric |  | SED | A9N17523 |  |  | 45.86 |  | 1 |  | 12 | IDPN N 1P+N B40 | IDPN DISJ 1P-N 40A B 6000A 10KA 230V |  | IDPN MCB 1P-N 40A B 6000A 10KA 230V | [8 empty] | 09.07 | 1 | [8 empty] | 1 | 3606480530623 | 0 |  | 117 | 9 | 8 | 2 | 0.144 | 13606480530620 | 12 | 1454 | 23 | 9 | 10 |  | 43606480530621 | 144 | 17935 | 40 | 30 | 30 | [10 empty] | 12 | N | [12 empty] | MH3 | OZ | 8536201090 | [14 empty] | iDPN - stroomonderbreker - 1P+N - 40A - B curve | iDPN - disjoncteur - 1P+N - 40 A - courbe B | [17 empty] | https://eref.se.com/be/nl/sis-tarif/product/A9N17523 | https://eref.se.com/be/fr/sis-tarif/product/A9N17523
Schneider Electric | Schneider Electric | 01022021 |  | Schneider Electric |  | SED | A9N17525 |  |  | 94.43 |  | 1 |  | 4 | C40A 3P-N 6A C 4500A 400V | C40A 3P-N 6A C 4500A 400V MINIATURE CIR |  | C40A 3P-N 6A C 4500A 400V MINIATURE CIR | [8 empty] | 09.07 | 1 | [8 empty] | 1 | 3606480378744 | 0 |  | 326 | 9 | 8 | 6 | 0.432 | 13606480378741 | 4 | 1360 | 23 | 8 | 10 |  | 43606480378742 | 48 | 16852 | 40 | 30 | 30 | [10 empty] | 14 | N | [12 empty] | MH3 | OZ | 8536201090 | [14 empty] | C40a - stroomonderbreker - 3P + N - 6A - C curve | C40a - disjoncteur - C60H - 3P + N - 6 A - courbe C | [17 empty] | https://eref.se.com/be/nl/sis-tarif/product/A9N17525 | https://eref.se.com/be/fr/sis-tarif/product/A9N17525
Schneider Electric | Schneider Electric | 01022021 |  | Schneider Electric |  | SED | A9N17526 |  |  | 89.91 |  | 1 |  | 4 | C40A 3P-N 10A C 4500A 400V | C40A 3P-N 10A C 4500A 400V MINIATURE CI |  | C40A 3P-N 10A C 4500A 400V MINIATURE CI | [8 empty] | 09.07 | 1 | [8 empty] | 1 | 3606480378751 | 0 |  | 318 | 9 | 8 | 5 | 0.36 | 13606480378758 | 4 | 1325 | 9.5 | 22.3 | 8 |  | 43606480378759 | 48 | 16387 | 40 | 30 | 30 | [10 empty] | 2 | Y | [12 empty] | MH3 | OZ | 8536201090 | [14 empty] | C40a - stroomonderbreker - 3P + N - 10A - C curve | C40a - disjoncteur - C60H - 3P + N - 10 A - courbe C | [17 empty] | https://eref.se.com/be/nl/sis-tarif/product/A9N17526 | https://eref.se.com/be/fr/sis-tarif/product/A9N17526
Schneider Electric | Schneider Electric | 01022021 |  | Schneider Electric |  | SED | A9N17527 |  |  | 90.42 |  | 1 |  | 4 | C40A 3P-N 16A C 4500A 400V | C40A 3P-N 16A C 4500A 400V MINIATURE CI |  | C40A 3P-N 16A C 4500A 400V MINIATURE CI | [8 empty] | 09.07 | 1 | [8 empty] | 1 | 3606480378768 | 0 |  | 320 | 9 | 8 | 6 | 0.432 | 13606480378765 | 4 | 1334 | 23 | 8 | 10 |  | 43606480378766 | 48 | 16495 | 40 | 30 | 30 | [10 empty] | 2 | Y | [12 empty] | MH3 | OZ | 8536201090 | [14 empty] | C40a - stroomonderbreker - 3P + N - 16A - C curve | C40a - disjoncteur - C60H - 3P + N - 16 A - courbe C | [17 empty] | https://eref.se.com/be/nl/sis-tarif/product/A9N17527 | https://eref.se.com/be/fr/sis-tarif/product/A9N17527
Schneider Electric | Schneider Electric | 01022021 |  | Schneider Electric |  | SED | A9N17528 |  |  | 91.81 |  | 1 |  | 4 | C40A 3P-N 20A C 4500A 400V | C40A 3P-N 20A C 4500A 400V MINIATURE CI |  | C40A 3P-N 20A C 4500A 400V MINIATURE CI | [8 empty] | 09.07 | 1 | [8 empty] | 1 | 3606480378775 | 0 |  | 335.5 | 9 | 8 | 6 | 0.432 | 13606480378772 | 4 | 1387 | 9.5 | 22.3 | 8 |  | 43606480378773 | 48 | 17131 | 40 | 30 | 30 | [10 empty] | 2 | Y | [12 empty] | MH3 | OZ | 8536201090 | [14 empty] | C40a - stroomonderbreker - 3P + N - 20A - C curve | C40a - disjoncteur - C60H - 3P + N - 20 A - courbe C | [17 empty] | https://eref.se.com/be/nl/sis-tarif/product/A9N17528 | https://eref.se.com/be/fr/sis-tarif/product/A9N17528
Schneider Electric | Schneider Electric | 01022021 |  | Schneider Electric |  | SED | A9N17529 |  |  | 96.52 |  | 1 |  | 4 | C40A 3P-N 25A C 4500A 400V | C40A 3P-N 25A C 4500A 400V MINIATURE CI |  | C40A 3P-N 25A C 4500A 400V MINIATURE CI | [8 empty] | 09.07 | 1 | [8 empty] | 1 | 3606480378782 | 0 |  | 336 | 9 | 8 | 6 | 0.432 | 13606480378789 | 4 | 1399 | 9.5 | 22.3 | 8 |  | 43606480378780 | 48 | 17275 | 40 | 30 | 30 | [10 empty] | 2 | Y | [12 empty] | MH3 | OZ | 8536201090 | [14 empty] | C40a - stroomonderbreker - 3P + N - 25A - C curve | C40a - disjoncteur - C60H - 3P + N - 25 A - courbe C | [17 empty] | https://eref.se.com/be/nl/sis-tarif/product/A9N17529 | https://eref.se.com/be/fr/sis-tarif/product/A9N17529
Schneider Electric | Schneider Electric | 01022021 |  | Schneider Electric |  | SED | A9N17530 |  |  | 103.04 |  | 1 |  | 4 | C40A 3P-N 32A C 4500A 400V | C40A 3P-N 32A C 4500A 400V MINIATURE CI |  | C40A 3P-N 32A C 4500A 400V MINIATURE CI | [8 empty] | 09.07 | 1 | [8 empty] | 1 | 3606480378799 | 0 |  | 354 | 9 | 8 | 6 | 0.432 | 13606480378796 | 4 | 1416 | 22 | 8 | 10 |  | 43606480378797 | 48 | 17479 | 40 | 30 | 30 | [10 empty] | 2 | Y | [12 empty] | MH3 | OZ | 8536201090 | [14 empty] | C40a - stroomonderbreker - 3P + N - 32A - C curve | C40a - disjoncteur - C60H - 3P + N - 32 A - courbe C | [17 empty] | https://eref.se.com/be/nl/sis-tarif/product/A9N17530 | https://eref.se.com/be/fr/sis-tarif/product/A9N17530
Schneider Electric | Schneider Electric | 01022021 |  | Schneider Electric |  | SED | A9N17531 |  |  | 103.78 |  | 1 |  | 4 | C40A 3P-N 40A C 4500A 400V | C40A 3P-N 40A C 4500A 400V MINIATURE CI |  | C40A 3P-N 40A C 4500A 400V MINIATURE CI | [8 empty] | 09.07 | 1 | [8 empty] | 1 | 3606480378805 | 0 |  | 347.9 | 9 | 7 | 5 | 0.315 | 13606480378802 | 4 | 1466 | 23 | 9 | 8 |  | 43606480378803 | 48 | 17839 | 40 | 30 | 30 | [10 empty] | 14 | N | [12 empty] | MH3 | OZ | 8536201090 | [14 empty] | C40a - stroomonderbreker - 3P + N - 40A - C curve | C40a - disjoncteur - C60H - 3P + N - 40 A - courbe C | [17 empty] | https://eref.se.com/be/nl/sis-tarif/product/A9N17531 | https://eref.se.com/be/fr/sis-tarif/product/A9N17531
Schneider Electric | Schneider Electric | 01022021 |  | Schneider Electric |  | SED | A9N17553 |  |  | 136.56 |  | 1 |  | 4 | C40N 3P-N 6A B 6000A 400V | C40N 3P-N 6A B 6000A 400V MINIATURE CIR |  | C40N 3P-N 6A B 6000A 400V MINIATURE CIR | [8 empty] | 09.07 | 1 | [8 empty] | 1 | 3606480378881 | 0 |  | 316 | 9 | 5 | 8 | 0.36 | 13606480378888 | 4 | 1314 | 23 | 9 | 9 |  | 43606480378889 | 48 | 16255 | 40 | 30 | 30 | [10 empty] | 12 | N | [12 empty] | MH3 | OZ | 8536201090 | [14 empty] | C40N - stroomonderbreker - 3P + N - 6A - B curve | C40N - disjoncteur - C60H - 3P + N - 6 A - courbe B | [17 empty] | https://eref.se.com/be/nl/sis-tarif/product/A9N17553 | https://eref.se.com/be/fr/sis-tarif/product/A9N17553
Schneider Electric | Schneider Electric | 01022021 |  | Schneider Electric |  | SED | A9N17554 |  |  | 120.33 |  | 1 |  | 4 | C40N 3P-N 10A B 6000A 400V | C40N 3P-N 10A B 6000A 400V MINIATURE CI |  | C40N 3P-N 10A B 6000A 400V MINIATURE CI | [8 empty] | 09.07 | 1 | [8 empty] | 1 | 3606480378898 | 0 |  | 316 | 9 | 5 | 8 | 0.36 | 13606480378895 | 4 | 1314 | 23 | 9 | 9 |  | 43606480378896 | 48 | 16255 | 40 | 30 | 30 | [10 empty] | 2 | Y | [12 empty] | MH3 | OZ | 8536201090 | [14 empty] | C40N - stroomonderbreker - 3P + N - 10A - B curve | C40N - disjoncteur - C60H - 3P + N - 10 A - courbe B | [17 empty] | https://eref.se.com/be/nl/sis-tarif/product/A9N17554 | https://eref.se.com/be/fr/sis-tarif/product/A9N17554
Schneider Electric | Schneider Electric | 01022021 |  | Schneider Electric |  | SED | A9N17555 |  |  | 120.6 |  | 1 |  | 4 | C40N 3P-N 16A B 6000A 400V | C40N 3P-N 16A B 6000A 400V MINIATURE CI |  | C40N 3P-N 16A B 6000A 400V MINIATURE CI | [8 empty] | 09.07 | 1 | [8 empty] | 1 | 3606480378904 | 0 |  | 317.5 | 9 | 7 | 5 | 0.315 | 13606480378901 | 4 | 1323 | 23 | 9.5 | 8 |  | 43606480378902 | 48 | 16296 | 40 | 30 | 30 | [10 empty] | 2 | Y | [12 empty] | MH3 | OZ | 8536201090 | [14 empty] | C40N - stroomonderbreker - 3P + N - 16A - B curve | C40N - disjoncteur - C60H - 3P + N - 16 A - courbe B | [17 empty] | https://eref.se.com/be/nl/sis-tarif/product/A9N17555 | https://eref.se.com/be/fr/sis-tarif/product/A9N17555
Schneider Electric | Schneider Electric | 01022021 |  | Schneider Electric |  | SED | A9N17556 |  |  | 122.54 |  | 1 |  | 4 | C40N 3P-N 20A B 6000A 400V | C40N 3P-N 20A B 6000A 400V MINIATURE CI |  | C40N 3P-N 20A B 6000A 400V MINIATURE CI | [8 empty] | 09.07 | 1 | [8 empty] | 4 | 3606480378911 | 0 |  | 316 | 9 | 5 | 8 | 0.36 | 13606480378918 | 4 | 1314 | 23 | 9 | 9 |  | 43606480378919 | 48 | 16255 | 40 | 30 | 30 | [10 empty] | 14 | N | [12 empty] | MH3 | OZ | 8536201090 | [14 empty] | C40N - stroomonderbreker - 3P + N - 20A - B curve | C40N - disjoncteur - C60H - 3P + N - 20 A - courbe B | [17 empty] | https://eref.se.com/be/nl/sis-tarif/product/A9N17556 | https://eref.se.com/be/fr/sis-tarif/product/A9N17556
Schneider Electric | Schneider Electric | 01022021 |  | Schneider Electric |  | SED | A9N17557 |  |  | 128.78 |  | 1 |  | 4 | C40N 3P-N 25A B 6000A 400V | C40N 3P-N 25A B 6000A 400V MINIATURE CI |  | C40N 3P-N 25A B 6000A 400V MINIATURE CI | [8 empty] | 09.07 | 1 | [8 empty] | 1 | 3606480378928 | 0 |  | 316 | 9 | 5 | 8 | 0.36 | 13606480378925 | 4 | 1314 | 23 | 9 | 9 |  | 43606480378926 | 48 | 16255 | 40 | 30 | 30 | [10 empty] | 2 | Y | [12 empty] | MH3 | OZ | 8536201090 | [14 empty] | C40N - stroomonderbreker - 3P + N - 25A - B curve | C40N - disjoncteur - C60H - 3P + N - 25 A - courbe B | [17 empty] | https://eref.se.com/be/nl/sis-tarif/product/A9N17557 | https://eref.se.com/be/fr/sis-tarif/product/A9N17557
Schneider Electric | Schneider Electric | 01022021 |  | Schneider Electric |  | SED | A9N17558 |  |  | 137.56 |  | 1 |  | 4 | C40N 3P-N 32A B 6000A 400V | C40N 3P-N 32A B 6000A 400V MINIATURE CI |  | C40N 3P-N 32A B 6000A 400V MINIATURE CI | [8 empty] | 09.07 | 1 | [8 empty] | 4 | 3606480378935 | 0 |  | 316 | 9 | 5 | 8 | 0.36 | 13606480378932 | 4 | 1314 | 23 | 9 | 9 |  | 43606480378933 | 48 | 16255 | 40 | 30 | 30 | [10 empty] | 12 | N | [12 empty] | MH3 | OZ | 8536201090 | [14 empty] | C40N - stroomonderbreker - 3P + N - 32A - B curve | C40N - disjoncteur - C60H - 3P + N - 32 A - courbe B | [17 empty] | https://eref.se.com/be/nl/sis-tarif/product/A9N17558 | https://eref.se.com/be/fr/sis-tarif/product/A9N17558
Schneider Electric | Schneider Electric | 01022021 |  | Schneider Electric |  | SED | A9N17559 |  |  | 138.52 |  | 1 |  | 4 | C40N 3P-N 40A B 6000A 400V | C40N 3P-N 40A B 6000A 400V MINIATURE CI |  | C40N 3P-N 40A B 6000A 400V MINIATURE CI | [8 empty] | 09.07 | 1 | [8 empty] | 1 | 3606480378942 | 0 |  | 316 | 9 | 5 | 8 | 0.36 | 13606480378949 | 4 | 1314 | 22.7 | 9.4 | 8.2 |  | 43606480378940 | 48 | 16255 | 40 | 30 | 30 | [10 empty] | 15 | N | [12 empty] | MH3 | OZ | 8536201090 | [14 empty] | C40N - stroomonderbreker - 3P + N - 40A - B curve | C40N - disjoncteur - C60H - 3P + N - 40 A - courbe B | [17 empty] | https://eref.se.com/be/nl/sis-tarif/product/A9N17559 | https://eref.se.com/be/fr/sis-tarif/product/A9N17559
Schneider Electric | Schneider Electric | 01022021 |  | Schneider Electric |  | SED | A9N18340 |  |  | 33.04 |  | 1 |  | 12 | C120N 1P B63A | C120N 1P B63A |  | C120N 1P 63A B 10000A 240/415V MINIATURE | [8 empty] | 09.07 | 1 | [8 empty] | 1 | 3606480379147 | 0 |  | 187 | 9 | 7 | 3 | 0.189 | 13606480379144 | 12 | 2320 | 33 | 9 | 9 |  | 43606480379145 | 72 | 14407 | 40 | 30 | 30 | [10 empty] | 6 | N | [12 empty] | CUG | ZG | 8536209090 | [14 empty] | Automaat C120N 1P B63A | Disjoncteur C120N 1P B63A | [17 empty] | https://eref.se.com/be/nl/sis-tarif/product/A9N18340 | https://eref.se.com/be/fr/sis-tarif/product/A9N18340
Schneider Electric | Schneider Electric | 01022021 |  | Schneider Electric |  | SED | A9N18341 |  |  | 50.54 |  | 1 |  | 12 | C120N 1P B80A | C120N 1P B80A |  | C120N 1P 80A B 10000A 240/415V MINIATURE | [8 empty] | 09.07 | 1 | [8 empty] | 1 | 3606480379154 | 0 |  | 192 | 8 | 7 | 3 | 0.168 | 13606480379151 | 12 | 2373 | 33 | 9 | 9 |  | 43606480379152 | 72 | 14725 | 40 | 30 | 30 | [10 empty] | 6 | N | [12 empty] | CUG | ZG | 8536209090 | [14 empty] | Automaat C120N 1P B80A | Disjoncteur C120N 1P B80A | [17 empty] | https://eref.se.com/be/nl/sis-tarif/product/A9N18341 | https://eref.se.com/be/fr/sis-tarif/product/A9N18341
Schneider Electric | Schneider Electric | 01022021 |  | Schneider Electric |  | SED | A9N18342 |  |  | 56.66 |  | 1 |  | 12 | C120N 1P B100A | C120N 1P B100A |  | C120N 1P 100A B 10000A 240/415V MINIATUR | [8 empty] | 09.07 | 1 | [8 empty] | 1 | 3606480379161 | 0 |  | 193 | 9 | 8 | 3 | 0.216 | 13606480379168 | 12 | 2384 | 33 | 9 | 10 |  | 43606480379169 | 72 | 14791 | 40 | 30 | 30 | [10 empty] | 6 | N | [12 empty] | CUG | ZG | 8536209090 | [14 empty] | Automaat C120N 1P B100A | Disjoncteur C120N 1P B100A | [17 empty] | https://eref.se.com/be/nl/sis-tarif/product/A9N18342 | https://eref.se.com/be/fr/sis-tarif/product/A9N18342
Schneider Electric | Schneider Electric | 01022021 |  | Schneider Electric |  | SED | A9N18343 |  |  | 73.87 |  | 1 |  | 12 | C120N 1P B125A | C120N 1P B125A |  | C120N 1P 125A B 10000A 240/415V MINIATUR | [8 empty] | 09.07 | 1 | [8 empty] | 1 | 3606480379178 | 0 |  | 193 | 9 | 8 | 3 | 0.216 | 13606480379175 | 12 | 2392 | 33 | 9 | 9 |  | 43606480379176 | 72 | 14839 | 40 | 30 | 30 | [10 empty] | 6 | N | [12 empty] | CUG | ZG | 8536209090 | [14 empty] | Automaat C120N 1P B125A | Disjoncteur C120N 1P B125A | [17 empty] | https://eref.se.com/be/nl/sis-tarif/product/A9N18343 | https://eref.se.com/be/fr/sis-tarif/product/A9N18343
Schneider Electric | Schneider Electric | 01022021 |  | Schneider Electric |  | SED | A9N18344 |  |  | 71.49 |  | 1 |  | 6 | C120N 2P B63A | C120N 2P B63A |  | C120N 2P 63A B 10000A 415V MINIATURE CIR | [8 empty] | 09.07 | 1 | [8 empty] | 1 | 3606480379185 | 0 |  | 376 | 8 | 7 | 5 | 0.28 | 13606480379182 | 6 | 2326 | 33 | 9 | 10 |  | 43606480379183 | 36 | 14396 | 40 | 30 | 30 | [10 empty] | 6 | N | [12 empty] | CUG | ZG | 8536209090 | [14 empty] | Automaat C120N 2P B63A | Disjoncteur C120N 2P B63A | [17 empty] | https://eref.se.com/be/nl/sis-tarif/product/A9N18344 | https://eref.se.com/be/fr/sis-tarif/product/A9N18344
Schneider Electric | Schneider Electric | 01022021 |  | Schneider Electric |  | SED | A9N18345 |  |  | 105.79 |  | 1 |  | 6 | C120N 2P B80A | C120N 2P B80A |  | C120N 2P 80A B 10000A 415V MINIATURE CIR | [8 empty] | 09.07 | 1 | [8 empty] | 1 | 3606480379192 | 0 |  | 386 | 9 | 8 | 5 | 0.36 | 13606480379199 | 6 | 2386 | 33 | 9 | 10 |  | 43606480379190 | 36 | 14786 | 40 | 30 | 30 | [10 empty] | 6 | N | [12 empty] | CUG | ZG | 8536209090 | [14 empty] | Automaat C120N 2P B80A | Disjoncteur C120N 2P B80A | [17 empty] | https://eref.se.com/be/nl/sis-tarif/product/A9N18345 | https://eref.se.com/be/fr/sis-tarif/product/A9N18345
Schneider Electric | Schneider Electric | 01022021 |  | Schneider Electric |  | SED | A9N18346 |  |  | 118.74 |  | 1 |  | 6 | C120N 2P B100A | C120N 2P B100A |  | C120N 2P 100A B 10000A 415V MINIATURE CI | [8 empty] | 09.07 | 1 | [8 empty] | 1 | 3606480379208 | 0 |  | 386 | 9 | 7 | 5 | 0.315 | 13606480379205 | 6 | 2382 | 33 | 9 | 10 |  | 43606480379206 | 36 | 14779 | 40 | 30 | 30 | [10 empty] | 6 | N | [12 empty] | CUG | ZG | 8536209090 | [14 empty] | Automaat C120N 2P B100A | Disjoncteur C120N 2P B100A | [17 empty] | https://eref.se.com/be/nl/sis-tarif/product/A9N18346 | https://eref.se.com/be/fr/sis-tarif/product/A9N18346
Schneider Electric | Schneider Electric | 01022021 |  | Schneider Electric |  | SED | A9N18347 |  |  | 151.52 |  | 1 |  | 6 | C120N 2P B125A | C120N 2P B125A |  | C120N 2P 125A B 10000A 415V MINIATURE CI | [8 empty] | 09.07 | 1 | [8 empty] | 1 | 3606480379215 | 0 |  | 388 | 8 | 7 | 5 | 0.28 | 13606480379212 | 6 | 2398 | 33 | 9 | 10 |  | 43606480379213 | 36 | 14839 | 40 | 30 | 30 | [10 empty] | 6 | N | [12 empty] | CUG | ZG | 8536209090 | [14 empty] | Automaat C120N 2P B125A | Disjoncteur C120N 2P B125A | [17 empty] | https://eref.se.com/be/nl/sis-tarif/product/A9N18347 | https://eref.se.com/be/fr/sis-tarif/product/A9N18347
Schneider Electric | Schneider Electric | 01022021 |  | Schneider Electric |  | SED | A9N18348 |  |  | 96.74 |  | 1 |  | 4 | C120N 3P B63A | C120N 3P B63A |  | C120N 3P 63A B 10000A 415V MINIATURE CIR | [8 empty] | 09.07 | 1 | [8 empty] | 1 | 3606480379222 | 0 |  | 563.9 | 9 | 8 | 8 | 0.576 | 13606480379229 | 4 | 2324 | 33 | 9 | 10 |  | 43606480379220 | 24 | 14431 | 40 | 30 | 30 | [10 empty] | 6 | N | [12 empty] | CUG | ZG | 8536201090 | [14 empty] | Automaat C120N 3P B63A | Disjoncteur C120N 3P B63A | [17 empty] | https://eref.se.com/be/nl/sis-tarif/product/A9N18348 | https://eref.se.com/be/fr/sis-tarif/product/A9N18348
Schneider Electric | Schneider Electric | 01022021 |  | Schneider Electric |  | SED | A9N18349 |  |  | 200.79 |  | 1 |  | 4 | C120N 3P B80A | C120N 3P B80A |  | C120N 3P 80A B 10000A 415V MINIATURE CIR | [8 empty] | 09.07 | 1 | [8 empty] | 1 | 3606480379239 | 0 |  | 581.5 | 9 | 7 | 8 | 0.504 | 13606480379236 | 4 | 2388 | 33.5 | 9.5 | 8.5 |  | 43606480379237 | 24 | 14748 | 40 | 30 | 30 | [10 empty] | 6 | N | [12 empty] | CUG | ZG | 8536209090 | [14 empty] | Automaat C120N 3P B80A | Disjoncteur C120N 3P B80A | [17 empty] | https://eref.se.com/be/nl/sis-tarif/product/A9N18349 | https://eref.se.com/be/fr/sis-tarif/product/A9N18349
Schneider Electric | Schneider Electric | 01022021 |  | Schneider Electric |  | SED | A9N18350 |  |  | 236.15 |  | 1 |  | 4 | C120N 3P B100A | C120N 3P B100A |  | C120N 3P 100A B 10000A 415V MINIATURE CI | [8 empty] | 09.07 | 1 | [8 empty] | 1 | 3606480379246 | 0 |  | 576.5 | 9 | 8 | 8 | 0.576 | 13606480379243 | 4 | 2372 | 33 | 9.5 | 8.5 |  | 43606480379244 | 24 | 14652 | 40 | 30 | 30 | [10 empty] | 6 | N | [12 empty] | CUG | ZG | 8536209090 | [14 empty] | Automaat C120N 3P B100A | Disjoncteur C120N 3P B100A | [17 empty] | https://eref.se.com/be/nl/sis-tarif/product/A9N18350 | https://eref.se.com/be/fr/sis-tarif/product/A9N18350
Schneider Electric | Schneider Electric | 01022021 |  | Schneider Electric |  | SED | A9N18351 |  |  | 306.66 |  | 1 |  | 4 | C120N 3P B125A | C120N 3P B125A |  | C120N 3P 125A B 10000A 415V MINIATURE CI | [8 empty] | 09.07 | 1 | [8 empty] | 1 | 3606480379253 | 0 |  | 582 | 9 | 8 | 8 | 0.576 | 13606480379250 | 4 | 2395 | 33 | 9 | 10 |  | 43606480379251 | 24 | 14936 | 40 | 30 | 30 | [10 empty] | 6 | N | [12 empty] | CUG | ZG | 8536209090 | [14 empty] | Automaat C120N 3P B125A | Disjoncteur C120N 3P B125A | [17 empty] | https://eref.se.com/be/nl/sis-tarif/product/A9N18351 | https://eref.se.com/be/fr/sis-tarif/product/A9N18351
Schneider Electric | Schneider Electric | 01022021 |  | Schneider Electric |  | SED | A9N18352 |  |  | 132.84 |  | 1 |  | 3 | C120N 4P B63A | C120N 4P B63A |  | C120N 4P 63A B 10000A 415V MINIATURE CIR | [8 empty] | 09.07 | 1 | [8 empty] | 1 | 3606480379260 | 0 |  | 755 | 11 | 9 | 8 | 0.792 | 13606480379267 | 3 | 2333 | 33 | 10 | 9 |  | 43606480379268 | 18 | 14485 | 40 | 30 | 30 | [10 empty] | 6 | N | [12 empty] | CUG | ZG | 8536201090 | [14 empty] | Automaat C120N 4P B63A | Disjoncteur C120N 4P B63A | [17 empty] | https://eref.se.com/be/nl/sis-tarif/product/A9N18352 | https://eref.se.com/be/fr/sis-tarif/product/A9N18352
Schneider Electric | Schneider Electric | 01022021 |  | Schneider Electric |  | SED | A9N18353 |  |  | 286.49 |  | 1 |  | 3 | C120N 4P B80A | C120N 4P B80A |  | C120N 4P 80A B 10000A 415V MINIATURE CIR | [8 empty] | 09.07 | 1 | [8 empty] | 1 | 3606480379277 | 0 |  | 775 | 9 | 11 | 7 | 0.693 | 13606480379274 | 3 | 2384 | 33.1 | 9.3 | 8.4 |  | 43606480379275 | 18 | 14792 | 40 | 30 | 30 | [10 empty] | 2 | Y | [12 empty] | CUG | ZG | 8536209090 | [14 empty] | Automaat C120N 4P B80A | Disjoncteur C120N 4P B80A | [17 empty] | https://eref.se.com/be/nl/sis-tarif/product/A9N18353 | https://eref.se.com/be/fr/sis-tarif/product/A9N18353
Schneider Electric | Schneider Electric | 01022021 |  | Schneider Electric |  | SED | A9N18354 |  |  | 321.98 |  | 1 |  | 3 | C120N 4P B100A | C120N 4P B100A |  | C120N 4P 100A B 10000A 415V MINIATURE CI | [8 empty] | 09.07 | 1 | [8 empty] | 1 | 3606480379284 | 0 |  | 772 | 11 | 9 | 8 | 0.792 | 13606480379281 | 3 | 2385 | 33 | 10 | 9 |  | 43606480379282 | 18 | 14812 | 40 | 30 | 30 | [10 empty] | 6 | N | [12 empty] | CUG | ZG | 8536209090 | [14 empty] | Automaat C120N 4P B100A | Disjoncteur C120N 4P B100A | [17 empty] | https://eref.se.com/be/nl/sis-tarif/product/A9N18354 | https://eref.se.com/be/fr/sis-tarif/product/A9N18354
Schneider Electric | Schneider Electric | 01022021 |  | Schneider Electric |  | SED | A9N18355 |  |  | 418.01 |  | 1 |  | 3 | C120N 4P B125A | C120N 4P B125A |  | C120N 4P 125A B 10000A 415V MINIATURE CI | [8 empty] | 09.07 | 1 | [8 empty] | 1 | 3606480379291 | 0 |  | 777 | 11 | 9 | 8 | 0.792 | 13606480379298 | 3 | 2400 | 33 | 9 | 10 |  | 43606480379299 | 18 | 14928 | 40 | 30 | 30 | [10 empty] | 6 | N | [12 empty] | CUG | ZG | 8536209090 | [14 empty] | Automaat C120N 4P B125A | Disjoncteur C120N 4P B125A | [17 empty] | https://eref.se.com/be/nl/sis-tarif/product/A9N18355 | https://eref.se.com/be/fr/sis-tarif/product/A9N18355
Schneider Electric | Schneider Electric | 01022021 |  | Schneider Electric |  | SED | A9N18356 |  |  | 31.25 |  | 1 |  | 12 | C120N 1P C63A | C120N 1P C63A |  | C120N 1P 63A C 10000A 240/415V MINIATURE | [8 empty] | 09.07 | 1 | [8 empty] | 1 | 3606480379307 | 0 |  | 188 | 9 | 8 | 3 | 0.216 | 13606480379304 | 12 | 2320 | 33 | 9 | 10 |  | 43606480379305 | 72 | 14464 | 40 | 30 | 30 | [10 empty] | 6 | N | [12 empty] | CUG | ZG | 8536201090 | [14 empty] | Automaat C120N 1P C63A | Disjoncteur C120N 1P C63A | [17 empty] | https://eref.se.com/be/nl/sis-tarif/product/A9N18356 | https://eref.se.com/be/fr/sis-tarif/product/A9N18356
Schneider Electric | Schneider Electric | 01022021 |  | Schneider Electric |  | SED | A9N18357 |  |  | 48.72 |  | 1 |  | 12 | C120N 1P C80A | C120N 1P C80A |  | C120N 1P 80A C 10000A 240/415V MINIATURE | [8 empty] | 09.07 | 1 | [8 empty] | 1 | 3606480379314 | 0 |  | 193 | 9 | 8 | 3 | 0.216 | 13606480379311 | 12 | 2377 | 33 | 9 | 9 |  | 43606480379312 | 72 | 14749 | 40 | 30 | 30 |  | 73606480379313 | 576 | 129992 | 120 | 80 | 80 |  |  |  | 6 | N | [12 empty] | CUG | ZG | 8536209090 | [14 empty] | Automaat C120N 1P C80A | Disjoncteur C120N 1P C80A | [17 empty] | https://eref.se.com/be/nl/sis-tarif/product/A9N18357 | https://eref.se.com/be/fr/sis-tarif/product/A9N18357
Schneider Electric | Schneider Electric | 01022021 |  | Schneider Electric |  | SED | A9N18358 |  |  | 54.56 |  | 1 |  | 12 | C120N 1P C100A | C120N 1P C100A |  | C120N 1P 100A C 10000A 240/415V MINIATUR | [8 empty] | 09.07 | 1 | [8 empty] | 1 | 3606480379321 | 0 |  | 192 | 9 | 3 | 7 | 0.189 | 13606480379328 | 12 | 2380 | 33 | 9 | 9 |  | 43606480379329 | 72 | 14767 | 40 | 30 | 30 |  | 73606480379320 | 576 | 130136 | 120 | 80 | 80 |  |  |  | 6 | N | [12 empty] | CUG | ZG | 8536209090 | [14 empty] | Automaat C120N 1P C100A | Disjoncteur C120N 1P C100A | [17 empty] | https://eref.se.com/be/nl/sis-tarif/product/A9N18358 | https://eref.se.com/be/fr/sis-tarif/product/A9N18358
Schneider Electric | Schneider Electric | 01022021 |  | Schneider Electric |  | SED | A9N18359 |  |  | 69.57 |  | 1 |  | 12 | C120N 1P C125A | C120N 1P C125A |  | C120N 1P 125A C 10000A 240/415V MINIATUR | [8 empty] | 09.07 | 1 | [8 empty] | 1 | 3606480379338 | 0 |  | 193.167 | 9 | 7 | 3 | 0.189 | 13606480379335 | 12 | 2385 | 33.2 | 9.5 | 8.5 |  | 43606480379336 | 72 | 14732 | 40 | 30 | 30 | [10 empty] | 6 | N | [12 empty] | CUG | ZG | 8536209090 | [14 empty] | Automaat C120N 1P C125A | Disjoncteur C120N 1P C125A | [17 empty] | https://eref.se.com/be/nl/sis-tarif/product/A9N18359 | https://eref.se.com/be/fr/sis-tarif/product/A9N18359
Schneider Electric | Schneider Electric | 01022021 |  | Schneider Electric |  | SED | A9N18360 |  |  | 68.88 |  | 1 |  | 6 | C120N 2P C63A | C120N 2P C63A |  | C120N 2P 63A C 10000A 415V MINIATURE CIR | [8 empty] | 09.07 | 1 | [8 empty] | 1 | 3606480379345 | 0 |  | 376 | 8 | 7 | 5 | 0.28 | 13606480379342 | 6 | 2328 | 33 | 9 | 10 |  | 43606480379343 | 36 | 14455 | 40 | 30 | 30 | [10 empty] | 6 | N | [12 empty] | CUG | ZG | 8536209090 | [14 empty] | Automaat C120N 2P C63A | Disjoncteur C120N 2P C63A | [17 empty] | https://eref.se.com/be/nl/sis-tarif/product/A9N18360 | https://eref.se.com/be/fr/sis-tarif/product/A9N18360
Schneider Electric | Schneider Electric | 01022021 |  | Schneider Electric |  | SED | A9N18361 |  |  | 97.4 |  | 1 |  | 6 | C120N 2P C80A | C120N 2P C80A |  | C120N 2P 80A C 10000A 415V MINIATURE CIR | [8 empty] | 09.07 | 1 | [8 empty] | 1 | 3606480379352 | 0 |  | 387 | 9 | 8 | 5 | 0.36 | 13606480379359 | 6 | 2387 | 33 | 9 | 10 |  | 43606480379350 | 36 | 14796 | 40 | 30 | 30 | [10 empty] | 6 | N | [12 empty] | CUG | ZG | 8536209090 | [14 empty] | Automaat C120N 2P C80A | Disjoncteur C120N 2P C80A | [17 empty] | https://eref.se.com/be/nl/sis-tarif/product/A9N18361 | https://eref.se.com/be/fr/sis-tarif/product/A9N18361
Schneider Electric | Schneider Electric | 01022021 |  | Schneider Electric |  | SED | A9N18362 |  |  | 109.72 |  | 1 |  | 6 | C120N 2P C100A | C120N 2P C100A |  | C120N 2P 100A C 10000A 415V MINIATURE CI | [8 empty] | 09.07 | 1 | [8 empty] | 1 | 3606480379369 | 0 |  | 385 | 9 | 8 | 5 | 0.36 | 13606480379366 | 6 | 2377 | 33 | 9 | 10 |  | 43606480379367 | 36 | 14816 | 40 | 30 | 30 | [10 empty] | 6 | N | [12 empty] | CUG | ZG | 8536209090 | [14 empty] | Automaat C120N 2P C100A | Disjoncteur C120N 2P C100A | [17 empty] | https://eref.se.com/be/nl/sis-tarif/product/A9N18362 | https://eref.se.com/be/fr/sis-tarif/product/A9N18362
Schneider Electric | Schneider Electric | 01022021 |  | Schneider Electric |  | SED | A9N18363 |  |  | 139.36 |  | 1 |  | 6 | C120N 2P C125A | C120N 2P C125A |  | C120N 2P 125A C 10000A 415V MINIATURE CI | [8 empty] | 09.07 | 1 | [8 empty] | 1 | 3606480379376 | 0 |  | 388.6 | 9 | 7 | 5 | 0.315 | 13606480379373 | 6 | 2397 | 33 | 10 | 9 |  | 43606480379374 | 36 | 14800 | 40 | 30 | 30 | [10 empty] | 6 | N | [12 empty] | CUG | ZG | 8536209090 | [14 empty] | Automaat C120N 2P C125A | Disjoncteur C120N 2P C125A | [17 empty] | https://eref.se.com/be/nl/sis-tarif/product/A9N18363 | https://eref.se.com/be/fr/sis-tarif/product/A9N18363
Schneider Electric | Schneider Electric | 01022021 |  | Schneider Electric |  | SED | A9N18364 |  |  | 94.8 |  | 1 |  | 4 | C120N 3P C63A | C120N 3P C63A |  | C120N 3P 63A C 10000A 415V MINIATURE CIR | [8 empty] | 09.07 | 1 | [8 empty] | 1 | 3606480379383 | 0 |  | 565.75 | 9 | 8 | 8 | 0.576 | 13606480379380 | 4 | 2325 | 33.5 | 9.5 | 8.5 |  | 43606480379381 | 24 | 14370 | 40 | 30 | 30 | [10 empty] | 6 | N | [12 empty] | CUG | ZG | 8536209090 | [14 empty] | Automaat C120N 3P C63A | Disjoncteur C120N 3P C63A | [17 empty] | https://eref.se.com/be/nl/sis-tarif/product/A9N18364 | https://eref.se.com/be/fr/sis-tarif/product/A9N18364
Schneider Electric | Schneider Electric | 01022021 |  | Schneider Electric |  | SED | A9N18365 |  |  | 183.35 |  | 1 |  | 4 | C120N 3P C80A | C120N 3P C80A |  | C120N 3P 80A C 10000A 415V MINIATURE CIR | [8 empty] | 09.07 | 1 | [8 empty] | 1 | 3606480379390 | 0 |  | 579 | 9 | 8 | 8 | 0.576 | 13606480379397 | 4 | 2383 | 33 | 9.5 | 8.5 |  | 43606480379398 | 24 | 14716 | 40 | 30 | 30 | [10 empty] | 2 | Y | [12 empty] | CUG | ZG | 8536209090 | [14 empty] | Automaat C120N 3P C80A | Disjoncteur C120N 3P C80A | [17 empty] | https://eref.se.com/be/nl/sis-tarif/product/A9N18365 | https://eref.se.com/be/fr/sis-tarif/product/A9N18365
Schneider Electric | Schneider Electric | 01022021 |  | Schneider Electric |  | SED | A9N18367 |  |  | 215.79 |  | 1 |  | 4 | C120N 3P C100A | C120N 3P C100A |  | C120N 3P 100A C 10000A 415V MINIATURE CI | [8 empty] | 09.07 | 1 | [8 empty] | 1 | 3606480379406 | 0 |  | 580 | 8 | 7 | 8 | 0.448 | 13606480379403 | 4 | 2381 | 33 | 9 | 10 |  | 43606480379404 | 24 | 14773 | 40 | 30 | 30 |  | 73606480379405 | 192 | 129560 | 120 | 80 | 80 |  |  |  | 2 | Y | [12 empty] | CUG | ZG | 8536209090 | [14 empty] | Automaat C120N 3P C100A | Disjoncteur C120N 3P C100A | [17 empty] | https://eref.se.com/be/nl/sis-tarif/product/A9N18367 | https://eref.se.com/be/fr/sis-tarif/product/A9N18367
Schneider Electric | Schneider Electric | 01022021 |  | Schneider Electric |  | SED | A9N18369 |  |  | 297.23 |  | 1 |  | 4 | C120N 3P C125A | C120N 3P C125A |  | C120N 3P 125A C 10000A 415V MINIATURE CI | [8 empty] | 09.07 | 1 | [8 empty] | 1 | 3606480379413 | 0 |  | 581.5 | 9 | 8 | 7 | 0.504 | 13606480379410 | 4 | 2393 | 33 | 9.5 | 8.5 |  | 43606480379411 | 24 | 14780 | 40 | 30 | 30 | [10 empty] | 2 | Y | [12 empty] | CUG | ZG | 8536209090 | [14 empty] | Automaat C120N 3P C125A | Disjoncteur C120N 3P C125A | [17 empty] | https://eref.se.com/be/nl/sis-tarif/product/A9N18369 | https://eref.se.com/be/fr/sis-tarif/product/A9N18369
Schneider Electric | Schneider Electric | 01022021 |  | Schneider Electric |  | SED | A9N18371 |  |  | 130.62 |  | 1 |  | 3 | C120N 4P C63A | C120N 4P C63A |  | C120N 4P 63A C 10000A 415V MINIATURE CIR | [8 empty] | 09.07 | 1 | [8 empty] | 1 | 3606480379420 | 0 |  | 746 | 9 | 11 | 8 | 0.792 | 13606480379427 | 3 | 2320 | 33 | 9.4 | 8.6 |  | 43606480379428 | 18 | 14446 | 40 | 30 | 30 | [10 empty] | 2 | Y | [12 empty] | CUG | ZG | 8536209090 | [14 empty] | Automaat C120N 4P C63A | Disjoncteur C120N 4P C63A | [17 empty] | https://eref.se.com/be/nl/sis-tarif/product/A9N18371 | https://eref.se.com/be/fr/sis-tarif/product/A9N18371
Schneider Electric | Schneider Electric | 01022021 |  | Schneider Electric |  | SED | A9N18372 |  |  | 265.1 |  | 1 |  | 3 | C120N 4P C80A | C120N 4P C80A |  | C120N 4P 80A C 10000A 415V MINIATURE CIR | [8 empty] | 09.07 | 1 | [8 empty] | 1 | 3606480379437 | 0 |  | 775 | 11 | 9 | 8 | 0.792 | 13606480379434 | 3 | 2380 | 33 | 9 | 10 |  | 43606480379435 | 18 | 14853 | 40 | 30 | 30 |  | 73606480379436 | 144 | 130712 | 120 | 80 | 80 |  |  |  | 2 | Y | [12 empty] | CUG | ZG | 8536209090 | [14 empty] | Automaat C120N 4P C80A | Disjoncteur C120N 4P C80A | [17 empty] | https://eref.se.com/be/nl/sis-tarif/product/A9N18372 | https://eref.se.com/be/fr/sis-tarif/product/A9N18372
Schneider Electric | Schneider Electric | 01022021 |  | Schneider Electric |  | SED | A9N18374 |  |  | 298.35 |  | 1 |  | 1 | C120N 4P C100A | C120N 4P C100A |  | C120N 4P 100A C 10000A 415V MINIATURE CI | [8 empty] | 09.07 | 1 | [8 empty] | 1 | 3606480379451 | 0 |  | 772 | 11 | 9 | 8 | 0.792 | [7 empty] | 43606480379459 | 18 | 14735 | 40 | 30 | 30 |  | 73606480379450 | 144 | 130040 | 120 | 80 | 80 |  |  |  | 2 | Y | [12 empty] | CUG | ZG | 8536209090 | [14 empty] | Automaat C120N 4P C100A | Disjoncteur C120N 4P C100A | [17 empty] | https://eref.se.com/be/nl/sis-tarif/product/A9N18374 | https://eref.se.com/be/fr/sis-tarif/product/A9N18374
Schneider Electric | Schneider Electric | 01022021 |  | Schneider Electric |  | SED | A9N18376 |  |  | 405.96 |  | 1 |  | 3 | C120N 4P C125A | C120N 4P C125A |  | C120N 4P 125A C 10000A 415V MINIATURE CI | [8 empty] | 09.07 | 1 | [8 empty] | 1 | 3606480379475 | 0 |  | 776 | 11 | 9 | 8 | 0.792 | 13606480379472 | 3 | 2390 | 33.2 | 9.4 | 8.4 |  | 43606480379473 | 18 | 14870 | 40 | 30 | 30 |  | 73606480379474 | 144 | 130960 | 120 | 80 | 45 |  |  |  | 2 | Y | [12 empty] | CUG | ZG | 8536209090 | [14 empty] | Automaat C120N 4P C125A | Disjoncteur C120N 4P C125A | [17 empty] | https://eref.se.com/be/nl/sis-tarif/product/A9N18376 | https://eref.se.com/be/fr/sis-tarif/product/A9N18376
Schneider Electric | Schneider Electric | 01022021 |  | Schneider Electric |  | SED | A9N18378 |  |  | 32.13 |  | 1 |  | 12 | C120N 1P D63A | C120N 1P D63A |  | C120N 1P 63A D 10000A 240/415V MINIATURE | [8 empty] | 09.07 | 1 | [8 empty] | 1 | 3606480379499 | 0 |  | 188 | 8 | 7 | 3 | 0.168 | 13606480379496 | 12 | 2334 | 33 | 9 | 10 |  | 43606480379497 | 72 | 14491 | 40 | 30 | 30 | [10 empty] | 12 | N | [12 empty] | CUG | ZG | 8536209090 | [14 empty] | Automaat C120N 1P D63A | Disjoncteur C120N 1P D63A | [17 empty] | https://eref.se.com/be/nl/sis-tarif/product/A9N18378 | https://eref.se.com/be/fr/sis-tarif/product/A9N18378
Schneider Electric | Schneider Electric | 01022021 |  | Schneider Electric |  | SED | A9N18379 |  |  | 50.54 |  | 1 |  | 12 | C120N 1P D80A | C120N 1P D80A |  | C120N 1P 80A D 10000A 240/415V MINIATURE | [8 empty] | 09.07 | 1 | [8 empty] | 1 | 3606480379505 | 0 |  | 192 | 9 | 8 | 3 | 0.216 | 13606480379502 | 12 | 2378 | 33 | 9 | 10 |  | 43606480379503 | 72 | 14755 | 40 | 30 | 30 | [10 empty] | 6 | N | [12 empty] | CUG | ZG | 8536209090 | [14 empty] | Automaat C120N 1P D80A | Disjoncteur C120N 1P D80A | [17 empty] | https://eref.se.com/be/nl/sis-tarif/product/A9N18379 | https://eref.se.com/be/fr/sis-tarif/product/A9N18379
Schneider Electric | Schneider Electric | 01022021 |  | Schneider Electric |  | SED | A9N18380 |  |  | 56.66 |  | 1 |  | 12 | C120N 1P D100A | C120N 1P D100A |  | C120N 1P 100A D 10000A 240/415V MINIATUR | [8 empty] | 09.07 | 1 | [8 empty] | 1 | 3606480379512 | 0 |  | 193.3 | 9 | 7 | 3 | 0.189 | 13606480379519 | 12 | 2382 | 33 | 10 | 9 |  | 43606480379510 | 72 | 14712 | 40 | 30 | 30 | [10 empty] | 12 | N | [12 empty] | CUG | ZG | 8536209090 | [14 empty] | Automaat C120N 1P D100A | Disjoncteur C120N 1P D100A | [17 empty] | https://eref.se.com/be/nl/sis-tarif/product/A9N18380 | https://eref.se.com/be/fr/sis-tarif/product/A9N18380
Schneider Electric | Schneider Electric | 01022021 |  | Schneider Electric |  | SED | A9N18381 |  |  | 72.36 |  | 1 |  | 12 | C120N 1P D125A | C120N 1P D125A |  | C120N 1P 125A D 10000A 240/415V MINIATUR | [8 empty] | 09.07 | 1 | [8 empty] | 1 | 3606480379529 | 0 |  | 193 | 9 | 8 | 3 | 0.216 | 13606480379526 | 12 | 2378 | 33 | 9.5 | 8.5 |  | 43606480379527 | 72 | 14695 | 40 | 30 | 30 | [10 empty] | 6 | N | [12 empty] | CUG | ZG | 8536209090 | [14 empty] | Automaat C120N 1P D125A | Disjoncteur C120N 1P D125A | [17 empty] | https://eref.se.com/be/nl/sis-tarif/product/A9N18381 | https://eref.se.com/be/fr/sis-tarif/product/A9N18381
Schneider Electric | Schneider Electric | 01022021 |  | Schneider Electric |  | SED | A9N18382 |  |  | 69.57 |  | 1 |  | 6 | C120N 2P D63A | C120N 2P D63A |  | C120N 2P 63A D 10000A 415V MINIATURE CIR | [8 empty] | 09.07 | 1 | [8 empty] | 1 | 3606480379536 | 0 |  | 375 | 9 | 7 | 5 | 0.315 | 13606480379533 | 6 | 2330 | 33 | 9 | 10 |  | 43606480379534 | 36 | 14467 | 40 | 30 | 30 | [10 empty] | 6 | N | [12 empty] | CUG | ZG | 8536209090 | [14 empty] | Automaat C120N 2P D63A | Disjoncteur C120N 2P D63A | [17 empty] | https://eref.se.com/be/nl/sis-tarif/product/A9N18382 | https://eref.se.com/be/fr/sis-tarif/product/A9N18382
Schneider Electric | Schneider Electric | 01022021 |  | Schneider Electric |  | SED | A9N18383 |  |  | 105.79 |  | 1 |  | 6 | C120N 2P D80A | C120N 2P D80A |  | C120N 2P 80A D 10000A 415V MINIATURE CIR | [8 empty] | 09.07 | 1 | [8 empty] | 1 | 3606480379543 | 0 |  | 387 | 8 | 7 | 5 | 0.28 | 13606480379540 | 6 | 2395 | 33 | 9 | 10 |  | 43606480379541 | 36 | 14857 | 40 | 30 | 30 | [10 empty] | 6 | N | [12 empty] | CUG | ZG | 8536209090 | [14 empty] | Automaat C120N 2P D80A | Disjoncteur C120N 2P D80A | [17 empty] | https://eref.se.com/be/nl/sis-tarif/product/A9N18383 | https://eref.se.com/be/fr/sis-tarif/product/A9N18383
Schneider Electric | Schneider Electric | 01022021 |  | Schneider Electric |  | SED | A9N18384 |  |  | 119.3 |  | 1 |  | 6 | C120N 2P D100A | C120N 2P D100A |  | C120N 2P 100A D 10000A 415V MINIATURE CI | [8 empty] | 09.07 | 1 | [8 empty] | 1 | 3606480379550 | 0 |  | 386 | 8 | 7 | 5 | 0.28 | 13606480379557 | 6 | 2384 | 33 | 9 | 9 |  | 43606480379558 | 36 | 14730 | 40 | 30 | 30 | [10 empty] | 6 | N | [12 empty] | CUG | ZG | 8536209090 | [14 empty] | Automaat C120N 2P D100A | Disjoncteur C120N 2P D100A | [17 empty] | https://eref.se.com/be/nl/sis-tarif/product/A9N18384 | https://eref.se.com/be/fr/sis-tarif/product/A9N18384
Schneider Electric | Schneider Electric | 01022021 |  | Schneider Electric |  | SED | A9N18385 |  |  | 151.52 |  | 1 |  | 6 | C120N 2P D125A | C120N 2P D125A |  | C120N 2P 125A D 10000A 415V MINIATURE CI | [8 empty] | 09.07 | 1 | [8 empty] | 1 | 3606480379567 | 0 |  | 388 | 9 | 7 | 6 | 0.378 | 13606480379564 | 6 | 2398 | 33 | 9 | 10 |  | 43606480379565 | 36 | 14892 | 40 | 30 | 30 | [10 empty] | 6 | N | [12 empty] | CUG | ZG | 8536209090 | [14 empty] | Automaat C120N 2P D125A | Disjoncteur C120N 2P D125A | [17 empty] | https://eref.se.com/be/nl/sis-tarif/product/A9N18385 | https://eref.se.com/be/fr/sis-tarif/product/A9N18385
Schneider Electric | Schneider Electric | 01022021 |  | Schneider Electric |  | SED | A9N18386 |  |  | 96.58 |  | 1 |  | 4 | C120N 3P D63A | C120N 3P D63A |  | C120N 3P 63A D 10000A 415V MINIATURE CIR | [8 empty] | 09.07 | 1 | [8 empty] | 1 | 3606480379574 | 0 |  | 565.9 | 9 | 8 | 7 | 0.504 | 13606480379571 | 4 | 2333 | 33 | 9 | 9 |  | 43606480379572 | 24 | 14485 | 40 | 30 | 30 | [10 empty] | 6 | N | [12 empty] | CUG | ZG | 8536201090 | [14 empty] | Automaat C120N 3P D63A | Disjoncteur C120N 3P D63A | [17 empty] | https://eref.se.com/be/nl/sis-tarif/product/A9N18386 | https://eref.se.com/be/fr/sis-tarif/product/A9N18386
Schneider Electric | Schneider Electric | 01022021 |  | Schneider Electric |  | SED | A9N18387 |  |  | 199.56 |  | 1 |  | 4 | C120N 3P D80A | C120N 3P D80A |  | C120N 3P 80A D 10000A 415V MINIATURE CIR | [8 empty] | 09.07 | 1 | [8 empty] | 1 | 3606480379581 | 0 |  | 581.25 | 9 | 8 | 7 | 0.504 | 13606480379588 | 4 | 2391 | 33 | 9.5 | 8.5 |  | 43606480379589 | 24 | 14768 | 40 | 30 | 30 | [10 empty] | 6 | N | [12 empty] | CUG | ZG | 8536209090 | [14 empty] | Automaat C120N 3P D80A | Disjoncteur C120N 3P D80A | [17 empty] | https://eref.se.com/be/nl/sis-tarif/product/A9N18387 | https://eref.se.com/be/fr/sis-tarif/product/A9N18387
Schneider Electric | Schneider Electric | 01022021 |  | Schneider Electric |  | SED | A9N18388 |  |  | 234.82 |  | 1 |  | 4 | C120N 3P D100A | C120N 3P D100A |  | C120N 3P 100A D 10000A 415V MINIATURE CI | [8 empty] | 09.07 | 1 | [8 empty] | 1 | 3606480379598 | 0 |  | 579.5 | 9 | 8 | 7 | 0.504 | 13606480379595 | 4 | 2379 | 33.5 | 9.5 | 8.5 |  | 43606480379596 | 24 | 14694 | 40 | 30 | 30 | [10 empty] | 6 | N | [12 empty] | CUG | ZG | 8536209090 | [14 empty] | Automaat C120N 3P D100A | Disjoncteur C120N 3P D100A | [17 empty] | https://eref.se.com/be/nl/sis-tarif/product/A9N18388 | https://eref.se.com/be/fr/sis-tarif/product/A9N18388
Schneider Electric | Schneider Electric | 01022021 |  | Schneider Electric |  | SED | A9N18389 |  |  | 303.33 |  | 1 |  | 4 | C120N 3P D125A | C120N 3P D125A |  | C120N 3P 125A D 10000A 415V MINIATURE CI | [8 empty] | 09.07 | 1 | [8 empty] | 1 | 3606480379604 | 0 |  | 584.5 | 9 | 8 | 7 | 0.504 | 13606480379601 | 4 | 2398 | 33 | 9.5 | 8.5 |  | 43606480379602 | 24 | 14808 | 40 | 30 | 30 | [10 empty] | 6 | N | [12 empty] | CUG | ZG | 8536209090 | [14 empty] | Automaat C120N 3P D125A | Disjoncteur C120N 3P D125A | [17 empty] | https://eref.se.com/be/nl/sis-tarif/product/A9N18389 | https://eref.se.com/be/fr/sis-tarif/product/A9N18389
Schneider Electric | Schneider Electric | 01022021 |  | Schneider Electric |  | SED | A9N18390 |  |  | 132.84 |  | 1 |  | 3 | C120N 4P D63A | C120N 4P D63A |  | C120N 4P 63A D 10000A 415V MINIATURE CIR | [8 empty] | 09.07 | 1 | [8 empty] | 1 | 3606480379611 | 0 |  | 755 | 11 | 9 | 8 | 0.792 | 13606480379618 | 3 | 2334 | 33 | 9 | 10 |  | 43606480379619 | 18 | 14491 | 40 | 30 | 30 | [10 empty] | 6 | N | [12 empty] | CUG | ZG | 8536209090 | [14 empty] | Automaat C120N 4P D63A | Disjoncteur C120N 4P D63A | [17 empty] | https://eref.se.com/be/nl/sis-tarif/product/A9N18390 | https://eref.se.com/be/fr/sis-tarif/product/A9N18390
Schneider Electric | Schneider Electric | 01022021 |  | Schneider Electric |  | SED | A9N18391 |  |  | 284.55 |  | 1 |  | 3 | C120N 4P D80A | C120N 4P D80A |  | C120N 4P 80A D 10000A 415V MINIATURE CIR | [8 empty] | 09.07 | 1 | [8 empty] | 1 | 3606480379628 | 0 |  | 776 | 11 | 9 | 8 | 0.792 | 13606480379625 | 3 | 2389 | 33 | 9 | 10 |  | 43606480379626 | 18 | 14849 | 40 | 30 | 30 | [10 empty] | 2 | Y | [12 empty] | CUG | ZG | 8536209090 | [14 empty] | Automaat C120N 4P D80A | Disjoncteur C120N 4P D80A | [17 empty] | https://eref.se.com/be/nl/sis-tarif/product/A9N18391 | https://eref.se.com/be/fr/sis-tarif/product/A9N18391
Schneider Electric | Schneider Electric | 01022021 |  | Schneider Electric |  | SED | A9N18392 |  |  | 319.78 |  | 1 |  | 3 | C120N 4P D100A | C120N 4P D100A |  | C120N 4P 100A D 10000A 415V MINIATURE CI | [8 empty] | 09.07 | 1 | [8 empty] | 1 | 3606480379635 | 0 |  | 771 | 11 | 9 | 8 | 0.792 | 13606480379632 | 3 | 2372 | 33 | 9 | 9 |  | 43606480379633 | 18 | 14681 | 40 | 30 | 30 | [10 empty] | 2 | Y | [12 empty] | CUG | ZG | 8536209090 | [14 empty] | Automaat C120N 4P D100A | Disjoncteur C120N 4P D100A | [17 empty] | https://eref.se.com/be/nl/sis-tarif/product/A9N18392 | https://eref.se.com/be/fr/sis-tarif/product/A9N18392
Schneider Electric | Schneider Electric | 01022021 |  | Schneider Electric |  | SED | A9N18393 |  |  | 413.87 |  | 1 |  | 3 | C120N 4P D125A | C120N 4P D125A |  | C120N 4P 125A D 10000A 415V MINIATURE CI | [8 empty] | 09.07 | 1 | [8 empty] | 1 | 3606480379642 | 0 |  | 776 | 8 | 10 | 7 | 0.56 | 13606480379649 | 3 | 2400 | 33.1 | 9.5 | 8.5 |  | 43606480379640 | 18 | 14888 | 40 | 30 | 30 | [10 empty] | 6 | N | [12 empty] | CUG | ZG | 8536209090 | [14 empty] | Automaat C120N 4P D125A | Disjoncteur C120N 4P D125A | [17 empty] | https://eref.se.com/be/nl/sis-tarif/product/A9N18393 | https://eref.se.com/be/fr/sis-tarif/product/A9N18393
Schneider Electric | Schneider Electric | 01022021 |  | Schneider Electric |  | SED | A9N18401 |  |  | 38.38 |  | 1 |  | 12 | C120H 1P B63A | C120H 1P B63A |  | C120H 1P 63A B 15000A 240/415V MINIATURE | [8 empty] | 09.07 | 1 | [8 empty] | 1 | 3606480379727 | 0 |  | 188 | 9 | 8 | 3 | 0.216 | 13606480379724 | 12 | 2322 | 33 | 9 | 10 |  | 43606480379725 | 72 | 14419 | 40 | 30 | 30 | [10 empty] | 12 | N | [12 empty] | CUG | ZG | 8536201090 | [14 empty] | Automaat C120H 1P B63A | Disjoncteur C120H 1P B63A | [17 empty] | https://eref.se.com/be/nl/sis-tarif/product/A9N18401 | https://eref.se.com/be/fr/sis-tarif/product/A9N18401
Schneider Electric | Schneider Electric | 01022021 |  | Schneider Electric |  | SED | A9N18402 |  |  | 58.67 |  | 1 |  | 12 | C120H 1P B80A | C120H 1P B80A |  | C120H 1P 80A B 15000A 240/415V MINIATURE | [8 empty] | 09.07 | 1 | [8 empty] | 1 | 3606480379734 | 0 |  | 193 | 9 | 8 | 3 | 0.216 | 13606480379731 | 12 | 2382 | 33 | 9 | 10 |  | 43606480379732 | 72 | 14779 | 40 | 30 | 30 | [10 empty] | 6 | N | [12 empty] | CUG | ZG | 8536209090 | [14 empty] | Automaat C120H 1P B80A | Disjoncteur C120H 1P B80A | [17 empty] | https://eref.se.com/be/nl/sis-tarif/product/A9N18402 | https://eref.se.com/be/fr/sis-tarif/product/A9N18402
Schneider Electric | Schneider Electric | 01022021 |  | Schneider Electric |  | SED | A9N18403 |  |  | 65.77 |  | 1 |  | 12 | C120H 1P B100A | C120H 1P B100A |  | C120H 1P 100A B 15000A 240/415V MINIATUR | [8 empty] | 09.07 | 1 | [8 empty] | 1 | 3606480379741 | 0 |  | 193 | 9 | 8 | 3 | 0.216 | 13606480379748 | 12 | 2384 | 33 | 9 | 10 |  | 43606480379749 | 72 | 14794 | 40 | 30 | 30 | [10 empty] | 6 | N | [12 empty] | CUG | ZG | 8536209090 | [14 empty] | Automaat C120H 1P B100A | Disjoncteur C120H 1P B100A | [17 empty] | https://eref.se.com/be/nl/sis-tarif/product/A9N18403 | https://eref.se.com/be/fr/sis-tarif/product/A9N18403
Schneider Electric | Schneider Electric | 01022021 |  | Schneider Electric |  | SED | A9N18404 |  |  | 85.74 |  | 1 |  | 12 | C120H 1P B125A | C120H 1P B125A |  | C120H 1P 125A B 15000A 240/415V MINIATUR | [8 empty] | 09.07 | 1 | [8 empty] | 1 | 3606480379758 | 0 |  | 194 | 9 | 8 | 3 | 0.216 | 13606480379755 | 12 | 2392 | 33 | 9 | 9 |  | 43606480379756 | 72 | 14839 | 40 | 30 | 30 | [10 empty] | 12 | N | [12 empty] | CUG | ZG | 8536209090 | [14 empty] | Automaat C120H 1P B125A | Disjoncteur C120H 1P B125A | [17 empty] | https://eref.se.com/be/nl/sis-tarif/product/A9N18404 | https://eref.se.com/be/fr/sis-tarif/product/A9N18404
Schneider Electric | Schneider Electric | 01022021 |  | Schneider Electric |  | SED | A9N18412 |  |  | 82.98 |  | 1 |  | 6 | C120H 2P B63A | C120H 2P B63A |  | C120H 2P 63A B 15000A 415V MINIATURE CIR | [8 empty] | 09.07 | 1 | [8 empty] | 1 | 3606480379833 | 0 |  | 377 | 9 | 8 | 5 | 0.36 | 13606480379830 | 6 | 2330 | 33.2 | 9.5 | 8.8 |  | 43606480379831 | 36 | 14467 | 40 | 30 | 30 | [10 empty] | 12 | N | [12 empty] | CUG | ZG | 8536201090 | [14 empty] | Automaat C120H 2P B63A | Disjoncteur C120H 2P B63A | [17 empty] | https://eref.se.com/be/nl/sis-tarif/product/A9N18412 | https://eref.se.com/be/fr/sis-tarif/product/A9N18412
Schneider Electric | Schneider Electric | 01022021 |  | Schneider Electric |  | SED | A9N18413 |  |  | 122.83 |  | 1 |  | 6 | C120H 2P B80A | C120H 2P B80A |  | C120H 2P 80A B 15000A 415V MINIATURE CIR | [8 empty] | 09.07 | 1 | [8 empty] | 1 | 3606480379840 | 0 |  | 388 | 9 | 8 | 5 | 0.36 | 13606480379847 | 6 | 2396 | 33 | 9 | 10 |  | 43606480379848 | 36 | 14863 | 40 | 30 | 30 | [10 empty] | 6 | N | [12 empty] | CUG | ZG | 8536209090 | [14 empty] | Automaat C120H 2P B80A | Disjoncteur C120H 2P B80A | [17 empty] | https://eref.se.com/be/nl/sis-tarif/product/A9N18413 | https://eref.se.com/be/fr/sis-tarif/product/A9N18413
Schneider Electric | Schneider Electric | 01022021 |  | Schneider Electric |  | SED | A9N18414 |  |  | 137.89 |  | 1 |  | 6 | C120H 2P B100A | C120H 2P B100A |  | C120H 2P 100A B 15000A 415V MINIATURE CI | [8 empty] | 09.07 | 1 | [8 empty] | 1 | 3606480379857 | 0 |  | 387 | 9 | 8 | 5 | 0.36 | 13606480379854 | 6 | 2387 | 33 | 9 | 10 |  | 43606480379855 | 36 | 14809 | 40 | 30 | 30 | [10 empty] | 6 | N | [12 empty] | CUG | ZG | 8536209090 | [14 empty] | Automaat C120H 2P B100A | Disjoncteur C120H 2P B100A | [17 empty] | https://eref.se.com/be/nl/sis-tarif/product/A9N18414 | https://eref.se.com/be/fr/sis-tarif/product/A9N18414
Schneider Electric | Schneider Electric | 01022021 |  | Schneider Electric |  | SED | A9N18415 |  |  | 175.89 |  | 1 |  | 6 | C120H 2P B125A | C120H 2P B125A |  | C120H 2P 125A B 15000A 415V MINIATURE CI | [8 empty] | 09.07 | 1 | [8 empty] | 1 | 3606480379864 | 0 |  | 390 | 9 | 8 | 5 | 0.36 | 13606480379861 | 6 | 2409 | 33 | 9 | 9 |  | 43606480379862 | 36 | 14941 | 40 | 30 | 30 | [10 empty] | 6 | N | [12 empty] | CUG | ZG | 8536209090 | [14 empty] | Automaat C120H 2P B125A | Disjoncteur C120H 2P B125A | [17 empty] | https://eref.se.com/be/nl/sis-tarif/product/A9N18415 | https://eref.se.com/be/fr/sis-tarif/product/A9N18415
Schneider Electric | Schneider Electric | 01022021 |  | Schneider Electric |  | SED | A9N18423 |  |  | 112.26 |  | 1 |  | 4 | C120H 3P B63A | C120H 3P B63A |  | C120H 3P 63A B 15000A 415V MINIATURE CIR | [8 empty] | 09.07 | 1 | [8 empty] | 1 | 3606480379949 | 0 |  | 565 | 9 | 8 | 8 | 0.576 | 13606480379946 | 4 | 2321 | 33 | 9 | 8.5 |  | 43606480379947 | 24 | 14357 | 40 | 30 | 30 | [10 empty] | 12 | N | [12 empty] | CUG | ZG | 8536201090 | [14 empty] | Automaat C120H 3P B63A | Disjoncteur C120H 3P B63A | [17 empty] | https://eref.se.com/be/nl/sis-tarif/product/A9N18423 | https://eref.se.com/be/fr/sis-tarif/product/A9N18423
Schneider Electric | Schneider Electric | 01022021 |  | Schneider Electric |  | SED | A9N18424 |  |  | 233.13 |  | 1 |  | 4 | C120H 3P B80A | C120H 3P B80A |  | C120H 3P 80A B 15000A 415V MINIATURE CIR | [8 empty] | 09.07 | 1 | [8 empty] | 1 | 3606480379956 | 0 |  | 580 | 9 | 8 | 7 | 0.504 | 13606480379953 | 4 | 2387 | 33 | 10 | 9 |  | 43606480379954 | 24 | 14739 | 40 | 30 | 30 | [10 empty] | 6 | N | [12 empty] | CUG | ZG | 8536209090 | [14 empty] | Automaat C120H 3P B80A | Disjoncteur C120H 3P B80A | [17 empty] | https://eref.se.com/be/nl/sis-tarif/product/A9N18424 | https://eref.se.com/be/fr/sis-tarif/product/A9N18424
Schneider Electric | Schneider Electric | 01022021 |  | Schneider Electric |  | SED | A9N18425 |  |  | 274.17 |  | 1 |  | 4 | C120H 3P B100A | C120H 3P B100A |  | C120H 3P 100A B 15000A 415V MINIATURE CI | [8 empty] | 09.07 | 1 | [8 empty] | 1 | 3606480379963 | 0 |  | 580.25 | 9 | 8 | 7 | 0.504 | 13606480379960 | 4 | 2388 | 33 | 10 | 9 |  | 43606480379961 | 24 | 14748 | 40 | 30 | 30 | [10 empty] | 6 | N | [12 empty] | CUG | ZG | 8536209090 | [14 empty] | Automaat C120H 3P B100A | Disjoncteur C120H 3P B100A | [17 empty] | https://eref.se.com/be/nl/sis-tarif/product/A9N18425 | https://eref.se.com/be/fr/sis-tarif/product/A9N18425
Schneider Electric | Schneider Electric | 01022021 |  | Schneider Electric |  | SED | A9N18426 |  |  | 355.95 |  | 1 |  | 4 | C120H 3P B125A | C120H 3P B125A |  | C120H 3P 125A B 15000A 415V MINIATURE CI | [8 empty] | 09.07 | 1 | [8 empty] | 1 | 3606480379970 | 0 |  | 582.75 | 9 | 8 | 7 | 0.504 | 13606480379977 | 4 | 2399 | 33 | 9.5 | 8.5 |  | 43606480379978 | 24 | 14814 | 40 | 30 | 30 | [10 empty] | 6 | N | [12 empty] | CUG | ZG | 8536209090 | [14 empty] | Automaat C120H 3P B125A | Disjoncteur C120H 3P B125A | [17 empty] | https://eref.se.com/be/nl/sis-tarif/product/A9N18426 | https://eref.se.com/be/fr/sis-tarif/product/A9N18426
Schneider Electric | Schneider Electric | 01022021 |  | Schneider Electric |  | SED | A9N18434 |  |  | 154.21 |  | 1 |  | 3 | C120H 4P B63A | C120H 4P B63A |  | C120H 4P 63A B 15000A 415V MINIATURE CIR | [8 empty] | 09.07 | 1 | [8 empty] | 1 | 3606480380051 | 0 |  | 755 | 11 | 9 | 9 | 0.891 | 13606480380058 | 3 | 2298 | 11 | 9 | 9 |  | 43606480380059 | 18 | 14414 | 40 | 30 | 30 | [10 empty] | 6 | N | [12 empty] | CUG | ZG | 8536201090 | [14 empty] | Automaat C120H 4P B63A | Disjoncteur C120H 4P B63A | [17 empty] | https://eref.se.com/be/nl/sis-tarif/product/A9N18434 | https://eref.se.com/be/fr/sis-tarif/product/A9N18434
Schneider Electric | Schneider Electric | 01022021 |  | Schneider Electric |  | SED | A9N18435 |  |  | 332.57 |  | 1 |  | 3 | C120H 4P B80A | C120H 4P B80A |  | C120H 4P 80A B 15000A 415V MINIATURE CIR | [8 empty] | 09.07 | 1 | [8 empty] | 1 | 3606480380068 | 0 |  | 775 | 11 | 9 | 7 | 0.693 | 13606480380065 | 3 | 2391 | 33 | 9 | 9 |  | 43606480380066 | 18 | 15139 | 40 | 30 | 30 | [10 empty] | 6 | N | [12 empty] | CUG | ZG | 8536209090 | [14 empty] | Automaat C120H 4P B80A | Disjoncteur C120H 4P B80A | [17 empty] | https://eref.se.com/be/nl/sis-tarif/product/A9N18435 | https://eref.se.com/be/fr/sis-tarif/product/A9N18435
Schneider Electric | Schneider Electric | 01022021 |  | Schneider Electric |  | SED | A9N18436 |  |  | 373.8 |  | 1 |  | 3 | C120H 4P B100A | C120H 4P B100A |  | C120H 4P 100A B 15000A 415V MINIATURE CI | [8 empty] | 09.07 | 1 | [8 empty] | 1 | 3606480380075 | 0 |  | 772 | 11 | 9 | 8 | 0.792 | 13606480380072 | 3 | 2385 | 33 | 9 | 10 |  | 43606480380073 | 18 | 14797 | 40 | 30 | 30 | [10 empty] | 6 | N | [12 empty] | CUG | ZG | 8536209090 | [14 empty] | Automaat C120H 4P B100A | Disjoncteur C120H 4P B100A | [17 empty] | https://eref.se.com/be/nl/sis-tarif/product/A9N18436 | https://eref.se.com/be/fr/sis-tarif/product/A9N18436
Schneider Electric | Schneider Electric | 01022021 |  | Schneider Electric |  | SED | A9N18437 |  |  | 485.32 |  | 1 |  | 3 | C120H 4P B125A | C120H 4P B125A |  | C120H 4P 125A B 15000A 415V MINIATURE CI | [8 empty] | 09.07 | 1 | [8 empty] | 1 | 3606480380082 | 0 |  | 776 | 11 | 9 | 8 | 0.792 | 13606480380089 | 3 | 2402 | 9.9 | 33.9 | 8.7 |  | 43606480380080 | 18 | 14899 | 40 | 30 | 30 | [10 empty] | 6 | N | [12 empty] | CUG | ZG | 8536209090 | [14 empty] | Automaat C120H 4P B125A | Disjoncteur C120H 4P B125A | [17 empty] | https://eref.se.com/be/nl/sis-tarif/product/A9N18437 | https://eref.se.com/be/fr/sis-tarif/product/A9N18437
Schneider Electric | Schneider Electric | 01022021 |  | Schneider Electric |  | SED | A9N18445 |  |  | 36.98 |  | 1 |  | 12 | C120H 1P C63A | C120H 1P C63A |  | C120H 1P 63A C 15000A 240/415V MINIATURE | [8 empty] | 09.07 | 1 | [8 empty] | 1 | 3606480380167 | 0 |  | 188 | 8 | 7 | 3 | 0.168 | 13606480380164 | 12 | 2320 | 34 | 9 | 9 |  | 43606480380165 | 72 | 14407 | 40 | 30 | 30 | [10 empty] | 6 | N | [12 empty] | CUG | ZG | 8536201090 | [14 empty] | Automaat C120H 1P C63A | Disjoncteur C120H 1P C63A | [17 empty] | https://eref.se.com/be/nl/sis-tarif/product/A9N18445 | https://eref.se.com/be/fr/sis-tarif/product/A9N18445
Schneider Electric | Schneider Electric | 01022021 |  | Schneider Electric |  | SED | A9N18446 |  |  | 56.52 |  | 1 |  | 12 | C120H 1P C80A | C120H 1P C80A |  | C120H 1P 80A C 15000A 240/415V MINIATURE | [8 empty] | 09.07 | 1 | [8 empty] | 1 | 3606480380174 | 0 |  | 192 | 9 | 8 | 3 | 0.216 | 13606480380171 | 12 | 2375 | 33 | 9 | 9 |  | 43606480380172 | 72 | 14737 | 40 | 30 | 30 | [10 empty] | 6 | N | [12 empty] | CUG | ZG | 8536209090 | [14 empty] | Automaat C120H 1P C80A | Disjoncteur C120H 1P C80A | [17 empty] | https://eref.se.com/be/nl/sis-tarif/product/A9N18446 | https://eref.se.com/be/fr/sis-tarif/product/A9N18446
Schneider Electric | Schneider Electric | 01022021 |  | Schneider Electric |  | SED | A9N18447 |  |  | 63.35 |  | 1 |  | 12 | C120H 1P C100A | C120H 1P C100A |  | C120H 1P 100A C 15000A 240/415V MINIATUR | [8 empty] | 09.07 | 1 | [8 empty] | 1 | 3606480380181 | 0 |  | 193.417 | 9 | 8 | 3 | 0.216 | 13606480380188 | 12 | 2386 | 33 | 10 | 9 |  | 43606480380189 | 72 | 14736 | 40 | 30 | 30 | [10 empty] | 6 | N | [12 empty] | CUG | ZG | 8536209090 | [14 empty] | Automaat C120H 1P C100A | Disjoncteur C120H 1P C100A | [17 empty] | https://eref.se.com/be/nl/sis-tarif/product/A9N18447 | https://eref.se.com/be/fr/sis-tarif/product/A9N18447
Schneider Electric | Schneider Electric | 01022021 |  | Schneider Electric |  | SED | A9N18448 |  |  | 80.73 |  | 1 |  | 12 | C120H 1P C125A | C120H 1P C125A |  | C120H 1P 125A C 15000A 240/415V MINIATUR | [8 empty] | 09.07 | 1 | [8 empty] | 1 | 3606480380198 | 0 |  | 193 | 9 | 7 | 3 | 0.189 | 13606480380195 | 12 | 2386 | 33 | 9 | 10 |  | 43606480380196 | 72 | 14850 | 40 | 30 | 30 | [10 empty] | 6 | N | [12 empty] | CUG | ZG | 8536209090 | [14 empty] | Automaat C120H 1P C125A | Disjoncteur C120H 1P C125A | [17 empty] | https://eref.se.com/be/nl/sis-tarif/product/A9N18448 | https://eref.se.com/be/fr/sis-tarif/product/A9N18448
Schneider Electric | Schneider Electric | 01022021 |  | Schneider Electric |  | SED | A9N18456 |  |  | 79.02 |  | 1 |  | 6 | C120H 2P C63A | C120H 2P C63A |  | C120H 2P 63A C 15000A 415V MINIATURE CIR | [8 empty] | 09.07 | 1 | [8 empty] | 1 | 3606480380273 | 0 |  | 376 | 9 | 7 | 5 | 0.315 | 13606480380270 | 6 | 2326 | 33 | 9 | 10 |  | 43606480380271 | 36 | 14443 | 40 | 30 | 30 | [10 empty] | 6 | N | [12 empty] | CUG | ZG | 8536201090 | [14 empty] | Automaat C120H 2P C63A | Disjoncteur C120H 2P C63A | [17 empty] | https://eref.se.com/be/nl/sis-tarif/product/A9N18456 | https://eref.se.com/be/fr/sis-tarif/product/A9N18456
Schneider Electric | Schneider Electric | 01022021 |  | Schneider Electric |  | SED | A9N18457 |  |  | 110.32 |  | 1 |  | 6 | C120H 2P C80A | C120H 2P C80A |  | C120H 2P 80A C 15000A 415V MINIATURE CIR | [8 empty] | 09.07 | 1 | [8 empty] | 1 | 3606480380280 | 0 |  | 387 | 9 | 7 | 5 | 0.315 | 13606480380287 | 6 | 2392 | 33 | 9 | 10 |  | 43606480380288 | 36 | 14839 | 40 | 30 | 30 | [10 empty] | 6 | N | [12 empty] | CUG | ZG | 8536209090 | [14 empty] | Automaat C120H 2P C80A | Disjoncteur C120H 2P C80A | [17 empty] | https://eref.se.com/be/nl/sis-tarif/product/A9N18457 | https://eref.se.com/be/fr/sis-tarif/product/A9N18457
Schneider Electric | Schneider Electric | 01022021 |  | Schneider Electric |  | SED | A9N18458 |  |  | 127.42 |  | 1 |  | 6 | C120H 2P C100A | C120H 2P C100A |  | C120H 2P 100A C 15000A 415V MINIATURE CI | [8 empty] | 09.07 | 1 | [8 empty] | 1 | 3606480380297 | 0 |  | 385 | 9 | 8 | 5 | 0.36 | 13606480380294 | 6 | 2378 | 33 | 9 | 10 |  | 43606480380295 | 36 | 14832 | 40 | 30 | 30 | [10 empty] | 6 | N | [12 empty] | CUG | ZG | 8536209090 | [14 empty] | Automaat C120H 2P C100A | Disjoncteur C120H 2P C100A | [17 empty] | https://eref.se.com/be/nl/sis-tarif/product/A9N18458 | https://eref.se.com/be/fr/sis-tarif/product/A9N18458
Schneider Electric | Schneider Electric | 01022021 |  | Schneider Electric |  | SED | A9N18459 |  |  | 161.77 |  | 1 |  | 6 | C120H 2P C125A | C120H 2P C125A |  | C120H 2P 125A C 15000A 415V MINIATURE CI | [8 empty] | 09.07 | 1 | [8 empty] | 1 | 3606480380303 | 0 |  | 388 | 9 | 7 | 5 | 0.315 | 13606480380300 | 6 | 2404 | 33 | 9 | 10 |  | 43606480380301 | 36 | 14911 | 40 | 30 | 30 | [10 empty] | 6 | N | [12 empty] | CUG | ZG | 8536209090 | [14 empty] | Automaat C120H 2P C125A | Disjoncteur C120H 2P C125A | [17 empty] | https://eref.se.com/be/nl/sis-tarif/product/A9N18459 | https://eref.se.com/be/fr/sis-tarif/product/A9N18459
Schneider Electric | Schneider Electric | 01022021 |  | Schneider Electric |  | SED | A9N18467 |  |  | 110.07 |  | 1 |  | 4 | C120H 3P C63A | C120H 3P C63A |  | C120H 3P 63A C 15000A 415V MINIATURE CIR | [8 empty] | 09.07 | 1 | [8 empty] | 1 | 3606480380389 | 0 |  | 564.9 | 9 | 8 | 8 | 0.576 | 13606480380386 | 4 | 2326 | 33 | 9 | 10 |  | 43606480380387 | 24 | 14443 | 40 | 30 | 30 | [10 empty] | 6 | N | [12 empty] | CUG | ZG | 8536201090 | [14 empty] | Automaat C120H 3P C63A | Disjoncteur C120H 3P C63A | [17 empty] | https://eref.se.com/be/nl/sis-tarif/product/A9N18467 | https://eref.se.com/be/fr/sis-tarif/product/A9N18467
Schneider Electric | Schneider Electric | 01022021 |  | Schneider Electric |  | SED | A9N18468 |  |  | 212.82 |  | 1 |  | 4 | C120H 3P C80A | C120H 3P C80A |  | C120H 3P 80A C 15000A 415V MINIATURE CIR | [8 empty] | 09.07 | 1 | [8 empty] | 1 | 3606480380396 | 0 |  | 580 | 9 | 8 | 7 | 0.504 | 13606480380393 | 4 | 2386 | 33 | 9.3 | 8.5 |  | 43606480380394 | 24 | 14757 | 40 | 30 | 30 | [10 empty] | 2 | Y | [12 empty] | CUG | ZG | 8536209090 | [14 empty] | Automaat C120H 3P C80A | Disjoncteur C120H 3P C80A | [17 empty] | https://eref.se.com/be/nl/sis-tarif/product/A9N18468 | https://eref.se.com/be/fr/sis-tarif/product/A9N18468
Schneider Electric | Schneider Electric | 01022021 |  | Schneider Electric |  | SED | A9N18469 |  |  | 250.44 |  | 1 |  | 4 | C120H 3P C100A | C120H 3P C100A |  | C120H 3P 100A C 15000A 415V MINIATURE CI | [8 empty] | 09.07 | 1 | [8 empty] | 1 | 3606480380402 | 0 |  | 578 | 8 | 8 | 8 | 0.512 | 13606480380409 | 4 | 2377 | 33 | 9 | 10 |  | 43606480380400 | 24 | 14749 | 40 | 30 | 30 | [10 empty] | 6 | N | [12 empty] | CUG | ZG | 8536209090 | [14 empty] | Automaat C120H 3P C100A | Disjoncteur C120H 3P C100A | [17 empty] | https://eref.se.com/be/nl/sis-tarif/product/A9N18469 | https://eref.se.com/be/fr/sis-tarif/product/A9N18469
Schneider Electric | Schneider Electric | 01022021 |  | Schneider Electric |  | SED | A9N18470 |  |  | 345.09 |  | 1 |  | 4 | C120H 3P C125A | C120H 3P C125A |  | C120H 3P 125A C 15000A 415V MINIATURE CI | [8 empty] | 09.07 | 1 | [8 empty] | 1 | 3606480380419 | 0 |  | 582 | 8 | 8 | 8 | 0.512 | 13606480380416 | 4 | 2392 | 33 | 9 | 10 |  | 43606480380417 | 24 | 14970 | 40 | 30 | 30 | [10 empty] | 6 | N | [12 empty] | CUG | ZG | 8536209090 | [14 empty] | Automaat C120H 3P C125A | Disjoncteur C120H 3P C125A | [17 empty] | https://eref.se.com/be/nl/sis-tarif/product/A9N18470 | https://eref.se.com/be/fr/sis-tarif/product/A9N18470
Schneider Electric | Schneider Electric | 01022021 |  | Schneider Electric |  | SED | A9N18478 |  |  | 151.68 |  | 1 |  | 3 | C120H 4P C63A | C120H 4P C63A |  | C120H 4P 63A C 15000A 415V MINIATURE CIR | [8 empty] | 09.07 | 1 | [8 empty] | 1 | 3606480380495 | 0 |  | 754 | 11 | 9 | 8 | 0.792 | 13606480380492 | 3 | 2329 | 33 | 9 | 10 |  | 43606480380493 | 18 | 14534 | 40 | 30 | 30 | [10 empty] | 6 | N | [12 empty] | CUG | ZG | 8536201090 | [14 empty] | Automaat C120H 4P C63A | Disjoncteur C120H 4P C63A | [17 empty] | https://eref.se.com/be/nl/sis-tarif/product/A9N18478 | https://eref.se.com/be/fr/sis-tarif/product/A9N18478
Schneider Electric | Schneider Electric | 01022021 |  | Schneider Electric |  | SED | A9N18479 |  |  | 307.83 |  | 1 |  | 3 | C120H 4P C80A | C120H 4P C80A |  | C120H 4P 80A C 15000A 415V MINIATURE CIR | [8 empty] | 09.07 | 1 | [8 empty] | 1 | 3606480380501 | 0 |  | 776 | 11 | 9 | 8 | 0.792 | 13606480380508 | 3 | 2395 | 33 | 9 | 10 |  | 43606480380509 | 18 | 14862 | 40 | 30 | 30 | [10 empty] | 2 | Y | [12 empty] | CUG | ZG | 8536209090 | [14 empty] | Automaat C120H 4P C80A | Disjoncteur C120H 4P C80A | [17 empty] | https://eref.se.com/be/nl/sis-tarif/product/A9N18479 | https://eref.se.com/be/fr/sis-tarif/product/A9N18479
Schneider Electric | Schneider Electric | 01022021 |  | Schneider Electric |  | SED | A9N18480 |  |  | 346.39 |  | 1 |  | 3 | C120H 4P C100A | C120H 4P C100A |  | C120H 4P 100A C 15000A 415V MINIATURE CI | [8 empty] | 09.07 | 1 | [8 empty] | 1 | 3606480380518 | 0 |  | 772 | 11 | 9 | 8 | 0.792 | 13606480380515 | 3 | 2372 | 33 | 9 | 10 |  | 43606480380516 | 18 | 14859 | 40 | 30 | 30 | [10 empty] | 2 | Y | [12 empty] | CUG | ZG | 8536209090 | [14 empty] | Automaat C120H 4P C100A | Disjoncteur C120H 4P C100A | [17 empty] | https://eref.se.com/be/nl/sis-tarif/product/A9N18480 | https://eref.se.com/be/fr/sis-tarif/product/A9N18480
Schneider Electric | Schneider Electric | 01022021 |  | Schneider Electric |  | SED | A9N18481 |  |  | 471.32 |  | 1 |  | 3 | C120H 4P C125A | C120H 4P C125A |  | C120H 4P 125A C 15000A 415V MINIATURE CI | [8 empty] | 09.07 | 1 | [8 empty] | 1 | 3606480380525 | 0 |  | 778 | 11 | 9 | 8 | 0.792 | 13606480380522 | 3 | 2400 | 33 | 9 | 10 |  | 43606480380523 | 18 | 14921 | 40 | 30 | 30 | [10 empty] | 2 | Y | [12 empty] | CUG | ZG | 8536209090 | [14 empty] | Automaat C120H 4P C125A | Disjoncteur C120H 4P C125A | [17 empty] | https://eref.se.com/be/nl/sis-tarif/product/A9N18481 | https://eref.se.com/be/fr/sis-tarif/product/A9N18481
Schneider Electric | Schneider Electric | 01022021 |  | Schneider Electric |  | SED | A9N18489 |  |  | 37.33 |  | 1 |  | 12 | C120H 1P D63A | C120H 1P D63A |  | C120H 1P 63A D 15000A 240/415V MINIATURE | [8 empty] | 09.07 | 1 | [8 empty] | 1 | 3606480380600 | 0 |  | 189 | 9 | 8 | 3 | 0.216 | 13606480380607 | 12 | 2324 | 33 | 9 | 9 |  | 43606480380608 | 72 | 14431 | 40 | 30 | 30 | [10 empty] | 12 | N | [12 empty] | CUG | ZG | 8536201090 | [14 empty] | Automaat C120H 1P D63A | Disjoncteur C120H 1P D63A | [17 empty] | https://eref.se.com/be/nl/sis-tarif/product/A9N18489 | https://eref.se.com/be/fr/sis-tarif/product/A9N18489
Schneider Electric | Schneider Electric | 01022021 |  | Schneider Electric |  | SED | A9N18490 |  |  | 58.67 |  | 1 |  | 12 | C120H 1P D80A | C120H 1P D80A |  | C120H 1P 80A D 15000A 240/415V MINIATURE | [8 empty] | 09.07 | 1 | [8 empty] | 1 | 3606480380617 | 0 |  | 193 | 9 | 8 | 3 | 0.216 | 13606480380614 | 12 | 2383 | 33 | 9 | 10 |  | 43606480380615 | 72 | 14843 | 40 | 30 | 30 | [10 empty] | 6 | N | [12 empty] | CUG | ZG | 8536209090 | [14 empty] | Automaat C120H 1P D80A | Disjoncteur C120H 1P D80A | [17 empty] | https://eref.se.com/be/nl/sis-tarif/product/A9N18490 | https://eref.se.com/be/fr/sis-tarif/product/A9N18490
Schneider Electric | Schneider Electric | 01022021 |  | Schneider Electric |  | SED | A9N18491 |  |  | 65.77 |  | 1 |  | 12 | C120H 1P D100A | C120H 1P D100A |  | C120H 1P 100A D 15000A 240/415V MINIATUR | [8 empty] | 09.07 | 1 | [8 empty] | 1 | 3606480380624 | 0 |  | 194 | 9 | 8 | 3 | 0.216 | 13606480380621 | 12 | 2390 | 33 | 9 | 10 |  | 43606480380622 | 72 | 14827 | 40 | 30 | 30 | [10 empty] | 12 | N | [12 empty] | CUG | ZG | 8536209090 | [14 empty] | Automaat C120H 1P D100A | Disjoncteur C120H 1P D100A | [17 empty] | https://eref.se.com/be/nl/sis-tarif/product/A9N18491 | https://eref.se.com/be/fr/sis-tarif/product/A9N18491
Schneider Electric | Schneider Electric | 01022021 |  | Schneider Electric |  | SED | A9N18492 |  |  | 84.02 |  | 1 |  | 12 | C120H 1P D125A | C120H 1P D125A |  | C120H 1P 125A D 15000A 240/415V MINIATUR | [8 empty] | 09.07 | 1 | [8 empty] | 1 | 3606480380631 | 0 |  | 194 | 9 | 8 | 2 | 0.144 | 13606480380638 | 12 | 2393 | 33 | 9 | 10 |  | 43606480380639 | 72 | 14845 | 40 | 30 | 30 | [10 empty] | 6 | N | [12 empty] | CUG | ZG | 8536209090 | [14 empty] | Automaat C120H 1P D125A | Disjoncteur C120H 1P D125A | [17 empty] | https://eref.se.com/be/nl/sis-tarif/product/A9N18492 | https://eref.se.com/be/fr/sis-tarif/product/A9N18492
Schneider Electric | Schneider Electric | 01022021 |  | Schneider Electric |  | SED | A9N18500 |  |  | 80.73 |  | 1 |  | 6 | C120H 2P D63A | C120H 2P D63A |  | C120H 2P 63A D 15000A 415V MINIATURE CIR | [8 empty] | 09.07 | 1 | [8 empty] | 1 | 3606480380716 | 0 |  | 376 | 8 | 7 | 5 | 0.28 | 13606480380713 | 6 | 2322 | 33 | 9 | 10 |  | 43606480380714 | 36 | 14419 | 40 | 30 | 30 | [10 empty] | 6 | N | [12 empty] | CUG | ZG | 8536201090 | [14 empty] | Automaat C120H 2P D63A | Disjoncteur C120H 2P D63A | [17 empty] | https://eref.se.com/be/nl/sis-tarif/product/A9N18500 | https://eref.se.com/be/fr/sis-tarif/product/A9N18500
Schneider Electric | Schneider Electric | 01022021 |  | Schneider Electric |  | SED | A9N18501 |  |  | 122.83 |  | 1 |  | 6 | C120H 2P D80A | C120H 2P D80A |  | C120H 2P 80A D 15000A 415V MINIATURE CIR | [8 empty] | 09.07 | 1 | [8 empty] | 1 | 3606480380723 | 0 |  | 385 | 9 | 7 | 5 | 0.315 | 13606480380720 | 6 | 2389 | 33 | 9 | 10 |  | 43606480380721 | 36 | 14821 | 40 | 30 | 30 | [10 empty] | 6 | N | [12 empty] | CUG | ZG | 8536209090 | [14 empty] | Automaat C120H 2P D80A | Disjoncteur C120H 2P D80A | [17 empty] | https://eref.se.com/be/nl/sis-tarif/product/A9N18501 | https://eref.se.com/be/fr/sis-tarif/product/A9N18501
Schneider Electric | Schneider Electric | 01022021 |  | Schneider Electric |  | SED | A9N18502 |  |  | 137.89 |  | 1 |  | 6 | C120H 2P D100A | C120H 2P D100A |  | C120H 2P 100A D 15000A 415V MINIATURE CI | [8 empty] | 09.07 | 1 | [8 empty] | 1 | 3606480380730 | 0 |  | 385 | 9 | 7 | 6 | 0.378 | 13606480380737 | 6 | 2377 | 33 | 9 | 9 |  | 43606480380738 | 36 | 14790 | 40 | 30 | 30 | [10 empty] | 6 | N | [12 empty] | CUG | ZG | 8536209090 | [14 empty] | Automaat C120H 2P D100A | Disjoncteur C120H 2P D100A | [17 empty] | https://eref.se.com/be/nl/sis-tarif/product/A9N18502 | https://eref.se.com/be/fr/sis-tarif/product/A9N18502
Schneider Electric | Schneider Electric | 01022021 |  | Schneider Electric |  | SED | A9N18503 |  |  | 175.89 |  | 1 |  | 6 | C120H 2P D125A | C120H 2P D125A |  | C120H 2P 125A D 15000A 415V MINIATURE CI | [8 empty] | 09.07 | 1 | [8 empty] | 1 | 3606480380747 | 0 |  | 388 | 8 | 7 | 5 | 0.28 | 13606480380744 | 6 | 2392 | 33 | 9 | 10 |  | 43606480380745 | 36 | 14868 | 40 | 30 | 30 | [10 empty] | 6 | N | [12 empty] | CUG | ZG | 8536209090 | [14 empty] | Automaat C120H 2P D125A | Disjoncteur C120H 2P D125A | [17 empty] | https://eref.se.com/be/nl/sis-tarif/product/A9N18503 | https://eref.se.com/be/fr/sis-tarif/product/A9N18503
Schneider Electric | Schneider Electric | 01022021 |  | Schneider Electric |  | SED | A9N18511 |  |  | 111.54 |  | 1 |  | 4 | C120H 3P D63A | C120H 3P D63A |  | C120H 3P 63A D 15000A 415V MINIATURE CIR | [8 empty] | 09.07 | 1 | [8 empty] | 1 | 3606480380822 | 0 |  | 563.9 | 9 | 8 | 8 | 0.576 | 13606480380829 | 4 | 2344 | 33 | 9 | 10 |  | 43606480380820 | 24 | 14551 | 40 | 30 | 30 | [10 empty] | 6 | N | [12 empty] | CUG | ZG | 8536201090 | [14 empty] | Automaat C120H 3P D63A | Disjoncteur C120H 3P D63A | [17 empty] | https://eref.se.com/be/nl/sis-tarif/product/A9N18511 | https://eref.se.com/be/fr/sis-tarif/product/A9N18511
Schneider Electric | Schneider Electric | 01022021 |  | Schneider Electric |  | SED | A9N18512 |  |  | 231.62 |  | 1 |  | 4 | C120H 3P D80A | C120H 3P D80A |  | C120H 3P 80A D 15000A 415V MINIATURE CIR | [8 empty] | 09.07 | 1 | [8 empty] | 1 | 3606480380839 | 0 |  | 584 | 8 | 8 | 6 | 0.384 | 13606480380836 | 4 | 2385 | 33 | 9 | 10 |  | 43606480380837 | 24 | 14797 | 40 | 30 | 30 | [10 empty] | 6 | N | [12 empty] | CUG | ZG | 8536209090 | [14 empty] | Automaat C120H 3P D80A | Disjoncteur C120H 3P D80A | [17 empty] | https://eref.se.com/be/nl/sis-tarif/product/A9N18512 | https://eref.se.com/be/fr/sis-tarif/product/A9N18512
Schneider Electric | Schneider Electric | 01022021 |  | Schneider Electric |  | SED | A9N18513 |  |  | 272.56 |  | 1 |  | 4 | C120H 3P D100A | C120H 3P D100A |  | C120H 3P 100A D 15000A 415V MINIATURE CI | [8 empty] | 09.07 | 1 | [8 empty] | 1 | 3606480380846 | 0 |  | 578 | 9 | 8 | 7 | 0.504 | 13606480380843 | 4 | 2384 | 33 | 9 | 10 |  | 43606480380844 | 24 | 14750 | 40 | 30 | 30 | [10 empty] | 6 | N | [12 empty] | CUG | ZG | 8536209090 | [14 empty] | Automaat C120H 3P D100A | Disjoncteur C120H 3P D100A | [17 empty] | https://eref.se.com/be/nl/sis-tarif/product/A9N18513 | https://eref.se.com/be/fr/sis-tarif/product/A9N18513
Schneider Electric | Schneider Electric | 01022021 |  | Schneider Electric |  | SED | A9N18514 |  |  | 352.18 |  | 1 |  | 4 | C120H 3P D125A | C120H 3P D125A |  | C120H 3P 125A D 15000A 415V MINIATURE CI | [8 empty] | 09.07 | 1 | [8 empty] | 1 | 3606480380853 | 0 |  | 583 | 9 | 8 | 8 | 0.576 | 13606480380850 | 4 | 2404 | 33 | 9 | 10 |  | 43606480380851 | 24 | 14918 | 40 | 30 | 30 | [10 empty] | 6 | N | [12 empty] | CUG | ZG | 8536209090 | [14 empty] | Automaat C120H 3P D125A | Disjoncteur C120H 3P D125A | [17 empty] | https://eref.se.com/be/nl/sis-tarif/product/A9N18514 | https://eref.se.com/be/fr/sis-tarif/product/A9N18514
Schneider Electric | Schneider Electric | 01022021 |  | Schneider Electric |  | SED | A9N18522 |  |  | 153.18 |  | 1 |  | 3 | C120H 4P D63A | C120H 4P D63A |  | C120H 4P 63A D 15000A 415V MINIATURE CIR | [8 empty] | 09.07 | 1 | [8 empty] | 1 | 3606480380938 | 0 |  | 754 | 9 | 11 | 8 | 0.792 | 13606480380935 | 3 | 2323 | 34 | 9 | 10 |  | 43606480380936 | 18 | 14451 | 40 | 30 | 30 | [10 empty] | 6 | N | [12 empty] | CUG | ZG | 8536201090 | [14 empty] | Automaat C120H 4P D63A | Disjoncteur C120H 4P D63A | [17 empty] | https://eref.se.com/be/nl/sis-tarif/product/A9N18522 | https://eref.se.com/be/fr/sis-tarif/product/A9N18522
Schneider Electric | Schneider Electric | 01022021 |  | Schneider Electric |  | SED | A9N18523 |  |  | 330.35 |  | 1 |  | 3 | C120H 4P D80A | C120H 4P D80A |  | C120H 4P 80A D 15000A 415V MINIATURE CIR | [8 empty] | 09.07 | 1 | [8 empty] | 1 | 3606480380945 | 0 |  | 776 | 11 | 9 | 8 | 0.792 | 13606480380942 | 3 | 2398 | 33 | 9 | 10 |  | 43606480380943 | 18 | 14879 | 40 | 30 | 30 | [10 empty] | 6 | N | [12 empty] | CUG | ZG | 8536209090 | [14 empty] | Automaat C120H 4P D80A | Disjoncteur C120H 4P D80A | [17 empty] | https://eref.se.com/be/nl/sis-tarif/product/A9N18523 | https://eref.se.com/be/fr/sis-tarif/product/A9N18523
Schneider Electric | Schneider Electric | 01022021 |  | Schneider Electric |  | SED | A9N18524 |  |  | 371.25 |  | 1 |  | 3 | C120H 4P D100A | C120H 4P D100A |  | C120H 4P 100A D 15000A 415V MINIATURE CI | [8 empty] | 09.07 | 1 | [8 empty] | 1 | 3606480380952 | 0 |  | 772 | 11 | 9 | 8 | 0.792 | 13606480380959 | 3 | 2384 | 33 | 9 | 10 |  | 43606480380950 | 18 | 14809 | 40 | 30 | 30 | [10 empty] | 6 | N | [12 empty] | CUG | ZG | 8536209090 | [14 empty] | Automaat C120H 4P D100A | Disjoncteur C120H 4P D100A | [17 empty] | https://eref.se.com/be/nl/sis-tarif/product/A9N18524 | https://eref.se.com/be/fr/sis-tarif/product/A9N18524
Schneider Electric | Schneider Electric | 01022021 |  | Schneider Electric |  | SED | A9N18525 |  |  | 480.44 |  | 1 |  | 3 | C120H 4P D125A | C120H 4P D125A |  | C120H 4P 125A D 15000A 415V MINIATURE CI | [8 empty] | 09.07 | 1 | [8 empty] | 1 | 3606480380969 | 0 |  | 778 | 11 | 9 | 8 | 0.792 | 13606480380966 | 3 | 2403 | 33 | 9 | 10 |  | 43606480380967 | 18 | 14929 | 40 | 30 | 30 | [10 empty] | 6 | N | [12 empty] | CUG | ZG | 8536209090 | [14 empty] | Automaat C120H 4P D125A | Disjoncteur C120H 4P D125A | [17 empty] | https://eref.se.com/be/nl/sis-tarif/product/A9N18525 | https://eref.se.com/be/fr/sis-tarif/product/A9N18525
Schneider Electric | Schneider Electric | 01022021 |  | Schneider Electric |  | SED | A9N18542 |  |  | 575.22 |  | 1 |  | 1 | VIGI C120 125A 4P 30MA AC | VIGI C120 125A 4P 30 MA AC BLOC DIFFEREN |  | VIGI C120 125A 4P 30 MA AC ADAPTABLE RES | [8 empty] | 09.07 | 1 | [8 empty] | 1 | 3606480376184 | 0 |  | 732 | 26 | 14 | 9 | 3.276 | [7 empty] | 43606480376182 | 8 | 6312 | 40 | 30 | 30 | [10 empty] | 6 | N | [12 empty] | CUZ | ZZ | 8536303099 | [14 empty] | Vigi C120 - aardlekhulpblok - 4P - 30mA - klasse AC | Vigi C120 - bloc additif mis à la terre - 4P - 30 mA - classe CA | [17 empty] | https://eref.se.com/be/nl/sis-tarif/product/A9N18542 | https://eref.se.com/be/fr/sis-tarif/product/A9N18542
Schneider Electric | Schneider Electric | 01022021 |  | Schneider Electric |  | SED | A9N18543 |  |  | 237.89 |  | 1 |  | 1 | VIGI C120 125A 4P 300MA AC | VIGI C120 125A 4P 300 MA AC BLOC DIFFERE |  | VIGI C120 125A 4P 300 MA AC ADAPTABLE RE | [8 empty] | 09.07 | 1 | [8 empty] | 1 | 3606480376191 | 0 |  | 629 | 25 | 13 | 9 | 2.925 | [7 empty] | 43606480376199 | 8 | 5520 | 40 | 30 | 30 |  |  | 64 | 56640000000000 | 120 | 80 | 50 |  |  |  | 2 | Y | [12 empty] | CUZ | ZZ | 8536303099 | [14 empty] | Vigi C120 - aardlekhulpblok - 4P - 300mA - klasse AC | Vigi C120 - bloc additif mis à la terre - 4P - 300 mA - classe CA | [17 empty] | https://eref.se.com/be/nl/sis-tarif/product/A9N18543 | https://eref.se.com/be/fr/sis-tarif/product/A9N18543
Schneider Electric | Schneider Electric | 01022021 |  | Schneider Electric |  | SED | A9N18544 |  |  | 285.06 |  | 1 |  | 1 | VIGI C120 125A 2P 300MA S AC | VIGI C120 125A 2P 300S MA AC BLOC DIFFER |  | VIGI C120 125A 2P 300S MA AC ADAPTABLE R | [8 empty] | 09.07 | 1 | [8 empty] | 1 | 3606480376207 | 0 |  | 390 | 14 | 14 | 9 | 1.764 | [7 empty] | 43606480376205 | 8 | 3535 | 40 | 30 | 30 | [10 empty] | 6 | N | [12 empty] | CUZ | ZZ | 8536303099 | [14 empty] | Vigi C120 - aardlekhulpblok - 2P - 300mA - klasse AC | Vigi C120 - bloc additif mis à la terre - 2P - 300 mA - classe CA | [17 empty] | https://eref.se.com/be/nl/sis-tarif/product/A9N18544 | https://eref.se.com/be/fr/sis-tarif/product/A9N18544
Schneider Electric | Schneider Electric | 01022021 |  | Schneider Electric |  | SED | A9N18545 |  |  | 298.63 |  | 1 |  | 1 | VIGI C120 125A 2P 1000MA S AC | VIGI C120 125A 2P 1000S MA AC BLOC DIFFE |  | VIGI C120 125A 2P 1000S MA AC ADAPTABLE | [8 empty] | 09.07 | 1 | [8 empty] | 1 | 3606480376214 | 0 |  | 390 | 14 | 14 | 10 | 1.96 | [7 empty] | 43606480376212 | 8 | 3607 | 40 | 30 | 30 | [10 empty] | 6 | N | [12 empty] | CUZ | ZZ | 8536303099 | [14 empty] | Vigi C120 - aardlekhulpblok - 2P - 300mA - klasse AC | Vigi C120 - bloc additif mis à la terre - 2P - 1000 mA - classe CA | [17 empty] | https://eref.se.com/be/nl/sis-tarif/product/A9N18545 | https://eref.se.com/be/fr/sis-tarif/product/A9N18545
Schneider Electric | Schneider Electric | 01022021 |  | Schneider Electric |  | SED | A9N18546 |  |  | 294.27 |  | 1 |  | 1 | VIGI C120 125A 3P 300MA S AC | VIGI C120 125A 3P 300S MA AC BLOC DIFFER |  | VIGI C120 125A 3P 300S MA AC ADAPTABLE R | [8 empty] | 09.07 | 1 | [8 empty] | 1 | 3606480376221 | 0 |  | 588 | 25 | 14 | 9 | 3.15 | [7 empty] | 43606480376229 | 8 | 5222 | 40 | 30 | 30 | [10 empty] | 6 | N | [12 empty] | CUZ | ZZ | 8536303099 | [14 empty] | Vigi C120 - aardlekhulpblok - 3P - 300mA - klasse AC | Vigi C120 - bloc additif mis à la terre - 3P - 300 mA - classe CA | [17 empty] | https://eref.se.com/be/nl/sis-tarif/product/A9N18546 | https://eref.se.com/be/fr/sis-tarif/product/A9N18546
Schneider Electric | Schneider Electric | 01022021 |  | Schneider Electric |  | SED | A9N18547 |  |  | 332.2 |  | 1 |  | 1 | VIGI C120 125A 3P 1000MA S AC | VIGI C120 125A 3P 1000S MA AC BLOC DIFFE |  | VIGI C120 125A 3P 1000S MA AC ADAPTABLE | [8 empty] | 09.07 | 1 | [8 empty] | 1 | 3606480376238 | 0 |  | 780 | 25 | 14 | 9 | 3.15 | [7 empty] | 43606480376236 | 8 | 6727 | 40 | 30 | 30 | [10 empty] | 6 | N | [12 empty] | CUZ | ZZ | 8536303099 | [14 empty] | Vigi C120 - aardlekhulpblok - 3P - 1000mA - klasse AC | Vigi C120 - bloc additif mis à la terre - 3P - 1000 mA - classe CA | [17 empty] | https://eref.se.com/be/nl/sis-tarif/product/A9N18547 | https://eref.se.com/be/fr/sis-tarif/product/A9N18547
Schneider Electric | Schneider Electric | 01022021 |  | Schneider Electric |  | SED | A9N18548 |  |  | 303.44 |  | 1 |  | 1 | VIGI C120 125A 4P 300MA S AC | VIGI C120 125A 4P 300S MA AC BLOC DIFFER |  | VIGI C120 125A 4P 300S MA AC ADAPTABLE R | [8 empty] | 09.07 | 1 | [8 empty] | 1 | 3606480376245 | 0 |  | 674 | 25 | 14 | 9 | 3.15 | [7 empty] | 43606480376243 | 8 | 5772 | 40 | 30 | 30 | [10 empty] | 6 | N | [12 empty] | CUZ | ZZ | 8536303099 | [14 empty] | Vigi C120 - aardlekhulpblok - 4P - 300mA - klasse AC | Vigi C120 - bloc additif mis à la terre - 4P - 300 mA - classe CA | [17 empty] | https://eref.se.com/be/nl/sis-tarif/product/A9N18548 | https://eref.se.com/be/fr/sis-tarif/product/A9N18548
Schneider Electric | Schneider Electric | 01022021 |  | Schneider Electric |  | SED | A9N18549 |  |  | 365.77 |  | 1 |  | 1 | VIGI C120 125A 4P 1000MA S AC | VIGI C120 125A 4P 1000S MA AC BLOC DIFFE |  | VIGI C120 125A 4P 1000S MA AC ADAPTABLE | [8 empty] | 09.07 | 1 | [8 empty] | 1 | 3606480376252 | 0 |  | 646 | 26 | 14 | 9 | 3.276 | [7 empty] | 43606480376250 | 8 | 5912 | 40 | 30 | 30 | [10 empty] | 6 | N | [12 empty] | CUZ | ZZ | 8536303099 | [14 empty] | Vigi C120 - aardlekhulpblok - 4P - 1000mA - klasse AC | Vigi C120 - bloc additif mis à la terre - 4P - 1000 mA - classe CA | [17 empty] | https://eref.se.com/be/nl/sis-tarif/product/A9N18549 | https://eref.se.com/be/fr/sis-tarif/product/A9N18549
Schneider Electric | Schneider Electric | 01022021 |  | Schneider Electric |  | SED | A9N18554 |  |  | 668 |  | 1 |  | 1 | VIGI C120 125A 4P 30MA SI | VIGI C120 125A 4P 30 MA SI BLOC DIFFEREN |  | VIGI C120 125A 4P 30 MA SI ADAPTABLE RES | [8 empty] | 09.07 | 1 | [8 empty] | 1 | 3606480376573 | 0 |  | 813 | 26 | 14 | 10 | 3.64 | [7 empty] | 43606480376571 | 8 | 6991 | 40 | 30 | 30 | [10 empty] | 6 | N | [12 empty] | CUZ | ZZ | 8536303099 | [14 empty] | Vigi C120 - aardlekhulpblok - 4P - 30mA - klasse A si | Vigi C120 - bloc additif mis à la terre - 4P - 30 mA - classe A si | [17 empty] | https://eref.se.com/be/nl/sis-tarif/product/A9N18554 | https://eref.se.com/be/fr/sis-tarif/product/A9N18554
Schneider Electric | Schneider Electric | 01022021 |  | Schneider Electric |  | SED | A9N18555 |  |  | 311.13 |  | 1 |  | 1 | VIGI C120 125A 4P 300MA SI | VIGI C120 125A 4P 300 MA SI BLOC DIFFERE |  | VIGI C120 125A 4P 300 MA SI ADAPTABLE RE | [8 empty] | 09.07 | 1 | [8 empty] | 1 | 3606480376580 | 0 |  | 682 | 26 | 14 | 10 | 3.64 | [7 empty] | 43606480376588 | 8 | 5788 | 40 | 30 | 30 | [10 empty] | 6 | N | [12 empty] | CUZ | ZZ | 8536303099 | [14 empty] | Vigi C120 - aardlekhulpblok - 4P - 30mA - klasse A si | Vigi C120 - bloc additif mis à la terre - 4P - 300 mA - classe A si | [17 empty] | https://eref.se.com/be/nl/sis-tarif/product/A9N18555 | https://eref.se.com/be/fr/sis-tarif/product/A9N18555
Schneider Electric | Schneider Electric | 01022021 |  | Schneider Electric |  | SED | A9N18556 |  |  | 361.19 |  | 1 |  | 1 | VIGI C120 2P 125A 300MA S A SI | VIGI C120 125A 2P 300S MA SI BLOC DIFFER |  | VIGI C120 125A 2P 300S MA SI ADAPTABLE R | [8 empty] | 09.07 | 1 | [8 empty] | 1 | 3606480376597 | 0 |  | 388 | 14 | 14 | 9 | 1.764 | [7 empty] | 43606480376595 | 8 | 3591 | 40 | 30 | 30 | [10 empty] | 6 | N | [12 empty] | CUZ | ZZ | 8536303099 | [14 empty] | Vigi C120 - aardlekhulpblok - 2P - 300mA - klasse A si | Vigi C120 - bloc additif mis à la terre - 2P - 300 mA - classe A si | [17 empty] | https://eref.se.com/be/nl/sis-tarif/product/A9N18556 | https://eref.se.com/be/fr/sis-tarif/product/A9N18556
Schneider Electric | Schneider Electric | 01022021 |  | Schneider Electric |  | SED | A9N18557 |  |  | 380.17 |  | 1 |  | 1 | VIGI C120 2P 125A 1000MA S A S | VIGI C120 125A 2P 1000S MA SI BLOC DIFFE |  | VIGI C120 125A 2P 1000S MA SI ADAPTABLE | [8 empty] | 09.07 | 1 | [8 empty] | 1 | 3606480376603 | 0 |  | 389 | 14 | 14 | 9 | 1.764 | [7 empty] | 43606480376601 | 8 | 3599 | 40 | 30 | 30 | [10 empty] | 12 | N | [12 empty] | CUZ | ZZ | 8536303099 | [14 empty] | Vigi C120 - aardlekhulpblok - 2P - 300mA - klasse A si | Vigi C120 - bloc additif mis à la terre - 2P - 1000 mA - classe A si | [17 empty] | https://eref.se.com/be/nl/sis-tarif/product/A9N18557 | https://eref.se.com/be/fr/sis-tarif/product/A9N18557
Schneider Electric | Schneider Electric | 01022021 |  | Schneider Electric |  | SED | A9N18558 |  |  | 379.57 |  | 1 |  | 1 | VIGI C120 3P 125A 300MA S A SI | VIGI C120 125A 3P 300S MA SI BLOC DIFFER |  | VIGI C120 125A 3P 300S MA SI ADAPTABLE R | [8 empty] | 09.07 | 1 | [8 empty] | 1 | 3606480376610 | 0 |  | 587 | 26 | 14 | 9 | 3.276 | [7 empty] | 43606480376618 | 8 | 5203 | 40 | 30 | 30 | [10 empty] | 6 | N | [12 empty] | CUZ | ZZ | 8536303099 | [14 empty] | Vigi C120 - aardlekhulpblok - 3P - 300mA - klasse A si | Vigi C120 - bloc additif mis à la terre - 3P - 300 mA - classe A si | [17 empty] | https://eref.se.com/be/nl/sis-tarif/product/A9N18558 | https://eref.se.com/be/fr/sis-tarif/product/A9N18558
Schneider Electric | Schneider Electric | 01022021 |  | Schneider Electric |  | SED | A9N18559 |  |  | 430.09 |  | 1 |  | 1 | VIGI C120 3P 125A 1000MA S A S | VIGI C120 125A 3P 1000S MA SI BLOC DIFFE |  | VIGI C120 125A 3P 1000S MA SI ADAPTABLE | [8 empty] | 09.07 | 1 | [8 empty] | 1 | 3606480376627 | 0 |  | 586 | 26 | 14 | 9 | 3.276 | [7 empty] | 43606480376625 | 8 | 5175 | 40 | 30 | 30 | [10 empty] | 12 | N | [12 empty] | CUZ | ZZ | 8536303099 | [14 empty] | Vigi C120 - aardlekhulpblok - 3P - 1000mA - klasse A si | Vigi C120 - bloc additif mis à la terre - 3P - 1000 mA - classe A si | [17 empty] | https://eref.se.com/be/nl/sis-tarif/product/A9N18559 | https://eref.se.com/be/fr/sis-tarif/product/A9N18559
Schneider Electric | Schneider Electric | 01022021 |  | Schneider Electric |  | SED | A9N18560 |  |  | 398.37 |  | 1 |  | 1 | VIGI C120 4P 125A 300MA S A SI | VIGI C120 125A 4P 300S MA SI BLOC DIFFER |  | VIGI C120 125A 4P 300S MA SI ADAPTABLE R | [8 empty] | 09.07 | 1 | [8 empty] | 1 | 3606480376634 | 0 |  | 658 | 25 | 14 | 9 | 3.15 | [7 empty] | 43606480376632 | 8 | 5752 | 40 | 30 | 30 | [10 empty] | 6 | N | [12 empty] | CUZ | ZZ | 8536303099 | [14 empty] | Vigi C120 - aardlekhulpblok - 4P - 30mA - klasse A si | Vigi C120 - bloc additif mis à la terre - 4P - 300 mA - classe A si | [17 empty] | https://eref.se.com/be/nl/sis-tarif/product/A9N18560 | https://eref.se.com/be/fr/sis-tarif/product/A9N18560
Schneider Electric | Schneider Electric | 01022021 |  | Schneider Electric |  | SED | A9N18561 |  |  | 479.99 |  | 1 |  | 1 | VIGI C120 4P 125A 1000MA S A S | VIGI C120 125A 4P 1000S MA SI BLOC DIFFE |  | VIGI C120 125A 4P 1000S MA SI ADAPTABLE | [8 empty] | 09.07 | 1 | [8 empty] | 1 | 3606480376641 | 0 |  | 678 | 25 | 13 | 9 | 2.925 | [7 empty] | 43606480376649 | 8 | 5911 | 40 | 30 | 30 | [10 empty] | 6 | N | [12 empty] | CUZ | ZZ | 8536303099 | [14 empty] | Vigi C120 - aardlekhulpblok - 4P - 1000mA - klasse A si | Vigi C120 - bloc additif mis à la terre - 4P - 1000 mA - classe A si | [17 empty] | https://eref.se.com/be/nl/sis-tarif/product/A9N18561 | https://eref.se.com/be/fr/sis-tarif/product/A9N18561
Schneider Electric | Schneider Electric | 01022021 |  | Schneider Electric |  | SED | A9N18563 |  |  | 553.87 |  | 1 |  | 1 | VIGI C120 125A 2P 30MA AC | VIGI C120 125A 2P 30 MA AC BLOC DIFFEREN |  | VIGI C120 125A 2P 30 MA AC ADAPTABLE RES | [8 empty] | 09.07 | 1 | [8 empty] | 1 | 3606480376269 | 0 |  | 431 | 14 | 14 | 9 | 1.764 | [7 empty] | 43606480376267 | 8 | 3892 | 40 | 30 | 30 | [10 empty] | 6 | N | [12 empty] | CUZ | ZZ | 8536303099 | [14 empty] | Vigi C120 - aardlekhulpblok - 2P - 30mA - klasse AC | Vigi C120 - bloc additif mis à la terre - 2P - 30 mA - classe CA | [17 empty] | https://eref.se.com/be/nl/sis-tarif/product/A9N18563 | https://eref.se.com/be/fr/sis-tarif/product/A9N18563
Schneider Electric | Schneider Electric | 01022021 |  | Schneider Electric |  | SED | A9N18564 |  |  | 229.68 |  | 1 |  | 1 | VIGI C120 125A 2P 300MA AC | VIGI C120 125A 2P 300 MA AC BLOC DIFFERE |  | VIGI C120 125A 2P 300 MA AC ADAPTABLE RE | [8 empty] | 09.07 | 1 | [8 empty] | 1 | 3606480376276 | 0 |  | 378 | 14 | 14 | 9 | 1.764 | [7 empty] | 43606480376274 | 8 | 3552 | 40 | 30 | 30 | [10 empty] | 6 | N | [12 empty] | CUZ | ZZ | 8536303099 | [14 empty] | Vigi C120 - aardlekhulpblok - 2P - 300mA - klasse AC | Vigi C120 - bloc additif mis à la terre - 2P - 300 mA - classe CA | [17 empty] | https://eref.se.com/be/nl/sis-tarif/product/A9N18564 | https://eref.se.com/be/fr/sis-tarif/product/A9N18564
Schneider Electric | Schneider Electric | 01022021 |  | Schneider Electric |  | SED | A9N18565 |  |  | 258.49 |  | 1 |  | 1 | VIGI C120 125A 2P 500MA AC | VIGI C120 125A 2P 500 MA AC BLOC DIFFERE |  | VIGI C120 125A 2P 500 MA AC ADAPTABLE RE | [8 empty] | 09.07 | 1 | [8 empty] | 1 | 3606480376283 | 0 |  | 380 | 14 | 14 | 9 | 1.764 | [7 empty] | 43606480376281 | 8 | 3529 | 40 | 30 | 30 | [10 empty] | 12 | N | [12 empty] | CUZ | ZZ | 8536303099 | [14 empty] | Vigi C120 - aardlekhulpblok - 2P - 500mA - klasse AC | Vigi C120 - bloc additif mis à la terre - 2P - 500 mA - classe CA | [17 empty] | https://eref.se.com/be/nl/sis-tarif/product/A9N18565 | https://eref.se.com/be/fr/sis-tarif/product/A9N18565
Schneider Electric | Schneider Electric | 01022021 |  | Schneider Electric |  | SED | A9N18566 |  |  | 564.11 |  | 1 |  | 1 | VIGI C120 125A 3P 30MA AC | VIGI C120 125A 3P 30 MA AC BLOC DIFFEREN |  | VIGI C120 125A 3P 30 MA AC ADAPTABLE RES | [8 empty] | 09.07 | 1 | [8 empty] | 1 | 3606480376290 | 0 |  | 633 | 25 | 14 | 9 | 3.15 | [7 empty] | 43606480376298 | 8 | 5553 | 40 | 30 | 30 | [10 empty] | 6 | N | [12 empty] | CUZ | ZZ | 8536303099 | [14 empty] | Vigi C120 - aardlekhulpblok - 3P - 30mA - klasse AC | Vigi C120 - bloc additif mis à la terre - 3P - 30 mA - classe CA | [17 empty] | https://eref.se.com/be/nl/sis-tarif/product/A9N18566 | https://eref.se.com/be/fr/sis-tarif/product/A9N18566
Schneider Electric | Schneider Electric | 01022021 |  | Schneider Electric |  | SED | A9N18567 |  |  | 233.78 |  | 1 |  | 1 | VIGI C120 125A 3P 300MA AC | VIGI C120 125A 3P 300 MA AC BLOC DIFFERE |  | VIGI C120 125A 3P 300 MA AC ADAPTABLE RE | [8 empty] | 09.07 | 1 | [8 empty] | 1 | 3606480376306 | 0 |  | 572 | 25 | 14 | 9 | 3.15 | [7 empty] | 43606480376304 | 8 | 4805 | 40 | 30 | 30 | [10 empty] | 6 | N | [12 empty] | CUZ | ZZ | 8536303099 | [14 empty] | Vigi C120 - aardlekhulpblok - 3P - 300mA - klasse AC | Vigi C120 - bloc additif mis à la terre - 3P - 300 mA - classe CA | [17 empty] | https://eref.se.com/be/nl/sis-tarif/product/A9N18567 | https://eref.se.com/be/fr/sis-tarif/product/A9N18567
Schneider Electric | Schneider Electric | 01022021 |  | Schneider Electric |  | SED | A9N18568 |  |  | 264.03 |  | 1 |  | 1 | VIGI C120 125A 3P 500MA AC | VIGI C120 125A 3P 500 MA AC BLOC DIFFERE |  | VIGI C120 125A 3P 500 MA AC ADAPTABLE RE | [8 empty] | 09.07 | 1 | [8 empty] | 1 | 3606480376313 | 0 |  | 567 | 25 | 14 | 9 | 3.15 | [7 empty] | 43606480376311 | 8 | 5023 | 40 | 30 | 30 | [10 empty] | 6 | N | [12 empty] | CUZ | ZZ | 8536303099 | [14 empty] | Vigi C120 - aardlekhulpblok - 3P - 500mA - klasse AC | Vigi C120 - bloc additif mis à la terre - 3P - 500 mA - classe CA | [17 empty] | https://eref.se.com/be/nl/sis-tarif/product/A9N18568 | https://eref.se.com/be/fr/sis-tarif/product/A9N18568
Schneider Electric | Schneider Electric | 01022021 |  | Schneider Electric |  | SED | A9N18571 |  |  | 270.68 |  | 1 |  | 1 | VIGI C120 125A 4P 500mA AC | VIGI C120 125A 4P 500 MA AC BLOC DIFFERE |  | VIGI C120 125A 4P 500 MA AC ADAPTABLE RE | [8 empty] | 09.07 | 1 | [8 empty] | 1 | 3606480376344 | 0 |  | 655 | 25 | 14 | 9 | 3.15 | [7 empty] | 43606480376342 | 8 | 5584 | 40 | 30 | 30 | [10 empty] | 6 | N | [12 empty] | CUZ | ZZ | 8536303099 | [14 empty] | Vigi C120 - aardlekhulpblok - 4P - 500mA - klasse AC | Vigi C120 - bloc additif mis à la terre - 4P - 500 mA - classe CA | [17 empty] | https://eref.se.com/be/nl/sis-tarif/product/A9N18571 | https://eref.se.com/be/fr/sis-tarif/product/A9N18571
Schneider Electric | Schneider Electric | 01022021 |  | Schneider Electric |  | SED | A9N18572 |  |  | 574.68 |  | 1 |  | 1 | VIGI C120 2P 125A 30 MA A | VIGI C120 125A 2P 30 MA A BLOC DIFFERENT |  | VIGI C120 125A 2P 30 MA A ADAPTABLE RESI | [8 empty] | 09.07 | 1 | [8 empty] | 1 | 3606480376351 | 0 |  | 436 | 14 | 13 | 10 | 1.82 | [7 empty] | 43606480376359 | 8 | 3894 | 40 | 30 | 30 | [10 empty] | 6 | N | [12 empty] | CUZ | ZZ | 8536303099 | [14 empty] | Vigi C120 - aardlekhulpblok - 2P - 30mA - klasse A | Vigi C120 - bloc additif mis à la terre - 2P - 30 mA - classe A | [17 empty] | https://eref.se.com/be/nl/sis-tarif/product/A9N18572 | https://eref.se.com/be/fr/sis-tarif/product/A9N18572
Schneider Electric | Schneider Electric | 01022021 |  | Schneider Electric |  | SED | A9N18573 |  |  | 267.29 |  | 1 |  | 1 | VIGI C120 2P 125A 300 MA A | VIGI C120 125A 2P 300 MA A BLOC DIFFEREN |  | VIGI C120 125A 2P 300 MA A ADAPTABLE RES | [8 empty] | 09.07 | 1 | [8 empty] | 1 | 3606480376368 | 0 |  | 387 | 14 | 14 | 9 | 1.764 | [7 empty] | 43606480376366 | 8 | 3616 | 40 | 30 | 30 | [10 empty] | 12 | N | [12 empty] | CUZ | ZZ | 8536303099 | [14 empty] | Vigi C120 - aardlekhulpblok - 2P - 30mA - klasse A | Vigi C120 - bloc additif mis à la terre - 2P - 300 mA - classe A | [17 empty] | https://eref.se.com/be/nl/sis-tarif/product/A9N18573 | https://eref.se.com/be/fr/sis-tarif/product/A9N18573
Schneider Electric | Schneider Electric | 01022021 |  | Schneider Electric |  | SED | A9N18574 |  |  | 337.03 |  | 1 |  | 1 | VIGI C120 2P 125A 500 MA A | VIGI C120 125A 2P 500 MA A BLOC DIFFEREN |  | VIGI C120 125A 2P 500 MA A ADAPTABLE RES | [8 empty] | 09.07 | 1 | [8 empty] | 1 | 3606480376375 | 0 |  | 386 | 14 | 14 | 9 | 1.764 | [7 empty] | 43606480376373 | 8 | 3575 | 40 | 30 | 30 | [10 empty] | 12 | N | [12 empty] | CUZ | ZZ | 8536303099 | [14 empty] | Vigi C120 - aardlekhulpblok - 2P - 500mA - klasse A | Vigi C120 - bloc additif mis à la terre - 2P - 500 mA - classe A | [17 empty] | https://eref.se.com/be/nl/sis-tarif/product/A9N18574 | https://eref.se.com/be/fr/sis-tarif/product/A9N18574
Schneider Electric | Schneider Electric | 01022021 |  | Schneider Electric |  | SED | A9N18575 |  |  | 590.98 |  | 1 |  | 1 | VIGI C120 3P 125A 30 MA A | VIGI C120 125A 3P 30 MA A BLOC DIFFERENT |  | VIGI C120 125A 3P 30 MA A ADAPTABLE RESI | [8 empty] | 09.07 | 1 | [8 empty] | 1 | 3606480376382 | 0 |  | 726 | 25 | 14 | 9 | 3.15 | [7 empty] | 43606480376380 | 8 | 6295 | 40 | 30 | 30 | [10 empty] | 6 | N | [12 empty] | CUZ | ZZ | 8536303099 | [14 empty] | Vigi C120 - aardlekhulpblok - 3P - 30mA - klasse A | Vigi C120 - bloc additif mis à la terre - 3P - 30 mA - classe A | [17 empty] | https://eref.se.com/be/nl/sis-tarif/product/A9N18575 | https://eref.se.com/be/fr/sis-tarif/product/A9N18575
Schneider Electric | Schneider Electric | 01022021 |  | Schneider Electric |  | SED | A9N18576 |  |  | 275.09 |  | 1 |  | 1 | VIGI C120 3P 125A 300 MA A | VIGI C120 125A 3P 300 MA A BLOC DIFFEREN |  | VIGI C120 125A 3P 300 MA A ADAPTABLE RES | [8 empty] | 09.07 | 1 | [8 empty] | 1 | 3606480376399 | 0 |  | 584 | 25 | 13 | 9 | 2.925 | [7 empty] | 43606480376397 | 8 | 5104 | 40 | 30 | 30 | [10 empty] | 6 | N | [12 empty] | CUZ | ZZ | 8536303099 | [14 empty] | Vigi C120 - aardlekhulpblok - 3P - 300mA - klasse A | Vigi C120 - bloc additif mis à la terre - 3P - 300 mA - classe A | [17 empty] | https://eref.se.com/be/nl/sis-tarif/product/A9N18576 | https://eref.se.com/be/fr/sis-tarif/product/A9N18576
Schneider Electric | Schneider Electric | 01022021 |  | Schneider Electric |  | SED | A9N18577 |  |  | 346.53 |  | 1 |  | 1 | VIGI C120 3P 125A 500 MA A | VIGI C120 125A 3P 500 MA A BLOC DIFFEREN |  | VIGI C120 125A 3P 500 MA A ADAPTABLE RES | [8 empty] | 09.07 | 1 | [8 empty] | 1 | 3606480376405 | 0 |  | 588 | 25 | 14 | 9 | 3.15 | [7 empty] | 43606480376403 | 8 | 5191 | 40 | 30 | 30 | [10 empty] | 12 | N | [12 empty] | CUZ | ZZ | 8536303099 | [14 empty] | Vigi C120 - aardlekhulpblok - 3P - 500mA - klasse A | Vigi C120 - bloc additif mis à la terre - 3P - 500 mA - classe A | [17 empty] | https://eref.se.com/be/nl/sis-tarif/product/A9N18577 | https://eref.se.com/be/fr/sis-tarif/product/A9N18577
Schneider Electric | Schneider Electric | 01022021 |  | Schneider Electric |  | SED | A9N18578 |  |  | 607.28 |  | 1 |  | 1 | VIGI C120 4P 125A 30 MA A | VIGI C120 125A 4P 30 MA A BLOC DIFFERENT |  | VIGI C120 125A 4P 30 MA A ADAPTABLE RESI | [8 empty] | 09.07 | 1 | [8 empty] | 1 | 3606480376412 | 0 |  | 810 | 25 | 13 | 9 | 2.925 | [7 empty] | 43606480376410 | 8 | 6924 | 40 | 30 | 30 | [10 empty] | 2 | Y | [12 empty] | CUZ | ZZ | 8536303099 | [14 empty] | Vigi C120 - aardlekhulpblok - 4P - 30mA - klasse A | Vigi C120 - bloc additif mis à la terre - 4P - 30 mA - classe A | [17 empty] | https://eref.se.com/be/nl/sis-tarif/product/A9N18578 | https://eref.se.com/be/fr/sis-tarif/product/A9N18578
Schneider Electric | Schneider Electric | 01022021 |  | Schneider Electric |  | SED | A9N18579 |  |  | 282.88 |  | 1 |  | 1 | VIGI C120 4P 125A 300 MA A | VIGI C120 125A 4P 300 MA A BLOC DIFFEREN |  | VIGI C120 125A 4P 300 MA A ADAPTABLE RES | [8 empty] | 09.07 | 1 | [8 empty] | 1 | 3606480376429 | 0 |  | 677 | 25 | 14 | 9 | 3.15 | [7 empty] | 43606480376427 | 8 | 5739 | 40 | 30 | 30 | [10 empty] | 2 | Y | [12 empty] | CUZ | ZZ | 8536303099 | [14 empty] | Vigi C120 - aardlekhulpblok - 4P - 300mA - klasse A | Vigi C120 - bloc additif mis à la terre - 4P - 300 mA - classe A | [17 empty] | https://eref.se.com/be/nl/sis-tarif/product/A9N18579 | https://eref.se.com/be/fr/sis-tarif/product/A9N18579
Schneider Electric | Schneider Electric | 01022021 |  | Schneider Electric |  | SED | A9N18580 |  |  | 354.32 |  | 1 |  | 1 | VIGI C120 4P 125A 500 MA A | VIGI C120 125A 4P 500 MA A BLOC DIFFEREN |  | VIGI C120 125A 4P 500 MA A ADAPTABLE RES | [8 empty] | 09.07 | 1 | [8 empty] | 1 | 3606480376436 | 0 |  | 680 | 25 | 13 | 9 | 2.925 | [7 empty] | 43606480376434 | 8 | 5927 | 40 | 30 | 30 | [10 empty] | 12 | N | [12 empty] | CUZ | ZZ | 8536303099 | [14 empty] | Vigi C120 - aardlekhulpblok - 4P - 500mA - klasse A | Vigi C120 - bloc additif mis à la terre - 4P - 500 mA - classe A | [17 empty] | https://eref.se.com/be/nl/sis-tarif/product/A9N18580 | https://eref.se.com/be/fr/sis-tarif/product/A9N18580
Schneider Electric | Schneider Electric | 01022021 |  | Schneider Electric |  | SED | A9N18587 |  |  | 362.15 |  | 1 |  | 1 | VIGI C120 4P 125A 300 MA S A | VIGI C120 125A 4P 300S MA A BLOC DIFFERE |  | VIGI C120 125A 4P 300S MA A ADAPTABLE RE | [8 empty] | 09.07 | 1 | [8 empty] | 1 | 3606480376504 | 0 |  | 683 | 25 | 14 | 9 | 3.15 | [7 empty] | 43606480376502 | 8 | 5951 | 40 | 30 | 30 | [10 empty] | 6 | N | [12 empty] | CUZ | ZZ | 8536303099 | [14 empty] | Vigi C120 - aardlekhulpblok - 4P - 300mA - klasse A | Vigi C120 - bloc additif mis à la terre - 4P - 300 mA - classe A | [17 empty] | https://eref.se.com/be/nl/sis-tarif/product/A9N18587 | https://eref.se.com/be/fr/sis-tarif/product/A9N18587
Schneider Electric | Schneider Electric | 01022021 |  | Schneider Electric |  | SED | A9N18588 |  |  | 399.24 |  | 1 |  | 1 | VIGI C120 4P 125A 500 MA S A | VIGI C120 125A 4P 500S MA A BLOC DIFFERE |  | VIGI C120 125A 4P 500S MA A ADAPTABLE RE | [8 empty] | 09.07 | 1 | [8 empty] | 1 | 3606480376511 | 0 |  | 683 | 26 | 14 | 9 | 3.276 | [7 empty] | 43606480376519 | 8 | 5951 | 40 | 30 | 30 | [10 empty] | 6 | N | [12 empty] | CUZ | ZZ | 8536303099 | [14 empty] | Vigi C120 - aardlekhulpblok - 4P - 500mA - klasse A | Vigi C120 - bloc additif mis à la terre - 4P - 500 mA - classe A | [17 empty] | https://eref.se.com/be/nl/sis-tarif/product/A9N18588 | https://eref.se.com/be/fr/sis-tarif/product/A9N18588
Schneider Electric | Schneider Electric | 01022021 |  | Schneider Electric |  | SED | A9N18589 |  |  | 436.36 |  | 1 |  | 1 | VIGI C120 4P 125A 1000 MA SA | VIGI C120 125A 4P 1000S MA A BLOC DIFFER |  | VIGI C120 125A 4P 1000S MA A ADAPTABLE R | [8 empty] | 09.07 | 1 | [8 empty] | 1 | 3606480376528 | 0 |  | 686 | 25 | 14 | 9 | 3.15 | [7 empty] | 43606480376526 | 8 | 5975 | 40 | 30 | 30 | [10 empty] | 6 | N | [12 empty] | CUZ | ZZ | 8536303099 | [14 empty] | Vigi C120 - aardlekhulpblok - 4P - 1000mA - klasse A | Vigi C120 - bloc additif mis à la terre - 4P - 1000 mA - classe A | [17 empty] | https://eref.se.com/be/nl/sis-tarif/product/A9N18589 | https://eref.se.com/be/fr/sis-tarif/product/A9N18589
Schneider Electric | Schneider Electric | 01022021 |  | Schneider Electric |  | SED | A9N18591 |  |  | 632.16 |  | 1 |  | 1 | VIGI C120 2P 125A 30MA A SI | VIGI C120 125A 2P 30 MA SI BLOC DIFFEREN |  | VIGI C120 125A 2P 30 MA SI ADAPTABLE RES | [8 empty] | 09.07 | 1 | [8 empty] | 1 | 3606480376658 | 0 |  | 432 | 14 | 14 | 9 | 1.764 | [7 empty] | 43606480376656 | 8 | 3905 | 40 | 30 | 30 | [10 empty] | 6 | N | [12 empty] | CUZ | ZZ | 8536303099 | [14 empty] | Vigi C120 - aardlekhulpblok - 2P - 30mA - klasse A si | Vigi C120 - bloc additif mis à la terre - 2P - 30 mA - classe A si | [17 empty] | https://eref.se.com/be/nl/sis-tarif/product/A9N18591 | https://eref.se.com/be/fr/sis-tarif/product/A9N18591
Schneider Electric | Schneider Electric | 01022021 |  | Schneider Electric |  | SED | A9N18592 |  |  | 294.02 |  | 1 |  | 1 | VIGI C120 2P 125A 300MA A SI | VIGI C120 125A 2P 300 MA SI BLOC DIFFERE |  | VIGI C120 125A 2P 300 MA SI ADAPTABLE RE | [8 empty] | 09.07 | 1 | [8 empty] | 1 | 3606480376665 | 0 |  | 389 | 14 | 14 | 10 | 1.96 | [7 empty] | 43606480376663 | 8 | 3599 | 40 | 30 | 30 | [10 empty] | 6 | N | [12 empty] | CUZ | ZZ | 8536303099 | [14 empty] | Vigi C120 - aardlekhulpblok - 2P - 300mA - klasse A si | Vigi C120 - bloc additif mis à la terre - 2P - 300 mA - classe A si | [17 empty] | https://eref.se.com/be/nl/sis-tarif/product/A9N18592 | https://eref.se.com/be/fr/sis-tarif/product/A9N18592
Schneider Electric | Schneider Electric | 01022021 |  | Schneider Electric |  | SED | A9N18594 |  |  | 650.08 |  | 1 |  | 1 | VIGI C120 3P 125A 30MA A SI | VIGI C120 125A 3P 30 MA SI BLOC DIFFEREN |  | VIGI C120 125A 3P 30 MA SI ADAPTABLE RES | [8 empty] | 09.07 | 1 | [8 empty] | 1 | 3606480376689 | 0 |  | 729 | 26 | 14 | 9 | 3.276 | [7 empty] | 43606480376687 | 8 | 6212 | 40 | 30 | 30 | [10 empty] | 6 | N | [12 empty] | CUZ | ZZ | 8536303099 | [14 empty] | Vigi C120 - aardlekhulpblok - 3P - 30mA - klasse A si | Vigi C120 - bloc additif mis à la terre - 3P - 30 mA - classe A si | [17 empty] | https://eref.se.com/be/nl/sis-tarif/product/A9N18594 | https://eref.se.com/be/fr/sis-tarif/product/A9N18594
Schneider Electric | Schneider Electric | 01022021 |  | Schneider Electric |  | SED | A9N18595 |  |  | 302.59 |  | 1 |  | 1 | VIGI C120 3P 125A 300MA A SI | VIGI C120 125A 3P 300 MA SI BLOC DIFFERE |  | VIGI C120 125A 3P 300 MA SI ADAPTABLE RE | [8 empty] | 09.07 | 1 | [8 empty] | 1 | 3606480376696 | 0 |  | 588 | 25 | 13 | 9 | 2.925 | [7 empty] | 43606480376694 | 8 | 5191 | 40 | 30 | 30 | [10 empty] | 6 | N | [12 empty] | CUZ | ZZ | 8536303099 | [14 empty] | Vigi C120 - aardlekhulpblok - 3P - 300mA - klasse A si | Vigi C120 - bloc additif mis à la terre - 3P - 300 mA - classe A si | [17 empty] | https://eref.se.com/be/nl/sis-tarif/product/A9N18595 | https://eref.se.com/be/fr/sis-tarif/product/A9N18595
Schneider Electric | Schneider Electric | 01022021 |  | Schneider Electric |  | SED | A9N18599 |  |  | 354.32 |  | 1 |  | 1 | VIGI C120 125A 4P 500mA SI | VIGI C120 125A 4P 500 MA SI BLOC DIFFERE |  | VIGI C120 125A 4P 500 MA SI ADAPTABLE RE | [8 empty] | 09.07 | 1 | [8 empty] | 1 | 3606480376733 | 0 |  | 682 | 26 | 14 | 9 | 3.276 | [7 empty] | 43606480376731 | 8 | 5975 | 40 | 30 | 30 | [10 empty] | 6 | N | [12 empty] | CUZ | ZZ | 8536303099 | [14 empty] | Vigi C120 - aardlekhulpblok - 4P - 500mA - klasse A si | Vigi C120 - bloc additif mis à la terre - 4P - 500 mA - classe A si | [17 empty] | https://eref.se.com/be/nl/sis-tarif/product/A9N18599 | https://eref.se.com/be/fr/sis-tarif/product/A9N18599
Schneider Electric | Schneider Electric | 01022021 |  | Schneider Electric |  | SED | A9N19804 |  |  | 62.08 |  | 1 |  | 6 | MX DCP N VIGI 110-415VAC 110-125VDC | DCP MN |  | ACTI 9 MX-DCP 110-415VAC 110-125VDC SHUN | [8 empty] | 09.07 | 1 | [8 empty] | 1 | 3606480705373 | 0 |  | 83 | 10 | 8 | 4 | 0.32 | 13606480705370 | 6 | 565 | 25 | 11 | 9.7 |  | 43606480705371 | 36 | 4103 | 40 | 30 | 30 | [10 empty] | 26 | N | [12 empty] | CUX | ZX | 8536508090 | [33 empty] | https://eref.se.com/be/nl/sis-tarif/product/A9N19804 | https://eref.se.com/be/fr/sis-tarif/product/A9N19804
Schneider Electric | Schneider Electric | 01022021 |  | Schneider Electric |  | SED | A9N21035 |  |  | 54.78 |  | 1 |  | 5 | AANSLUITKAM DPN+HULPC.1P+N 56 MODULES | PEIGNE 1P-N 63A 56MOD. |  | COMB BUSBAR 1P-N 63A 56MOD. | [18 empty] | 1 | 3606480504730 | 0 |  | 595 | 101 | 12 | 6 | 7.272 | 13606480504737 | 5 | 2978 | 12 | 6 | 101 | [8 empty] | 73606480504739 | 80 | 59648 | 120 | 80 | 112 |  |  |  | 7 | N | [12 empty] | MH3 | OZ | 8536901000 | [14 empty] | combinatierail Clario - eenpolig + N - 56 modules 63A | barre omnibus en peigne Clario - 1 pôle + N - 56 modules 63 A | [17 empty] | https://eref.se.com/be/nl/sis-tarif/product/A9N21035 | https://eref.se.com/be/fr/sis-tarif/product/A9N21035
Schneider Electric | Schneider Electric | 01022021 |  | Schneider Electric |  | SED | A9N21036 |  |  | 84.45 |  | 1 |  | 5 | AANSLUITKAM DPN+HULPC. 3P+N 56 MODULES | PEIGNE 3P-N REPART. 63A 56MOD. |  | COMB BUSBAR 3P-N REPART. 63A 56MOD. | [18 empty] | 5 | 3606480504747 | 0 |  | 866 | 99 | 5 | 3 | 1.485 | 13606480504744 | 5 | 4631 | 10 | 10 | 107 | [8 empty] | 73606480504746 | 200 | 197240 | 120 | 80 | 80 |  |  |  | 6 | N | [12 empty] | MH3 | OZ | 8536901000 | [14 empty] | combinatierail Clario - gebalanceerd driepolig + N - 56 modules 63A | barre omnibus en peigne Clario - 3P équilibrés + N - 56 modules 63 A | [17 empty] | https://eref.se.com/be/nl/sis-tarif/product/A9N21036 | https://eref.se.com/be/fr/sis-tarif/product/A9N21036
Schneider Electric | Schneider Electric | 01022021 |  | Schneider Electric |  | SED | A9N21037 |  |  | 50.62 |  | 1 |  | 5 | AANSLUITKAM DPN VIGI+HULPC.1P+N 56 MOD. | PEIGNE 1P-N VIGI 63A 56MOD. |  | COMB BUSBAR 1P-N VIGI 63A 56MOD. | [18 empty] | 5 | 3606480504754 | 0 |  | 490 | 98 | 5 | 3 | 1.47 | 13606480504751 | 5 | 2769 | 10 | 10 | 107 | [8 empty] | 73606480504753 | 40 | 34152 | 120 | 80 | 112 |  |  |  | 6 | N | [12 empty] | MH3 | OZ | 8536901000 | [14 empty] | combinatierail Clario - eenpolig + N + Vigi - 56 modules 63A | barre bus en peigne Clario - 1 pôle + N + Vigi - 56 modules 63 A | [17 empty] | https://eref.se.com/be/nl/sis-tarif/product/A9N21037 | https://eref.se.com/be/fr/sis-tarif/product/A9N21037
Schneider Electric | Schneider Electric | 01022021 |  | Schneider Electric |  | SED | A9N21038 |  |  | 77.51 |  | 1 |  | 5 | AANSLUITKAM DPN VIGI+HULPC.3P+N 56 MOD. | PEIGNE 3P-N VIGI REPART. 63A 56MOD. |  | COMB BUSBAR 3P-N VIGI REPART. 63A 56MOD. | [18 empty] | 5 | 3606480504761 | 0 |  | 772 | 97 | 5 | 3 | 1.455 | 13606480504768 | 5 | 4175 | 10 | 9 | 107 | [8 empty] | 73606480504760 | 200 | 179000 | 120 | 80 | 112 |  |  |  | 6 | N | [12 empty] | MH3 | OZ | 8536901000 | [14 empty] | combinatierail Clario - gebalanceerd driepolig + N + Vigi - 56 modules 63A | barre bus en peigne Clario - 3 pôles équilibrés + N + Vigi - 56 modules 63 A | [17 empty] | https://eref.se.com/be/nl/sis-tarif/product/A9N21038 | https://eref.se.com/be/fr/sis-tarif/product/A9N21038
Schneider Electric | Schneider Electric | 01022021 |  | Schneider Electric |  | SED | A9N21039 |  |  | 7.74 |  | 1 |  | 1 | ZIJDELINGSE EINDKAPJES 1P-N (1ST=20) | LOT DE 20 EMBOUTS LATERAUX 1P-N |  | SET OF 20 END CAPS 1P-N | [18 empty] | 1 | 3606480504778 | 0 |  | 22 | 10 | 7 | 2 | 0.14 | [7 empty] | 43606480504776 | 100 | 2458 | 40 | 30 | 15 | [10 empty] | 6 | N | [12 empty] | MH3 | OZ | 3926909790 | [33 empty] | https://eref.se.com/be/nl/sis-tarif/product/A9N21039 | https://eref.se.com/be/fr/sis-tarif/product/A9N21039
Schneider Electric | Schneider Electric | 01022021 |  | Schneider Electric |  | SED | A9N21040 |  |  | 9.26 |  | 1 |  | 1 | ZIJDELINGSE EINDKAPJES 3P-N (1ST=20) | LOT DE 20 EMBOUTS LATERAUX 3P-N |  | SET OF 20 END CAPS 3P-N | [18 empty] | 1 | 3606480504785 | 0 |  | 26 | 10 | 7 | 2 | 0.14 | [7 empty] | 43606480504783 | 80 | 2535 | 40 | 30 | 15 | [10 empty] | 6 | N | [12 empty] | MH3 | OZ | 3926909790 | [33 empty] | https://eref.se.com/be/nl/sis-tarif/product/A9N21040 | https://eref.se.com/be/fr/sis-tarif/product/A9N21040
Schneider Electric | Schneider Electric | 01022021 |  | Schneider Electric |  | SED | A9N21041 |  |  | 17.37 |  | 1 |  | 1 | CONNECTOREN VOOR FASE (1ST=10) | LOT DE 10 CONNECTEURS PHASE |  | SET OF 10 PHASE CONNECTORS | [18 empty] | 1 | 3606480504792 | 0 |  | 105 | 10 | 7 | 2 | 0.14 | [7 empty] | 43606480504790 | 80 | 8855 | 40 | 30 | 15 | [10 empty] | 6 | N | [12 empty] | MH3 | OZ | 8536901000 | [33 empty] | https://eref.se.com/be/nl/sis-tarif/product/A9N21041 | https://eref.se.com/be/fr/sis-tarif/product/A9N21041
Schneider Electric | Schneider Electric | 01022021 |  | Schneider Electric |  | SED | A9N21042 |  |  | 17.37 |  | 1 |  | 1 | SET OF 10 NEUTRAL CONNECTORS | LOT DE 10 CONNECTEURS NEUTRE |  | SET OF 10 NEUTRAL CONNECTORS | [18 empty] | 1 | 3606480504808 | 0 |  | 105 | 10 | 7 | 2 | 0.14 | [7 empty] | 43606480504806 | 80 | 8985 | 40 | 30 | 15 | [10 empty] | 6 | N | [12 empty] | MH3 | OZ | 8536901000 | [33 empty] | https://eref.se.com/be/nl/sis-tarif/product/A9N21042 | https://eref.se.com/be/fr/sis-tarif/product/A9N21042
Schneider Electric | Schneider Electric | 01022021 |  | Schneider Electric |  | SED | A9N21050 |  |  | 9.65 |  | 1 |  | 1 | Set van 10 tandafdekkapjes | LOT DE 10 CACHE DENTS |  | SET OF 10 TOOTH CAPS | [18 empty] | 1 | 3606480504815 | 0 |  | 27 | 10 | 7 | 3 | 0.21 | [7 empty] | 43606480504813 | 100 | 3358 | 40 | 30 | 30 | [10 empty] | 6 | N | [12 empty] | MH3 | OZ | 3926909790 | [33 empty] | https://eref.se.com/be/nl/sis-tarif/product/A9N21050 | https://eref.se.com/be/fr/sis-tarif/product/A9N21050
Schneider Electric | Schneider Electric | 01022021 |  | Schneider Electric |  | SED | A9N21444 |  |  | 170.7 |  | 1 |  | 6 | DT40 VIGI | DT40 VIGI |  | DT40 VIGI 1PPN 16A C 4500A 30MA AC RESID | [8 empty] | 09.07 | 1 | [8 empty] | 1 | 3606480411960 | 0 |  | 203.9 | 10 | 8 | 4 | 0.32 | 13606480411967 | 6 | 1263 | 26 | 9 | 11 |  | 43606480411968 | 54 | 11927 | 40 | 30 | 30 | [10 empty] | 12 | N | [12 empty] | MH3 | OZ | 8536303099 | [14 empty] | ProDis - aardlekschakelaar - DT40 Vigi - 1P + N - 16A - 30mA | ProDis - disjoncteur différentiel - DT40 Vigi - 1P + N - 16 A - 30 mA | [17 empty] | https://eref.se.com/be/nl/sis-tarif/product/A9N21444 | https://eref.se.com/be/fr/sis-tarif/product/A9N21444
Schneider Electric | Schneider Electric | 01022021 |  | Schneider Electric |  | SED | A9N21535 |  |  | 28.6 |  | 1 |  | 12 | IDPN A 1P+N B6 | IDPN 1P-N 6A B 4500A KA 230V DISJONCTEUR |  | IDPN 1P-N 6A B 4500A KA 230V MINIATURE C | [8 empty] | 09.07 | 1 | [8 empty] | 1 | 3606480382185 | 0 |  | 117 | 9 | 8 | 2 | 0.144 | 13606480382182 | 12 | 1416 | 23 | 8 | 10 |  | 43606480382183 | 144 | 17516 | 40 | 30 | 30 | [10 empty] | 2 | Y | [12 empty] | MH3 | OZ | 8536201090 | [14 empty] | iDPN - stroomonderbreker - iDPN - 1P + N - 6A - B curve | iDPN - disjoncteur - iDPN - 1P + N - 6 A - courbe B | [17 empty] | https://eref.se.com/be/nl/sis-tarif/product/A9N21535 | https://eref.se.com/be/fr/sis-tarif/product/A9N21535
Schneider Electric | Schneider Electric | 01022021 |  | Schneider Electric |  | SED | A9N21536 |  |  | 20.04 |  | 1 |  | 12 | IDPN A 1P+N B10 | IDPN 1P-N 10A B 4500A KA 230V DISJONCTEU |  | IDPN 1P-N 10A B 4500A KA 230V MINIATURE | [8 empty] | 09.07 | 1 | [8 empty] | 1 | 3606480382192 | 0 |  | 120 | 9 | 8 | 2 | 0.144 | 13606480382199 | 12 | 2440 | 23 | 8 | 10 |  | 43606480382190 | 144 | 17491 | 40 | 30 | 30 | [10 empty] | 2 | Y | [12 empty] | MH3 | OZ | 8536201090 | [14 empty] | iDPN - stroomonderbreker - iDPN - 1P + N - 10A - B curve | iDPN - disjoncteur - iDPN - 1P + N - 10 A - courbe B | [17 empty] | https://eref.se.com/be/nl/sis-tarif/product/A9N21536 | https://eref.se.com/be/fr/sis-tarif/product/A9N21536
Schneider Electric | Schneider Electric | 01022021 |  | Schneider Electric |  | SED | A9N21537 |  |  | 20.04 |  | 1 |  | 12 | IDPN A 1P+N B16 | IDPN 1P-N 16A B 4500A KA 230V DISJONCTEU |  | IDPN 1P-N 16A B 4500A KA 230V MINIATURE | [8 empty] | 09.07 | 1 | [8 empty] | 1 | 3606480382208 | 0 |  | 114 | 9 | 8 | 2 | 0.144 | 13606480382205 | 12 | 1412 | 23 | 8 | 10 |  | 43606480382206 | 144 | 17255 | 40 | 30 | 30 | [10 empty] | 6 | N | [12 empty] | MH3 | OZ | 8536201090 | [14 empty] | iDPN - stroomonderbreker - iDPN - 1P + N - 16A - B curve | iDPN - disjoncteur - iDPN - 1P + N - 16 A - courbe B | [17 empty] | https://eref.se.com/be/nl/sis-tarif/product/A9N21537 | https://eref.se.com/be/fr/sis-tarif/product/A9N21537
Schneider Electric | Schneider Electric | 01022021 |  | Schneider Electric |  | SED | A9N21538 |  |  | 20.04 |  | 1 |  | 12 | IDPN A 1P+N B20 | IDPN 1P-N 20A B 4500A KA 230V DISJONCTEU |  | IDPN 1P-N 20A B 4500A KA 230V MINIATURE | [8 empty] | 09.07 | 1 | [8 empty] | 1 | 3606480382215 | 0 |  | 118 | 9 | 7 | 2 | 0.126 | 13606480382212 | 12 | 1443 | 20 | 30 | 2.75 |  | 43606480382213 | 144 | 17803 | 40 | 30 | 30 | [10 empty] | 6 | N | [12 empty] | MH3 | OZ | 8536201090 | [14 empty] | iDPN - stroomonderbreker - iDPN - 1P + N - 20A - B curve | iDPN - disjoncteur - iDPN - 1P + N - 20 A - courbe B | [17 empty] | https://eref.se.com/be/nl/sis-tarif/product/A9N21538 | https://eref.se.com/be/fr/sis-tarif/product/A9N21538
Schneider Electric | Schneider Electric | 01022021 |  | Schneider Electric |  | SED | A9N21539 |  |  | 28.6 |  | 1 |  | 12 | IDPN A 1P+N B25 | IDPN 1P-N 25A B 4500A KA 230V DISJONCTEU |  | IDPN 1P-N 25A B 4500A KA 230V MINIATURE | [8 empty] | 09.07 | 1 | [8 empty] | 1 | 3606480382222 | 0 |  | 118 | 9 | 8 | 2 | 0.144 | 13606480382229 | 12 | 1478 | 23 | 8 | 10 |  | 43606480382220 | 144 | 18223 | 40 | 30 | 30 | [10 empty] | 6 | N | [12 empty] | MH3 | OZ | 8536201090 | [14 empty] | iDPN - stroomonderbreker - iDPN - 1P + N - 25A - B curve | iDPN - disjoncteur - iDPN - 1P + N - 25 A - courbe B | [17 empty] | https://eref.se.com/be/nl/sis-tarif/product/A9N21539 | https://eref.se.com/be/fr/sis-tarif/product/A9N21539
Schneider Electric | Schneider Electric | 01022021 |  | Schneider Electric |  | SED | A9N21540 |  |  | 39.84 |  | 1 |  | 12 | IDPN A 1P+N B32 | IDPN 1P-N 32A B 4500A KA 230V DISJONCTEU |  | IDPN 1P-N 32A B 4500A KA 230V MINIATURE | [8 empty] | 09.07 | 1 | [8 empty] | 1 | 3606480382239 | 0 |  | 118 | 9 | 8 | 2 | 0.144 | 13606480382236 | 12 | 1468 | 23 | 8 | 10 |  | 43606480382237 | 144 | 18103 | 40 | 30 | 30 | [10 empty] | 12 | N | [12 empty] | MH3 | OZ | 8536201090 | [14 empty] | iDPN - stroomonderbreker - iDPN - 1P + N - 32A - B curve | iDPN - disjoncteur - iDPN - 1P + N - 32 A - courbe B | [17 empty] | https://eref.se.com/be/nl/sis-tarif/product/A9N21540 | https://eref.se.com/be/fr/sis-tarif/product/A9N21540
Schneider Electric | Schneider Electric | 01022021 |  | Schneider Electric |  | SED | A9N21541 |  |  | 49.81 |  | 1 |  | 12 | IDPN A 1P+N B40 | IDPN 1P-N 40A B 4500A KA 230V DISJONCTEU |  | IDPN 1P-N 40A B 4500A KA 230V MINIATURE | [8 empty] | 09.07 | 1 | [8 empty] | 1 | 3606480382246 | 0 |  | 118 | 9 | 8 | 2 | 0.144 | 13606480382243 | 12 | 1471 | 22.5 | 9.2 | 7.8 |  | 43606480382244 | 144 | 18139 | 40 | 30 | 30 | [10 empty] | 12 | N | [12 empty] | MH3 | OZ | 8536201090 | [14 empty] | iDPN - stroomonderbreker - iDPN - 1P + N - 40A - B curve | iDPN - disjoncteur - iDPN - 1P + N - 40 A - courbe B | [17 empty] | https://eref.se.com/be/nl/sis-tarif/product/A9N21541 | https://eref.se.com/be/fr/sis-tarif/product/A9N21541
Schneider Electric | Schneider Electric | 01022021 |  | Schneider Electric |  | SED | A9N21542 |  |  | 57.66 |  | 1 |  | 12 | IDPN A 1P+N C1 | IDPN 1P-N 1A C 4500A KA 230V DISJONCTEUR |  | IDPN 1P-N 1A C 4500A KA 230V MINIATURE C | [8 empty] | 09.07 | 1 | [8 empty] | 1 | 3606480382253 | 0 |  | 117.11 | 9 | 8 | 2 | 0.144 | 13606480382250 | 12 | 1450 | 22 | 10 | 8.5 |  | 43606480382251 | 144 | 17810 | 40 | 30 | 30 | [10 empty] | 6 | N | [12 empty] | MH3 | OZ | 8536201090 | [14 empty] | iDPN - stroomonderbreker - iDPN - 1P + N - 1A - C curve | iDPN - disjoncteur - iDPN - 1P + N - 1 A - courbe C | [17 empty] | https://eref.se.com/be/nl/sis-tarif/product/A9N21542 | https://eref.se.com/be/fr/sis-tarif/product/A9N21542
Schneider Electric | Schneider Electric | 01022021 |  | Schneider Electric |  | SED | A9N21543 |  |  | 33.55 |  | 1 |  | 12 | IDPN A 1P+N C2 | IDPN 1P-N 2A C 4500A KA 230V DISJONCTEUR |  | IDPN 1P-N 2A C 4500A KA 230V MINIATURE C | [8 empty] | 09.07 | 1 | [8 empty] | 1 | 3606480382260 | 0 |  | 115.41 | 9 | 8 | 2 | 0.144 | 13606480382267 | 12 | 1429 | 22.5 | 9 | 8 |  | 43606480382268 | 144 | 17602 | 40 | 30 | 30 | [10 empty] | 12 | N | [12 empty] | MH3 | OZ | 8536201090 | [14 empty] | iDPN - stroomonderbreker - iDPN - 1P + N - 2A - C curve | iDPN - disjoncteur - iDPN - 1P + N - 2 A - courbe C | [17 empty] | https://eref.se.com/be/nl/sis-tarif/product/A9N21543 | https://eref.se.com/be/fr/sis-tarif/product/A9N21543
Schneider Electric | Schneider Electric | 01022021 |  | Schneider Electric |  | SED | A9N21544 |  |  | 42.97 |  | 1 |  | 12 | IDPN A 1P+N C3 | IDPN 1P-N 3A C 4500A KA 230V DISJONCTEUR |  | IDPN 1P-N 3A C 4500A KA 230V MINIATURE C | [8 empty] | 09.07 | 1 | [8 empty] | 1 | 3606480382277 | 0 |  | 117 | 9 | 7 | 2 | 0.126 | 13606480382274 | 12 | 1451 | 22.5 | 9 | 8 |  | 43606480382275 | 144 | 17827 | 40 | 30 | 30 | [10 empty] | 6 | N | [12 empty] | MH3 | OZ | 8536201090 | [14 empty] | iDPN - stroomonderbreker - iDPN - 1P + N - 3A - C curve | iDPN - disjoncteur - iDPN - 1P + N - 3 A - courbe C | [17 empty] | https://eref.se.com/be/nl/sis-tarif/product/A9N21544 | https://eref.se.com/be/fr/sis-tarif/product/A9N21544
Schneider Electric | Schneider Electric | 01022021 |  | Schneider Electric |  | SED | A9N21545 |  |  | 27.25 |  | 1 |  | 12 | IDPN A 1P+N C6 | IDPN 1P-N 6A C 4500A KA 230V DISJONCTEUR |  | IDPN 1P-N 6A C 4500A KA 230V MINIATURE C | [8 empty] | 09.07 | 1 | [8 empty] | 1 | 3606480382284 | 0 |  | 113.5 | 9 | 7 | 2 | 0.126 | 13606480382281 | 12 | 1412 | 22.5 | 9 | 8 |  | 43606480382282 | 144 | 17356 | 40 | 30 | 30 |  | 73606480382283 | 1152 | 150848 | 120 | 80 | 45 |  |  |  | 2 | Y | [12 empty] | MH3 | OZ | 8536201090 | [14 empty] | iDPN - stroomonderbreker - iDPN - 1P + N - 6A - C curve | iDPN - disjoncteur - iDPN - 1P + N - 6 A - courbe C | [17 empty] | https://eref.se.com/be/nl/sis-tarif/product/A9N21545 | https://eref.se.com/be/fr/sis-tarif/product/A9N21545
Schneider Electric | Schneider Electric | 01022021 |  | Schneider Electric |  | SED | A9N21546 |  |  | 19.1 |  | 1 |  | 12 | IDPN A 1P+N C10 | IDPN 1P-N 10A C 4500A KA 230V DISJONCTEU |  | IDPN 1P-N 10A C 4500A KA 230V MINIATURE | [8 empty] | 09.07 | 1 | [8 empty] | 1 | 3606480382291 | 0 |  | 111.083 | 9 | 7 | 2 | 0.126 | 13606480382298 | 12 | 1377 | 22.5 | 9.5 | 8 |  | 43606480382299 | 144 | 16936 | 40 | 30 | 30 |  | 73606480382290 | 1152 | 147488 | 120 | 80 | 45 |  |  |  | 2 | Y | [12 empty] | MH3 | OZ | 8536201090 | [14 empty] | iDPN - stroomonderbreker - iDPN - 1P + N - 10A - C curve | iDPN - disjoncteur - iDPN - 1P + N - 10 A - courbe C | [17 empty] | https://eref.se.com/be/nl/sis-tarif/product/A9N21546 | https://eref.se.com/be/fr/sis-tarif/product/A9N21546
Schneider Electric | Schneider Electric | 01022021 |  | Schneider Electric |  | SED | A9N21547 |  |  | 19.1 |  | 1 |  | 12 | IDPN A 1P+N C16 | IDPN 1P-N 16A C 4500A KA 230V DISJONCTEU |  | IDPN 1P-N 16A C 4500A KA 230V MINIATURE | [8 empty] | 09.07 | 1 | [8 empty] | 1 | 3606480382307 | 0 |  | 112.583 | 9 | 8 | 2 | 0.144 | 13606480382304 | 12 | 1394 | 22.5 | 9 | 8 |  | 43606480382305 | 144 | 17141 | 40 | 30 | 30 |  | 73606480382306 | 1152 | 149128 | 120 | 80 | 45 |  |  |  | 2 | Y | [12 empty] | MH3 | OZ | 8536201090 | [14 empty] | iDPN - stroomonderbreker - iDPN - 1P + N - 16A - C curve | iDPN - disjoncteur - iDPN - 1P + N - 16 A - courbe C | [17 empty] | https://eref.se.com/be/nl/sis-tarif/product/A9N21547 | https://eref.se.com/be/fr/sis-tarif/product/A9N21547
Schneider Electric | Schneider Electric | 01022021 |  | Schneider Electric |  | SED | A9N21548 |  |  | 19.1 |  | 1 |  | 12 | IDPN A 1P+N C20 | IDPN 1P-N 20A C 4500A KA 230V DISJONCTEU |  | IDPN 1P-N 20A C 4500A KA 230V MINIATURE | [8 empty] | 09.07 | 1 | [8 empty] | 1 | 3606480382314 | 0 |  | 114.583 | 9 | 7 | 2 | 0.126 | 13606480382311 | 12 | 1418 | 22.5 | 9.5 | 8 |  | 43606480382312 | 144 | 17433 | 40 | 30 | 30 |  | 73606480382313 | 1152 | 151464 | 120 | 80 | 45 |  |  |  | 12 | N | [12 empty] | MH3 | OZ | 8536201090 | [14 empty] | iDPN - stroomonderbreker - iDPN - 1P + N - 20A - C curve | iDPN - disjoncteur - iDPN - 1P + N - 20 A - courbe C | [17 empty] | https://eref.se.com/be/nl/sis-tarif/product/A9N21548 | https://eref.se.com/be/fr/sis-tarif/product/A9N21548
Schneider Electric | Schneider Electric | 01022021 |  | Schneider Electric |  | SED | A9N21549 |  |  | 27.25 |  | 1 |  | 12 | IDPN A 1P+N C25 | IDPN 1P-N 25A C 4500A KA 230V DISJONCTEU |  | IDPN 1P-N 25A C 4500A KA 230V MINIATURE | [8 empty] | 09.07 | 1 | [8 empty] | 1 | 3606480382321 | 0 |  | 119 | 10 | 8 | 2 | 0.16 | 13606480382328 | 12 | 1471 | 22 | 9.5 | 8.5 |  | 43606480382329 | 144 | 18079 | 40 | 30 | 30 |  |  | 1152 | 156632 | 120 | 80 | 45 |  |  |  | 14 | N | [12 empty] | MH3 | OZ | 8536201090 | [14 empty] | iDPN - stroomonderbreker - iDPN - 1P + N - 25A - C curve | iDPN - disjoncteur - iDPN - 1P + N - 25 A - courbe C | [17 empty] | https://eref.se.com/be/nl/sis-tarif/product/A9N21549 | https://eref.se.com/be/fr/sis-tarif/product/A9N21549
Schneider Electric | Schneider Electric | 01022021 |  | Schneider Electric |  | SED | A9N21550 |  |  | 37.91 |  | 1 |  | 12 | IDPN A 1P+N C32 | IDPN 1P-N 32A C 4500A KA 230V DISJONCTEU |  | IDPN 1P-N 32A C 4500A KA 230V MINIATURE | [8 empty] | 09.07 | 1 | [8 empty] | 1 | 3606480382338 | 0 |  | 121 | 9 | 7 | 2 | 0.126 | 13606480382335 | 12 | 1496 | 22.5 | 9.5 | 8 |  | 43606480382336 | 144 | 18378 | 40 | 30 | 30 | [10 empty] | 12 | N | [12 empty] | MH3 | OZ | 8536201090 | [14 empty] | iDPN - stroomonderbreker - iDPN - 1P + N - 32A - C curve | iDPN - disjoncteur - iDPN - 1P + N - 32 A - courbe C | [17 empty] | https://eref.se.com/be/nl/sis-tarif/product/A9N21550 | https://eref.se.com/be/fr/sis-tarif/product/A9N21550
Schneider Electric | Schneider Electric | 01022021 |  | Schneider Electric |  | SED | A9N21551 |  |  | 47.43 |  | 1 |  | 12 | IDPN A 1P+N C40 | IDPN 1P-N 40A C 4500A KA 230V DISJONCTEU |  | IDPN 1P-N 40A C 4500A KA 230V MINIATURE | [8 empty] | 09.07 | 1 | [8 empty] | 1 | 3606480382345 | 0 |  | 118 | 9 | 8 | 2 | 0.144 | 13606480382342 | 12 | 1463 | 23 | 8 | 10 |  | 43606480382343 | 144 | 18043 | 40 | 30 | 30 | [10 empty] | 6 | N | [12 empty] | MH3 | OZ | 8536201090 | [14 empty] | iDPN - stroomonderbreker - iDPN - 1P + N - 40A - C curve | iDPN - disjoncteur - iDPN - 1P + N - 40 A - courbe C | [17 empty] | https://eref.se.com/be/nl/sis-tarif/product/A9N21551 | https://eref.se.com/be/fr/sis-tarif/product/A9N21551
Schneider Electric | Schneider Electric | 01022021 |  | Schneider Electric |  | SED | A9N21552 |  |  | 59.61 |  | 1 |  | 12 | iDPN N 1P+N C1 | IDPN 1P-N 1A C 6000A 10KA 230V DISJONCTE |  | Acti9 IDPN 1P-N 1A C 6000A 10KA 230V MCB | [8 empty] | 09.07 | 1 | [8 empty] | 1 | 3606480382352 | 0 |  | 116.917 | 9 | 8 | 2 | 0.144 | 13606480382359 | 12 | 1442 | 22 | 10 | 8.5 |  | 43606480382350 | 144 | 17715 | 40 | 30 | 30 | [10 empty] | 2 | Y | [12 empty] | MH3 | OZ | 8536201090 | [14 empty] | iDPN - stroomonderbreker - iDPN N - 1P + N - 1A - C curve | iDPN - disjoncteur - iDPN N - 1P + N - 1 A - courbe C | [17 empty] | https://eref.se.com/be/nl/sis-tarif/product/A9N21552 | https://eref.se.com/be/fr/sis-tarif/product/A9N21552
Schneider Electric | Schneider Electric | 01022021 |  | Schneider Electric |  | SED | A9N21553 |  |  | 32.45 |  | 1 |  | 12 | iDPN N 1P+N C2 | IDPN 1P-N 2A C 6000A 10KA 230V DISJONCTE |  | Acti9 IDPN 1P-N 2A C 6000A 10KA 230V MCB | [8 empty] | 09.07 | 1 | [8 empty] | 1 | 3606480382369 | 0 |  | 115 | 9 | 7 | 2 | 0.126 | 13606480382366 | 12 | 1423 | 22.5 | 9 | 8 |  | 43606480382367 | 144 | 17507 | 40 | 30 | 30 | [10 empty] | 2 | Y | [12 empty] | MH3 | OZ | 8536201090 | [14 empty] | iDPN - stroomonderbreker - iDPN N - 1P + N - 2A - C curve | iDPN - disjoncteur - iDPN N - 1P + N - 2 A - courbe C | [17 empty] | https://eref.se.com/be/nl/sis-tarif/product/A9N21553 | https://eref.se.com/be/fr/sis-tarif/product/A9N21553
Schneider Electric | Schneider Electric | 01022021 |  | Schneider Electric |  | SED | A9N21554 |  |  | 45.79 |  | 1 |  | 12 | iDPN N 1P+N C3 | IDPN 1P-N 3A C 6000A 10KA 230V DISJONCTE |  | Acti9 IDPN 1P-N 3A C 6000A 10KA 230V MCB | [8 empty] | 09.07 | 1 | [8 empty] | 1 | 3606480382376 | 0 |  | 116 | 9 | 7 | 2 | 0.126 | 13606480382373 | 12 | 1442 | 22.4 | 9.2 | 7.8 |  | 43606480382374 | 144 | 17745 | 40 | 30 | 30 | [10 empty] | 2 | Y | [12 empty] | MH3 | OZ | 8536201090 | [14 empty] | iDPN - stroomonderbreker - iDPN N - 1P + N - 3A - C curve | iDPN - disjoncteur - iDPN N - 1P + N - 3 A - courbe C | [17 empty] | https://eref.se.com/be/nl/sis-tarif/product/A9N21554 | https://eref.se.com/be/fr/sis-tarif/product/A9N21554
Schneider Electric | Schneider Electric | 01022021 |  | Schneider Electric |  | SED | A9N21555 |  |  | 38.56 |  | 1 |  | 12 | iDPN N 1P+N C6 | IDPN 1P-N 6A C 6000A 10KA 23V0 DISJONCTE |  | IDPN 1P-N 6A C 6000A 10KA 23V0 MINIATURE | [8 empty] | 09.07 | 1 | [8 empty] | 1 | 3606480382383 | 0 |  | 114 | 9 | 2 | 7 | 0.126 | 13606480382380 | 12 | 1415 | 22.5 | 9.1 | 7.7 |  | 43606480382381 | 144 | 17385 | 40 | 30 | 30 | [10 empty] | 2 | Y | [12 empty] | MH3 | OZ | 8536201090 | [14 empty] | iDPN - stroomonderbreker - iDPN N - 1P + N - 6A - C curve | iDPN - disjoncteur - iDPN N - 1P + N - 6 A - courbe C | [17 empty] | https://eref.se.com/be/nl/sis-tarif/product/A9N21555 | https://eref.se.com/be/fr/sis-tarif/product/A9N21555
Schneider Electric | Schneider Electric | 01022021 |  | Schneider Electric |  | SED | A9N21556 |  |  | 24.33 |  | 1 |  | 12 | iDPN N 1P+N C10 | IDPN 1P-N 10A C 6000A 10KA 230V DISJONCT |  | IDPN 1P-N 10A C 6000A 10KA 230V MINIATUR | [8 empty] | 09.07 | 1 | [8 empty] | 1 | 3606480382390 | 0 |  | 115 | 9 | 8 | 2 | 0.144 | 13606480382397 | 12 | 1382 | 23 | 8 | 10 |  | 43606480382398 | 144 | 17047 | 40 | 30 | 30 | [10 empty] | 2 | Y | [12 empty] | MH3 | OZ | 8536201090 | [14 empty] | iDPN - stroomonderbreker - iDPN N - 1P + N - 10A - C curve | iDPN - disjoncteur - iDPN N - 1P + N - 10 A - courbe C | [17 empty] | https://eref.se.com/be/nl/sis-tarif/product/A9N21556 | https://eref.se.com/be/fr/sis-tarif/product/A9N21556
Schneider Electric | Schneider Electric | 01022021 |  | Schneider Electric |  | SED | A9N21557 |  |  | 24.33 |  | 1 |  | 12 | iDPN N 1P+N C16 | IDPN 1P-N 16A C 6000A 10KA 230V DISJONCT |  | IDPN 1P-N 16A C 6000A 10KA 230V MINIATUR | [8 empty] | 09.07 | 1 | [8 empty] | 1 | 3606480382406 | 0 |  | 116 | 9 | 8 | 2 | 0.144 | 13606480382403 | 12 | 1400 | 23 | 8 | 10 |  | 43606480382404 | 144 | 17287 | 40 | 30 | 30 |  | 73606480382405 | 1152 | 150296 | 120 | 80 | 80 |  |  |  | 2 | Y | [12 empty] | MH3 | OZ | 8536201090 | [14 empty] | iDPN - stroomonderbreker - iDPN N - 1P + N - 16A - C curve | iDPN - disjoncteur - iDPN N - 1P + N - 16 A - courbe C | [17 empty] | https://eref.se.com/be/nl/sis-tarif/product/A9N21557 | https://eref.se.com/be/fr/sis-tarif/product/A9N21557
Schneider Electric | Schneider Electric | 01022021 |  | Schneider Electric |  | SED | A9N21558 |  |  | 24.53 |  | 1 |  | 12 | iDPN N 1P+N C20 | IDPN 1P-N 20A C 6000A 10KA 230V DISJONCT |  | IDPN 1P-N 20A C 6000A 10KA 230V MINIATUR | [8 empty] | 09.07 | 1 | [8 empty] | 1 | 3606480382413 | 0 |  | 122 | 9 | 8 | 2 | 0.144 | 13606480382410 | 12 | 1464 | 23 | 8 | 10 |  | 43606480382411 | 144 | 18055 | 40 | 30 | 30 | [10 empty] | 2 | Y | [12 empty] | MH3 | OZ | 8536201090 | [14 empty] | iDPN - stroomonderbreker - iDPN N - 1P + N - 20A - C curve | iDPN - disjoncteur - iDPN N - 1P + N - 20 A - courbe C | [17 empty] | https://eref.se.com/be/nl/sis-tarif/product/A9N21558 | https://eref.se.com/be/fr/sis-tarif/product/A9N21558
Schneider Electric | Schneider Electric | 01022021 |  | Schneider Electric |  | SED | A9N21559 |  |  | 33.21 |  | 1 |  | 12 | iDPN N 1P+N C25 | IDPN 1P-N 25A C 6000A 10KA 230V DISJONCT |  | IDPN 1P-N 25A C 6000A 10KA 230V MINIATUR | [8 empty] | 09.07 | 1 | [8 empty] | 1 | 3606480382420 | 0 |  | 117 | 9 | 8 | 2 | 0.144 | 13606480382427 | 12 | 1460 | 23 | 8 | 10 |  | 43606480382428 | 144 | 18103 | 40 | 30 | 30 | [10 empty] | 6 | N | [12 empty] | MH3 | OZ | 8536201090 | [14 empty] | iDPN - stroomonderbreker - iDPN N - 1P + N - 25A - C curve | iDPN - disjoncteur - iDPN N - 1P + N - 25 A - courbe C | [17 empty] | https://eref.se.com/be/nl/sis-tarif/product/A9N21559 | https://eref.se.com/be/fr/sis-tarif/product/A9N21559
Schneider Electric | Schneider Electric | 01022021 |  | Schneider Electric |  | SED | A9N21560 |  |  | 64.62 |  | 1 |  | 12 | iDPN N 1P+N C32 | IDPN 1P-N 32A C 6000A 10KA 230V DISJONCT |  | IDPN 1P-N 32A C 6000A 10KA 230V MINIATUR | [8 empty] | 09.07 | 1 | [8 empty] | 1 | 3606480382437 | 0 |  | 118 | 9 | 8 | 2 | 0.144 | 13606480382434 | 12 | 1488 | 23 | 8 | 10 |  | 43606480382435 | 144 | 18343 | 40 | 30 | 30 | [10 empty] | 6 | N | [12 empty] | MH3 | OZ | 8536201090 | [14 empty] | iDPN - stroomonderbreker - iDPN N - 1P + N - 32A - C curve | iDPN - disjoncteur - iDPN N - 1P + N - 32 A - courbe C | [17 empty] | https://eref.se.com/be/nl/sis-tarif/product/A9N21560 | https://eref.se.com/be/fr/sis-tarif/product/A9N21560
Schneider Electric | Schneider Electric | 01022021 |  | Schneider Electric |  | SED | A9N21561 |  |  | 43.66 |  | 1 |  | 12 | iDPN N 1P+N C40 | IDPN 1P-N 40A C 6000A 10KA 230V DISJONCT |  | IDPN 1P-N 40A C 6000A 10KA 230V MINIATUR | [8 empty] | 09.07 | 1 | [8 empty] | 1 | 3606480382444 | 0 |  | 120 | 2 | 9 | 8 | 0.144 | 13606480382441 | 12 | 1494 | 22.6 | 9.3 | 8.2 |  | 43606480382442 | 144 | 18180 | 40 | 30 | 30 | [10 empty] | 6 | N | [12 empty] | MH3 | OZ | 8536201090 | [14 empty] | iDPN - stroomonderbreker - iDPN N - 1P + N - 40A - C curve | iDPN - disjoncteur - iDPN N - 1P + N - 40 A - courbe C | [17 empty] | https://eref.se.com/be/nl/sis-tarif/product/A9N21561 | https://eref.se.com/be/fr/sis-tarif/product/A9N21561
Schneider Electric | Schneider Electric | 01022021 |  | Schneider Electric |  | SED | A9N21565 |  |  | 41.28 |  | 1 |  | 12 | iDPN N 1P+N D6 | IDPN 1P-N 6A D 6000A KA 230V DISJONCTEUR |  | Acti9 IDPN 1P-N 6A D 6000A 230V MCB | [8 empty] | 09.07 | 1 | [8 empty] | 1 | 3606480382451 | 0 |  | 114 | 9 | 8 | 2 | 0.144 | 13606480382458 | 12 | 1416 | 23 | 8 | 10 |  | 43606480382459 | 144 | 17310 | 40 | 30 | 30 | [10 empty] | 2 | Y | [12 empty] | MH3 | OZ | 8536201090 | [14 empty] | iDPN - stroomonderbreker - iDPN N - 1P + N - 6A - D curve | iDPN - disjoncteur - iDPN N - 1P + N - 6 A - courbe D | [17 empty] | https://eref.se.com/be/nl/sis-tarif/product/A9N21565 | https://eref.se.com/be/fr/sis-tarif/product/A9N21565
Schneider Electric | Schneider Electric | 01022021 |  | Schneider Electric |  | SED | A9N21566 |  |  | 26.04 |  | 1 |  | 12 | iDPN N 1P+N D10 | IDPN 1P-N 10A D 6000A KA 230V DISJONCTEU |  | Acti9 IDPN 1P-N 10A D 6000A 230V MCB | [8 empty] | 09.07 | 1 | [8 empty] | 1 | 3606480382468 | 0 |  | 115 | 9 | 8 | 2 | 0.144 | 13606480382465 | 12 | 1392 | 23 | 8 | 10 |  | 43606480382466 | 144 | 17112 | 40 | 30 | 30 | [10 empty] | 2 | Y | [12 empty] | MH3 | OZ | 8536201090 | [14 empty] | iDPN - stroomonderbreker - iDPN N - 1P + N - 10A - D curve | iDPN - disjoncteur - iDPN N - 1P + N - 10 A - courbe D | [17 empty] | https://eref.se.com/be/nl/sis-tarif/product/A9N21566 | https://eref.se.com/be/fr/sis-tarif/product/A9N21566
Schneider Electric | Schneider Electric | 01022021 |  | Schneider Electric |  | SED | A9N21567 |  |  | 26.04 |  | 1 |  | 12 | iDPN N 1P+N D16 | IDPN 1P-N 16A D 6000A KA 230V DISJONCTEU |  | Acti9 IDPN 1P-N 16A D 6000A 230V MCB | [8 empty] | 09.07 | 1 | [8 empty] | 1 | 3606480382475 | 0 |  | 114 | 9 | 8 | 2 | 0.144 | 13606480382472 | 12 | 1402 | 23 | 8 | 10 |  | 43606480382473 | 144 | 17440 | 40 | 30 | 30 | [10 empty] | 2 | Y | [12 empty] | MH3 | OZ | 8536201090 | [14 empty] | iDPN - stroomonderbreker - iDPN N - 1P + N - 16A - D curve | iDPN - disjoncteur - iDPN N - 1P + N - 16 A - courbe D | [17 empty] | https://eref.se.com/be/nl/sis-tarif/product/A9N21567 | https://eref.se.com/be/fr/sis-tarif/product/A9N21567
Schneider Electric | Schneider Electric | 01022021 |  | Schneider Electric |  | SED | A9N21568 |  |  | 26.25 |  | 1 |  | 12 | iDPN N 1P+N D20 | IDPN 1P-N 20A D 6000A KA 230V DISJONCTEU |  | IDPN 1P-N 20A D 6000A KA 230V MINIATURE | [8 empty] | 09.07 | 1 | [8 empty] | 1 | 3606480382482 | 0 |  | 119 | 9 | 8 | 2 | 0.144 | 13606480382489 | 12 | 1460 | 23 | 8 | 10 |  | 43606480382480 | 144 | 18007 | 40 | 30 | 30 | [10 empty] | 6 | N | [12 empty] | MH3 | OZ | 8536201090 | [14 empty] | iDPN - stroomonderbreker - iDPN N - 1P + N - 20A - D curve | iDPN - disjoncteur - iDPN N - 1P + N - 20 A - courbe D | [17 empty] | https://eref.se.com/be/nl/sis-tarif/product/A9N21568 | https://eref.se.com/be/fr/sis-tarif/product/A9N21568
Schneider Electric | Schneider Electric | 01022021 |  | Schneider Electric |  | SED | A9N21569 |  |  | 35.54 |  | 1 |  | 12 | iDPN N 1P+N D25 | IDPN 1P-N 25A D 6000A KA 230V DISJONCTEU |  | IDPN 1P-N 25A D 6000A KA 230V MINIATURE | [8 empty] | 09.07 | 1 | [8 empty] | 1 | 3606480382499 | 0 |  | 118 | 9 | 8 | 2 | 0.144 | 13606480382496 | 12 | 1480 | 23 | 8 | 10 |  | 43606480382497 | 144 | 17794 | 40 | 30 | 30 | [10 empty] | 6 | N | [12 empty] | MH3 | OZ | 8536201090 | [14 empty] | iDPN - stroomonderbreker - iDPN N - 1P + N - 25A - D curve | iDPN - disjoncteur - iDPN N - 1P + N - 25 A - courbe D | [17 empty] | https://eref.se.com/be/nl/sis-tarif/product/A9N21569 | https://eref.se.com/be/fr/sis-tarif/product/A9N21569
Schneider Electric | Schneider Electric | 01022021 |  | Schneider Electric |  | SED | A9N21570 |  |  | 69.14 |  | 1 |  | 12 | iDPN N 1P+N D32 | IDPN 1P-N 32A D 6000A KA 230V DISJONCTEU |  | Acti9 IDPN 1P-N 32A D 6000A 230V MCB | [8 empty] | 09.07 | 1 | [8 empty] | 1 | 3606480382505 | 0 |  | 118 | 9 | 8 | 2 | 0.144 | 13606480382502 | 12 | 1472 | 23 | 8 | 10 |  | 43606480382503 | 144 | 18200 | 40 | 30 | 30 | [10 empty] | 6 | N | [12 empty] | MH3 | OZ | 8536201090 | [14 empty] | iDPN - stroomonderbreker - iDPN N - 1P + N - 32A - D curve | iDPN - disjoncteur - iDPN N - 1P + N - 32 A - courbe D | [17 empty] | https://eref.se.com/be/nl/sis-tarif/product/A9N21570 | https://eref.se.com/be/fr/sis-tarif/product/A9N21570
Schneider Electric | Schneider Electric | 01022021 |  | Schneider Electric |  | SED | A9N21571 |  |  | 46.73 |  | 1 |  | 12 | iDPN N 1P+N D40 | IDPN 1P-N 40A D 6000A KA 230V DISJONCTEU |  | IDPN 1P-N 40A D 6000A KA 230V MINIATURE | [8 empty] | 09.07 | 1 | [8 empty] | 1 | 3606480382512 | 0 |  | 119 | 9 | 8 | 2 | 0.144 | 13606480382519 | 12 | 1472 | 23 | 8 | 9 |  | 43606480382510 | 144 | 18194 | 40 | 30 | 30 | [10 empty] | 6 | N | [12 empty] | MH3 | OZ | 8536201090 | [14 empty] | iDPN - stroomonderbreker - iDPN N - 1P + N - 40A - D curve | iDPN - disjoncteur - iDPN N - 1P + N - 40 A - courbe D | [17 empty] | https://eref.se.com/be/nl/sis-tarif/product/A9N21571 | https://eref.se.com/be/fr/sis-tarif/product/A9N21571
Schneider Electric | Schneider Electric | 01022021 |  | Schneider Electric |  | SED | A9N21575 |  |  | 111.61 |  | 1 |  | 4 | IDPN 3P 6A C 6000A KA 400V | IDPN 3P 6A C 6000A KA 400V DISJONCTEUR M |  | Acti9 IDPN 3P 6A C 6000A 400V MCB | [8 empty] | 09.07 | 1 | [8 empty] | 1 | 3606480382529 | 0 |  | 313 | 10 | 6 | 8 | 0.48 | 13606480382526 | 4 | 1322 | 9.5 | 23 | 8.5 |  | 43606480382527 | 48 | 15511 | 40 | 30 | 30 | [10 empty] | 2 | Y | [12 empty] | MH3 | OZ | 8536201090 | [14 empty] | iDPN - stroomonderbreker - iDPN N - 3P + N - 6A - C curve | iDPN - disjoncteur - iDPN N - 3P - 6 A - courbe C | [17 empty] | https://eref.se.com/be/nl/sis-tarif/product/A9N21575 | https://eref.se.com/be/fr/sis-tarif/product/A9N21575
Schneider Electric | Schneider Electric | 01022021 |  | Schneider Electric |  | SED | A9N21576 |  |  | 100.38 |  | 1 |  | 4 | IDPN 3P 10A C 6000A KA 400V | IDPN 3P 10A C 6000A KA 400V DISJONCTEUR |  | Acti9 IDPN 3P 10A C 6000A 400V MCB | [8 empty] | 09.07 | 1 | [8 empty] | 1 | 3606480382536 | 0 |  | 302 | 9 | 7 | 5 | 0.315 | 13606480382533 | 4 | 1278 | 23 | 9 | 9 |  | 43606480382534 | 48 | 15823 | 40 | 30 | 30 | [10 empty] | 2 | Y | [12 empty] | MH3 | OZ | 8536201090 | [14 empty] | iDPN - stroomonderbreker - iDPN N - 3P + N - 10A - C curve | iDPN - disjoncteur - iDPN N - 3P - 10 A - courbe C | [17 empty] | https://eref.se.com/be/nl/sis-tarif/product/A9N21576 | https://eref.se.com/be/fr/sis-tarif/product/A9N21576
Schneider Electric | Schneider Electric | 01022021 |  | Schneider Electric |  | SED | A9N21577 |  |  | 100.57 |  | 1 |  | 4 | IDPN 3P 16A C 6000A KA 400V | IDPN 3P 16A C 6000A KA 400V DISJONCTEUR |  | Acti9 IDPN 3P 16A C 6000A 400V MCB | [8 empty] | 09.07 | 1 | [8 empty] | 1 | 3606480382543 | 0 |  | 312.25 | 9 | 7 | 5 | 0.315 | 13606480382540 | 4 | 1302 | 23 | 10 | 9 |  | 43606480382541 | 48 | 16041 | 40 | 30 | 30 | [10 empty] | 2 | Y | [12 empty] | MH3 | OZ | 8536201090 | [14 empty] | iDPN - stroomonderbreker - iDPN N - 3P + N - 16A - C curve | iDPN - disjoncteur - iDPN N - 3P - 16 A - courbe C | [17 empty] | https://eref.se.com/be/nl/sis-tarif/product/A9N21577 | https://eref.se.com/be/fr/sis-tarif/product/A9N21577
Schneider Electric | Schneider Electric | 01022021 |  | Schneider Electric |  | SED | A9N21578 |  |  | 101.7 |  | 1 |  | 4 | IDPN 3P 20A C 6000A KA 400V | IDPN 3P 20A C 6000A KA 400V DISJONCTEUR |  | Acti9 IDPN 3P 20A C 6000A 400V MCB | [8 empty] | 09.07 | 1 | [8 empty] | 1 | 3606480382550 | 0 |  | 318 | 10 | 6 | 8 | 0.48 | 13606480382557 | 4 | 1338 | 23 | 10 | 10 |  | 43606480382558 | 48 | 15751 | 40 | 30 | 30 | [10 empty] | 2 | Y | [12 empty] | MH3 | OZ | 8536201090 | [14 empty] | iDPN - stroomonderbreker - iDPN N - 3P + N - 20A - C curve | iDPN - disjoncteur - iDPN N - 3P - 20 A - courbe C | [17 empty] | https://eref.se.com/be/nl/sis-tarif/product/A9N21578 | https://eref.se.com/be/fr/sis-tarif/product/A9N21578
Schneider Electric | Schneider Electric | 01022021 |  | Schneider Electric |  | SED | A9N21579 |  |  | 103.72 |  | 1 |  | 4 | IDPN 3P 25A C 6000A KA 400V | IDPN 3P 25A C 6000A KA 400V DISJONCTEUR |  | Acti9 IDPN 3P 25A C 6000A 400V MCB | [8 empty] | 09.07 | 1 | [8 empty] | 1 | 3606480382567 | 0 |  | 325 | 10 | 8 | 6 | 0.48 | 13606480382564 | 4 | 1350 | 20 | 30 | 3.08 |  | 43606480382565 | 48 | 15895 | 40 | 30 | 30 | [10 empty] | 6 | N | [12 empty] | MH3 | OZ | 8536201090 | [14 empty] | iDPN - stroomonderbreker - iDPN N - 3P + N - 25A - C curve | iDPN - disjoncteur - iDPN N - 3P - 25 A - courbe C | [17 empty] | https://eref.se.com/be/nl/sis-tarif/product/A9N21579 | https://eref.se.com/be/fr/sis-tarif/product/A9N21579
Schneider Electric | Schneider Electric | 01022021 |  | Schneider Electric |  | SED | A9N21580 |  |  | 112.42 |  | 1 |  | 1 | IDPN 3P 32A C 6000A KA 400V | IDPN 3P 32A C 6000A KA 400V DISJONCTEUR |  | Acti9 IDPN 3P 32A C 6000A 400V MCB | [8 empty] | 09.07 | 1 | [8 empty] | 1 | 3606480382574 | 0 |  | 331 | 10 | 6 | 8 | 0.48 | [23 empty] | 2 | Y | [12 empty] | MH3 | OZ | 8536201090 | [14 empty] | iDPN - stroomonderbreker - iDPN N - 3P + N - 32A - C curve | iDPN - disjoncteur - iDPN N - 3P - 32 A - courbe C | [17 empty] | https://eref.se.com/be/nl/sis-tarif/product/A9N21580 | https://eref.se.com/be/fr/sis-tarif/product/A9N21580
Schneider Electric | Schneider Electric | 01022021 |  | Schneider Electric |  | SED | A9N21581 |  |  | 113.35 |  | 1 |  | 4 | IDPN 3P 40A C 6000A KA 400V | IDPN 3P 40A C 6000A KA 400V DISJONCTEUR |  | Acti9 IDPN 3P 40A C 6000A 400V MCB | [8 empty] | 09.07 | 1 | [8 empty] | 4 | 3606480382581 | 0 |  | 332 | 9 | 6 | 5 | 0.27 | 13606480382588 | 4 | 1382 | 23 | 9 | 9 |  | 43606480382589 | 48 | 17071 | 40 | 30 | 30 | [10 empty] | 14 | N | [12 empty] | MH3 | OZ | 8536201090 | [14 empty] | iDPN - stroomonderbreker - iDPN N - 3P + N - 40A - C curve | iDPN - disjoncteur - iDPN N - 3P - 40 A - courbe C | [17 empty] | https://eref.se.com/be/nl/sis-tarif/product/A9N21581 | https://eref.se.com/be/fr/sis-tarif/product/A9N21581
Schneider Electric | Schneider Electric | 01022021 |  | Schneider Electric |  | SED | A9N21585 |  |  | 119.43 |  | 1 |  | 4 | IDPN 3P 6A D 6000A KA 400V | IDPN 3P 6A D 6000A KA 400V DISJONCTEUR M |  | Acti9 IDPN 3P 6A D 6000A 400V MCB | [8 empty] | 09.07 | 1 | [8 empty] | 1 | 3606480382598 | 0 |  | 313 | 9 | 5 | 7 | 0.315 | 13606480382595 | 4 | 1322 | 9.6 | 23 | 8.6 |  | 43606480382596 | 48 | 15511 | 40 | 30 | 30 | [10 empty] | 12 | N | [12 empty] | MH3 | OZ | 8536201090 | [14 empty] | iDPN - stroomonderbreker - iDPN N N - 3P - 6A - D curve | iDPN - disjoncteur - iDPN N - 3P - 6 A - courbe D | [17 empty] | https://eref.se.com/be/nl/sis-tarif/product/A9N21585 | https://eref.se.com/be/fr/sis-tarif/product/A9N21585
Schneider Electric | Schneider Electric | 01022021 |  | Schneider Electric |  | SED | A9N21586 |  |  | 107.4 |  | 1 |  | 4 | IDPN 3P 10A D 6000A KA 400V | IDPN 3P 10A D 6000A KA 400V DISJONCTEUR |  | Acti9 IDPN 3P 10A D 6000A 400V MCB | [8 empty] | 09.07 | 1 | [8 empty] | 1 | 3606480382604 | 0 |  | 304 | 9 | 5 | 7 | 0.315 | 13606480382601 | 4 | 1289 | 9.3 | 23 | 8.5 |  | 43606480382602 | 48 | 15079 | 40 | 30 | 30 | [10 empty] | 12 | N | [12 empty] | MH3 | OZ | 8536490099 | [14 empty] | iDPN - stroomonderbreker - iDPN N N - 3P - 10A - D curve | iDPN - disjoncteur - iDPN N - 3P - 10 A - courbe D | [17 empty] | https://eref.se.com/be/nl/sis-tarif/product/A9N21586 | https://eref.se.com/be/fr/sis-tarif/product/A9N21586
Schneider Electric | Schneider Electric | 01022021 |  | Schneider Electric |  | SED | A9N21587 |  |  | 107.61 |  | 1 |  | 4 | IDPN 3P 16A D 6000A KA 400V | IDPN 3P 16A D 6000A KA 400V DISJONCTEUR |  | IDPN 3P 16A D 6000A KA 400V MINIATURE CI | [8 empty] | 09.07 | 1 | [8 empty] | 1 | 3606480382611 | 0 |  | 307 | 9 | 5 | 7 | 0.315 | 13606480382618 | 4 | 1285 | 23 | 10 | 10 |  | 43606480382619 | 48 | 15223 | 40 | 30 | 30 | [10 empty] | 2 | Y | [12 empty] | MH3 | OZ | 8536201090 | [14 empty] | iDPN - stroomonderbreker - iDPN N N - 3P - 16A - D curve | iDPN - disjoncteur - iDPN N - 3P - 16 A - courbe D | [17 empty] | https://eref.se.com/be/nl/sis-tarif/product/A9N21587 | https://eref.se.com/be/fr/sis-tarif/product/A9N21587
Schneider Electric | Schneider Electric | 01022021 |  | Schneider Electric |  | SED | A9N21588 |  |  | 108.82 |  | 1 |  | 4 | IDPN 3P 20A D 6000A KA 400V | IDPN 3P 20A D 6000A KA 400V DISJONCTEUR |  | Acti9 IDPN 3P 20A D 6000A 400V MCB | [8 empty] | 09.07 | 1 | [8 empty] | 4 | 3606480382628 | 0 |  | 317 | 9 | 8 | 5 | 0.36 | 13606480382625 | 4 | 1327 | 23 | 8 | 9 |  | 43606480382626 | 48 | 15703 | 40 | 30 | 30 | [10 empty] | 14 | N | [12 empty] | MH3 | OZ | 8536201090 | [14 empty] | iDPN - stroomonderbreker - iDPN N N - 3P - 20A - D curve | iDPN - disjoncteur - iDPN N - 3P - 20 A - courbe D | [17 empty] | https://eref.se.com/be/nl/sis-tarif/product/A9N21588 | https://eref.se.com/be/fr/sis-tarif/product/A9N21588
Schneider Electric | Schneider Electric | 01022021 |  | Schneider Electric |  | SED | A9N21589 |  |  | 110.99 |  | 1 |  | 4 | IDPN 3P 25A D 6000A KA 400V | IDPN 3P 25A D 6000A KA 400V DISJONCTEUR |  | Acti9 IDPN 3P 25A D 6000A 400V MCB | [8 empty] | 09.07 | 1 | [8 empty] | 4 | 3606480382635 | 0 |  | 323 | 9 | 5 | 8 | 0.36 | 13606480382632 | 4 | 1350 | 9.5 | 22.8 | 8.4 |  | 43606480382633 | 48 | 15991 | 40 | 30 | 30 | [10 empty] | 12 | N | [12 empty] | MH3 | OZ | 8536201090 | [14 empty] | iDPN - stroomonderbreker - iDPN N N - 3P - 25A - D curve | iDPN - disjoncteur - iDPN N - 3P - 25 A - courbe D | [17 empty] | https://eref.se.com/be/nl/sis-tarif/product/A9N21589 | https://eref.se.com/be/fr/sis-tarif/product/A9N21589
Schneider Electric | Schneider Electric | 01022021 |  | Schneider Electric |  | SED | A9N21590 |  |  | 120.29 |  | 1 |  | 4 | IDPN 3P 32A D 6000A KA 400V | IDPN 3P 32A D 6000A KA 400V DISJONCTEUR |  | Acti9 IDPN 3P 32A D 6000A 400V MCB | [8 empty] | 09.07 | 1 | [8 empty] | 1 | 3606480382642 | 0 |  | 332.5 | 9 | 7 | 5 | 0.315 | 13606480382649 | 4 | 1382 | 23 | 10 | 8 |  | 43606480382640 | 48 | 17004 | 40 | 30 | 30 | [10 empty] | 12 | N | [12 empty] | MH3 | OZ | 8536201090 | [14 empty] | iDPN - stroomonderbreker - iDPN N N - 3P - 32A - D curve | iDPN - disjoncteur - iDPN N - 3P - 32 A - courbe D | [17 empty] | https://eref.se.com/be/nl/sis-tarif/product/A9N21590 | https://eref.se.com/be/fr/sis-tarif/product/A9N21590
Schneider Electric | Schneider Electric | 01022021 |  | Schneider Electric |  | SED | A9N21591 |  |  | 121.29 |  | 1 |  | 4 | IDPN 3P 40A D 6000A KA 400V | IDPN 3P 40A D 6000A KA 400V DISJONCTEUR |  | Acti9 IDPN 3P 40A D 6000A 400V MCB | [8 empty] | 09.07 | 1 | [8 empty] | 1 | 3606480382659 | 0 |  | 329 | 9 | 8 | 5 | 0.36 | 13606480382656 | 4 | 1396 | 23 | 8 | 9 |  | 43606480382657 | 48 | 16279 | 40 | 30 | 30 | [10 empty] | 12 | N | [12 empty] | MH3 | OZ | 8536201090 | [14 empty] | iDPN - stroomonderbreker - iDPN N N - 3P - 40A - D curve | iDPN - disjoncteur - iDPN N - 3P - 40 A - courbe D | [17 empty] | https://eref.se.com/be/nl/sis-tarif/product/A9N21591 | https://eref.se.com/be/fr/sis-tarif/product/A9N21591
Schneider Electric | Schneider Electric | 01022021 |  | Schneider Electric |  | SED | A9N21595 |  |  | 130.07 |  | 1 |  | 4 | IDPN 3P-N 6A C 6000A KA 400V | IDPN 3P-N 6A C 6000A KA 400V DISJONCTEUR |  | Acti9 IDPN 3P-N 6A C 6000A 400V MCB | [8 empty] | 09.07 | 1 | [8 empty] | 1 | 3606480382666 | 0 |  | 323 | 10 | 8 | 6 | 0.48 | 13606480382663 | 4 | 1347 | 23 | 10 | 10 |  | 43606480382664 | 48 | 15991 | 40 | 30 | 30 | [10 empty] | 2 | Y | [12 empty] | MH3 | OZ | 8536201090 | [14 empty] | iDPN - stroomonderbreker - iDPN N - 3P + N - 6A - C curve | iDPN - disjoncteur - iDPN N - 3P + N - 6 A - courbe C | [17 empty] | https://eref.se.com/be/nl/sis-tarif/product/A9N21595 | https://eref.se.com/be/fr/sis-tarif/product/A9N21595
Schneider Electric | Schneider Electric | 01022021 |  | Schneider Electric |  | SED | A9N21596 |  |  | 114.61 |  | 1 |  | 4 | IDPN 3P-N 10A C 6000A KA 400V | IDPN 3P-N 10A C 6000A KA 400V DISJONCTEU |  | Acti9 IDPN 3P-N 10A C 6000A 400V MCB | [8 empty] | 09.07 | 1 | [8 empty] | 1 | 3606480382673 | 0 |  | 314 | 9 | 7 | 5 | 0.315 | 13606480382670 | 4 | 1308 | 23 | 9 | 8 |  | 43606480382671 | 48 | 16183 | 40 | 30 | 30 | [10 empty] | 2 | Y | [12 empty] | MH3 | OZ | 8536201090 | [14 empty] | iDPN - stroomonderbreker - iDPN N - 3P + N - 10A - C curve | iDPN - disjoncteur - iDPN N - 3P + N - 10 A - courbe C | [17 empty] | https://eref.se.com/be/nl/sis-tarif/product/A9N21596 | https://eref.se.com/be/fr/sis-tarif/product/A9N21596
Schneider Electric | Schneider Electric | 01022021 |  | Schneider Electric |  | SED | A9N21597 |  |  | 114.85 |  | 1 |  | 4 | IDPN 3P-N 16A C 6000A KA 400V | IDPN 3P-N 16A C 6000A KA 400V DISJONCTEU |  | Acti9 IDPN 3P-N 16A C 6000A 400V MCB | [8 empty] | 09.07 | 1 | [8 empty] | 1 | 3606480382680 | 0 |  | 318.25 | 9 | 7 | 5 | 0.315 | 13606480382687 | 4 | 1323 | 23 | 9.5 | 8.5 |  | 43606480382688 | 48 | 16298 | 40 | 30 | 30 | [10 empty] | 2 | Y | [12 empty] | MH3 | OZ | 8536201090 | [14 empty] | iDPN - stroomonderbreker - iDPN N - 3P + N - 16A - C curve | iDPN - disjoncteur - iDPN N - 3P + N - 16 A - courbe C | [17 empty] | https://eref.se.com/be/nl/sis-tarif/product/A9N21597 | https://eref.se.com/be/fr/sis-tarif/product/A9N21597
Schneider Electric | Schneider Electric | 01022021 |  | Schneider Electric |  | SED | A9N21598 |  |  | 116.69 |  | 1 |  | 4 | IDPN 3P-N 20A C 6000A KA 400V | IDPN 3P-N 20A C 6000A KA 400V DISJONCTEU |  | Acti9 IDPN 3P-N 20A C 6000A 400V MCB | [8 empty] | 09.07 | 1 | [8 empty] | 1 | 3606480382697 | 0 |  | 330 | 9 | 8 | 5 | 0.36 | 13606480382694 | 4 | 1362 | 23 | 9 | 10 |  | 43606480382695 | 48 | 16900 | 40 | 30 | 30 | [10 empty] | 2 | Y | [12 empty] | MH3 | OZ | 8536201090 | [14 empty] | iDPN - stroomonderbreker - iDPN N - 3P + N - 20A - C curve | iDPN - disjoncteur - iDPN N - 3P + N - 20 A - courbe C | [17 empty] | https://eref.se.com/be/nl/sis-tarif/product/A9N21598 | https://eref.se.com/be/fr/sis-tarif/product/A9N21598
Schneider Electric | Schneider Electric | 01022021 |  | Schneider Electric |  | SED | A9N21599 |  |  | 122.63 |  | 1 |  | 4 | IDPN 3P-N 25A C 6000A KA 400V | IDPN 3P-N 25A C 6000A KA 400V DISJONCTEU |  | Acti9 IDPN 3P-N 25A C 6000A 400V MCB | [8 empty] | 09.07 | 1 | [8 empty] | 1 | 3606480382703 | 0 |  | 333 | 9 | 7 | 5 | 0.315 | 13606480382700 | 4 | 1388 | 23 | 9 | 10 |  | 43606480382701 | 48 | 17117 | 40 | 30 | 30 | [10 empty] | 2 | Y | [12 empty] | MH3 | OZ | 8536201090 | [14 empty] | iDPN - stroomonderbreker - iDPN N - 3P + N - 25A - C curve | iDPN - disjoncteur - iDPN N - 3P + N - 25 A - courbe C | [17 empty] | https://eref.se.com/be/nl/sis-tarif/product/A9N21599 | https://eref.se.com/be/fr/sis-tarif/product/A9N21599
Schneider Electric | Schneider Electric | 01022021 |  | Schneider Electric |  | SED | A9N21600 |  |  | 131 |  | 1 |  | 4 | IDPN 3P-N 32A C 6000A KA 400V | IDPN 3P-N 32A C 6000A KA 400V DISJONCTEU |  | Acti9 IDPN 3P-N 32A C 6000A 400V MCB | [8 empty] | 09.07 | 1 | [8 empty] | 1 | 3606480382710 | 0 |  | 340 | 9 | 7 | 5 | 0.315 | 13606480382717 | 4 | 1418 | 23 | 9 | 10 |  | 43606480382718 | 48 | 17503 | 40 | 30 | 30 | [10 empty] | 2 | Y | [12 empty] | MH3 | OZ | 8536201090 | [14 empty] | iDPN - stroomonderbreker - iDPN N - 3P + N - 32A - C curve | iDPN - disjoncteur - iDPN N - 3P + N - 32 A - courbe C | [17 empty] | https://eref.se.com/be/nl/sis-tarif/product/A9N21600 | https://eref.se.com/be/fr/sis-tarif/product/A9N21600
Schneider Electric | Schneider Electric | 01022021 |  | Schneider Electric |  | SED | A9N21601 |  |  | 131.92 |  | 1 |  | 4 | IDPN 3P-N 40A C 6000A KA 400V | IDPN 3P-N 40A C 6000A KA 400V DISJONCTEU |  | Acti9 IDPN 3P-N 40A C 6000A 400V MCB | [8 empty] | 09.07 | 1 | [8 empty] | 1 | 3606480382727 | 0 |  | 347.9 | 9 | 8 | 5 | 0.36 | 13606480382724 | 4 | 1462 | 10 | 9 | 23 |  | 43606480382725 | 48 | 17099 | 40 | 30 | 30 | [10 empty] | 2 | Y | [12 empty] | MH3 | OZ | 8536201090 | [14 empty] | iDPN - stroomonderbreker - iDPN N - 3P + N - 40A - C curve | iDPN - disjoncteur - iDPN N - 3P + N - 40 A - courbe C | [17 empty] | https://eref.se.com/be/nl/sis-tarif/product/A9N21601 | https://eref.se.com/be/fr/sis-tarif/product/A9N21601
Schneider Electric | Schneider Electric | 01022021 |  | Schneider Electric |  | SED | A9N21605 |  |  | 139.17 |  | 1 |  | 4 | IDPN 3P-N 6A D 6000A KA 400V | IDPN 3P-N 6A D 6000A KA 400V DISJONCTEUR |  | IDPN 3P-N 6A D 6000A KA 400V MINIATURE C | [8 empty] | 09.07 | 1 | [8 empty] | 1 | 3606480382734 | 0 |  | 323 | 9 | 7 | 5 | 0.315 | 13606480382731 | 4 | 1352 | 23 | 8 | 10 |  | 43606480382732 | 48 | 16640 | 40 | 30 | 30 | [10 empty] | 6 | N | [12 empty] | MH3 | OZ | 8536201090 | [14 empty] | iDPN - stroomonderbreker - iDPN N - 3P + N - 6A - D curve | iDPN - disjoncteur - iDPN N - 3P + N - 6 A - courbe D | [17 empty] | https://eref.se.com/be/nl/sis-tarif/product/A9N21605 | https://eref.se.com/be/fr/sis-tarif/product/A9N21605
Schneider Electric | Schneider Electric | 01022021 |  | Schneider Electric |  | SED | A9N21606 |  |  | 122.62 |  | 1 |  | 4 | IDPN 3P-N 10A D 6000A KA 400V | IDPN 3P-N 10A D 6000A KA 400V DISJONCTEU |  | Acti9 IDPN 3P-N 10A D 6000A 400V MCB | [8 empty] | 09.07 | 1 | [8 empty] | 1 | 3606480382741 | 0 |  | 316 | 9 | 8 | 6 | 0.432 | 13606480382748 | 4 | 1319 | 22.5 | 9 | 8 | [17 empty] | 6 | N | [12 empty] | MH3 | OZ | 8536201090 | [14 empty] | iDPN - stroomonderbreker - iDPN N - 3P + N - 10A - D curve | iDPN - disjoncteur - iDPN N - 3P + N - 10 A - courbe D | [17 empty] | https://eref.se.com/be/nl/sis-tarif/product/A9N21606 | https://eref.se.com/be/fr/sis-tarif/product/A9N21606
Schneider Electric | Schneider Electric | 01022021 |  | Schneider Electric |  | SED | A9N21607 |  |  | 122.88 |  | 1 |  | 4 | IDPN 3P-N 16A D 6000A KA 400V | IDPN 3P-N 16A D 6000A KA 400V DISJONCTEU |  | Acti9 IDPN 3P-N 16A D 6000A 400V MCB | [8 empty] | 09.07 | 1 | [8 empty] | 1 | 3606480382758 | 0 |  | 319 | 9 | 8 | 6 | 0.432 | 13606480382755 | 4 | 1332 | 22.5 | 9 | 8 |  | 43606480382756 | 48 | 16425 | 40 | 30 | 30 | [10 empty] | 2 | Y | [12 empty] | MH3 | OZ | 8536201090 | [14 empty] | iDPN - stroomonderbreker - iDPN N - 3P + N - 16A - D curve | iDPN - disjoncteur - iDPN N - 3P + N - 16 A - courbe D | [17 empty] | https://eref.se.com/be/nl/sis-tarif/product/A9N21607 | https://eref.se.com/be/fr/sis-tarif/product/A9N21607
Schneider Electric | Schneider Electric | 01022021 |  | Schneider Electric |  | SED | A9N21608 |  |  | 124.87 |  | 1 |  | 4 | IDPN 3P-N 20A D 6000A KA 400V | IDPN 3P-N 20A D 6000A KA 400V DISJONCTEU |  | Acti9 IDPN 3P-N 20A D 6000A 400V MCB | [8 empty] | 09.07 | 1 | [8 empty] | 1 | 3606480382765 | 0 |  | 329 | 10 | 6 | 8 | 0.48 | 13606480382762 | 4 | 1373 | 9.5 | 23 | 8.5 |  | 43606480382763 | 48 | 16279 | 40 | 30 | 30 | [10 empty] | 2 | Y | [12 empty] | MH3 | OZ | 8536201090 | [14 empty] | iDPN - stroomonderbreker - iDPN N - 3P + N - 20A - D curve | iDPN - disjoncteur - iDPN N - 3P + N - 20 A - courbe D | [17 empty] | https://eref.se.com/be/nl/sis-tarif/product/A9N21608 | https://eref.se.com/be/fr/sis-tarif/product/A9N21608
Schneider Electric | Schneider Electric | 01022021 |  | Schneider Electric |  | SED | A9N21609 |  |  | 131.23 |  | 1 |  | 4 | IDPN 3P-N 25A D 6000A KA 400V | IDPN 3P-N 25A D 6000A KA 400V DISJONCTEU |  | Acti9 IDPN 3P-N 25A D 6000A 400V MCB | [8 empty] | 09.07 | 1 | [8 empty] | 1 | 3606480382772 | 0 |  | 335 | 9 | 8 | 6 | 0.432 | 13606480382779 | 4 | 1399 | 22.5 | 9 | 8 |  | 43606480382770 | 48 | 17221 | 40 | 30 | 30 | [10 empty] | 2 | Y | [12 empty] | MH3 | OZ | 8536490099 | [14 empty] | iDPN - stroomonderbreker - iDPN N - 3P + N - 25A - D curve | iDPN - disjoncteur - iDPN N - 3P + N - 25 A - courbe D | [17 empty] | https://eref.se.com/be/nl/sis-tarif/product/A9N21609 | https://eref.se.com/be/fr/sis-tarif/product/A9N21609
Schneider Electric | Schneider Electric | 01022021 |  | Schneider Electric |  | SED | A9N21610 |  |  | 140.17 |  | 1 |  | 4 | IDPN 3P-N 32A D 6000A KA 400V | IDPN 3P-N 32A D 6000A KA 400V DISJONCTEU |  | Acti9 IDPN 3P-N 32A D 6000A 400V MCB | [8 empty] | 09.07 | 1 | [8 empty] | 1 | 3606480382789 | 0 |  | 341 | 9 | 8 | 6 | 0.432 | 13606480382786 | 4 | 1422 | 22.5 | 9 | 8 |  | 43606480382787 | 48 | 17495 | 40 | 30 | 30 | [10 empty] | 2 | Y | [12 empty] | MH3 | OZ | 8536201090 | [14 empty] | iDPN - stroomonderbreker - iDPN N - 3P + N - 32A - D curve | iDPN - disjoncteur - iDPN N - 3P + N - 32 A - courbe D | [17 empty] | https://eref.se.com/be/nl/sis-tarif/product/A9N21610 | https://eref.se.com/be/fr/sis-tarif/product/A9N21610
Schneider Electric | Schneider Electric | 01022021 |  | Schneider Electric |  | SED | A9N21611 |  |  | 141.16 |  | 1 |  | 4 | IDPN 3P-N 40A D 6000A KA 400V | IDPN 3P-N 40A D 6000A KA 400V DISJONCTEU |  | Acti9 IDPN 3P-N 40A D 6000A 400V MCB | [8 empty] | 09.07 | 1 | [8 empty] | 1 | 3606480382796 | 0 |  | 347 | 10 | 6 | 8 | 0.48 | 13606480382793 | 4 | 1447 | 9.5 | 23 | 8.5 |  | 43606480382794 | 48 | 17143 | 40 | 30 | 30 | [10 empty] | 2 | Y | [12 empty] | MH3 | OZ | 8536201090 | [14 empty] | iDPN - stroomonderbreker - iDPN N - 3P + N - 40A - D curve | iDPN - disjoncteur - iDPN N - 3P + N - 40 A - courbe D | [17 empty] | https://eref.se.com/be/nl/sis-tarif/product/A9N21611 | https://eref.se.com/be/fr/sis-tarif/product/A9N21611
Schneider Electric | Schneider Electric | 01022021 |  | Schneider Electric |  | SED | A9N21689 |  |  | 130.44 |  | 1 |  | 6 | VIGI IDPN 1PPN 25A 30MA A-SI | VIGI IDPN 1PPN 25A 30MA A-SI BLOC DIFFER |  | VIGI IDPN 1PPN 25A 30MA A-SI RESIDUAL CU | [8 empty] | 09.07 | 1 | [8 empty] | 1 | 3606480411762 | 0 |  | 107.31 | 12 | 9 | 5 | 0.54 | 13606480411769 | 6 | 703.998 | 26.5 | 12 | 9 |  | 43606480411760 | 54 | 6841 | 40 | 30 | 30 | [10 empty] | 21 | N | [12 empty] | MH3 | OZ | 8536303099 | [14 empty] | Clario - aardlekhulpblok - Vigi iDPN - 1P + N - 25A - 30mA | Clario - bloc additif mis à la terre - Vigi iDPN - 1P + N - 25 A - 30 mA | [17 empty] | https://eref.se.com/be/nl/sis-tarif/product/A9N21689 | https://eref.se.com/be/fr/sis-tarif/product/A9N21689
Schneider Electric | Schneider Electric | 01022021 |  | Schneider Electric |  | SED | A9N21690 |  |  | 124.73 |  | 1 |  | 6 | VIGI IDPN 1PPN 25A 300MA A-SI | VIGI IDPN 1PPN 25A 300MA A-SI BLOC DIFFE |  | VIGI IDPN 1PPN 25A 300MA A-SI RESIDUAL C | [8 empty] | 09.07 | 1 | [8 empty] | 1 | 3606480411779 | 0 |  | 100 | 12 | 5 | 8 | 0.48 | 13606480411776 | 6 | 659 | 27 | 9 | 12 |  | 43606480411777 | 54 | 6418 | 40 | 30 | 30 | [10 empty] | 12 | N | [12 empty] | MH3 | OZ | 8536303099 | [14 empty] | Clario - aardlekhulpblok - Vigi iDPN - 1P + N - 25A - 300mA | Clario - bloc additif mis à la terre - Vigi iDPN - 1P + N - 25 A - 300 mA | [17 empty] | https://eref.se.com/be/nl/sis-tarif/product/A9N21690 | https://eref.se.com/be/fr/sis-tarif/product/A9N21690
Schneider Electric | Schneider Electric | 01022021 |  | Schneider Electric |  | SED | A9N21691 |  |  | 130.44 |  | 1 |  | 6 | VIGI IDPN 1PPN 40A 30MA A-SI | VIGI IDPN 1PPN 40A 30MA A-SI BLOC DIFFER |  | VIGI IDPN 1PPN 40A 30MA A-SI RESIDUAL CU | [8 empty] | 09.07 | 1 | [8 empty] | 1 | 3606480411786 | 0 |  | 109 | 12 | 5 | 8 | 0.48 | 13606480411783 | 6 | 707 | 27 | 9 | 12 |  | 43606480411784 | 54 | 6850 | 40 | 30 | 30 | [10 empty] | 6 | N | [12 empty] | MH3 | OZ | 8536303099 | [14 empty] | Clario - aardlekhulpblok - Vigi iDPN - 1P + N - 40A - 30mA | Clario - bloc additif mis à la terre - Vigi iDPN - 1P + N - 40 A - 30 mA | [17 empty] | https://eref.se.com/be/nl/sis-tarif/product/A9N21691 | https://eref.se.com/be/fr/sis-tarif/product/A9N21691
Schneider Electric | Schneider Electric | 01022021 |  | Schneider Electric |  | SED | A9N21692 |  |  | 124.73 |  | 1 |  | 6 | VIGI IDPN 1PPN 40A 300MA A-SI | VIGI IDPN 1PPN 40A 300MA A-SI BLOC DIFFE |  | VIGI IDPN 1PPN 40A 300MA A-SI RESIDUAL C | [8 empty] | 09.07 | 1 | [8 empty] | 1 | 3606480411793 | 0 |  | 105 | 11 | 8 | 4 | 0.352 | 13606480411790 | 6 | 664 | 26 | 9 | 12 |  | 23606480411797 | 27 | 3150 | 40 | 30 | 15 | [10 empty] | 12 | N | [12 empty] | MH3 | OZ | 8536303099 | [14 empty] | Clario - aardlekhulpblok - Vigi iDPN - 1P + N - 40A - 300mA | Clario - bloc additif mis à la terre - Vigi iDPN - 1P + N - 40 A - 300 mA | [17 empty] | https://eref.se.com/be/nl/sis-tarif/product/A9N21692 | https://eref.se.com/be/fr/sis-tarif/product/A9N21692
Schneider Electric | Schneider Electric | 01022021 |  | Schneider Electric |  | SED | A9N21703 |  |  | 365.66 |  | 1 |  | 3 | VIGI IDPN 3P 25A 30MA A-SI | VIGI IDPN 3P 25A 30MA A-SI BLOC DIFFEREN |  | VIGI IDPN 3P 25A 30MA A-SI RESIDUAL CURR | [8 empty] | 09.07 | 1 | [8 empty] | 1 | 3606480410581 | 0 |  | 203 | 12 | 11 | 8 | 1.056 | 13606480410588 | 3 | 695 | 33 | 9 | 12 |  | 43606480410589 | 18 | 4657 | 40 | 30 | 30 | [10 empty] | 12 | N | [12 empty] | MH3 | OZ | 8536303099 | [14 empty] | Clario - aardlekhulpblok - Vigi iDPN - 3P - 25A - 30mA | Clario - bloc additif mis à la terre - Vigi iDPN - 3P - 25 A - 30 mA | [17 empty] | https://eref.se.com/be/nl/sis-tarif/product/A9N21703 | https://eref.se.com/be/fr/sis-tarif/product/A9N21703
Schneider Electric | Schneider Electric | 01022021 |  | Schneider Electric |  | SED | A9N21704 |  |  | 324.54 |  | 1 |  | 3 | VIGI IDPN 3P 25A 300MA A-SI | VIGI IDPN 3P 25A 300MA A-SI BLOC DIFFERE |  | VIGI IDPN 3P 25A 300MA A-SI RESIDUAL CUR | [8 empty] | 09.07 | 1 | [8 empty] | 1 | 3606480410598 | 0 |  | 189 | 12 | 11 | 8 | 1.056 | 13606480410595 | 3 | 640 | 33 | 9 | 12 |  | 43606480410596 | 18 | 4327 | 40 | 30 | 30 | [10 empty] | 12 | N | [12 empty] | MH3 | OZ | 8536303099 | [14 empty] | Clario - aardlekhulpblok - Vigi iDPN - 3P - 25A - 300mA | Clario - bloc additif mis à la terre - Vigi iDPN - 3P - 25 A - 300 mA | [17 empty] | https://eref.se.com/be/nl/sis-tarif/product/A9N21704 | https://eref.se.com/be/fr/sis-tarif/product/A9N21704
Schneider Electric | Schneider Electric | 01022021 |  | Schneider Electric |  | SED | A9N21705 |  |  | 355.02 |  | 1 |  | 3 | VIGI IDPN 3P 40A 30MA A-SI | VIGI IDPN 3P 40A 30MA A-SI BLOC DIFFEREN |  | VIGI IDPN 3P 40A 30MA A-SI RESIDUAL CURR | [8 empty] | 09.07 | 1 | [8 empty] | 1 | 3606480410604 | 0 |  | 203.9 | 10 | 12 | 8 | 0.96 | 13606480410601 | 3 | 684 | 32 | 12 | 9 |  | 43606480410602 | 18 | 4591 | 40 | 30 | 30 | [10 empty] | 12 | N | [12 empty] | MH3 | OZ | 8536303099 | [14 empty] | Clario - aardlekhulpblok - Vigi iDPN - 3P - 40A - 30mA | Clario - bloc additif mis à la terre - Vigi iDPN - 3P - 40 A - 30 mA | [17 empty] | https://eref.se.com/be/nl/sis-tarif/product/A9N21705 | https://eref.se.com/be/fr/sis-tarif/product/A9N21705
Schneider Electric | Schneider Electric | 01022021 |  | Schneider Electric |  | SED | A9N21706 |  |  | 324.54 |  | 1 |  | 3 | VIGI IDPN 3P 40A 300MA A-SI | VIGI IDPN 3P 40A 300MA A-SI BLOC DIFFERE |  | VIGI IDPN 3P 40A 300MA A-SI RESIDUAL CUR | [8 empty] | 09.07 | 1 | [8 empty] | 1 | 3606480410611 | 0 |  | 192 | 12 | 11 | 8 | 1.056 | 13606480410618 | 3 | 650 | 32.2 | 11.7 | 8.7 |  | 43606480410619 | 18 | 4387 | 40 | 30 | 30 | [10 empty] | 9 | N | [12 empty] | MH3 | OZ | 8536303099 | [14 empty] | Clario - aardlekhulpblok - Vigi iDPN - 3P - 40A - 300mA | Clario - bloc additif mis à la terre - Vigi iDPN - 3P - 40 A - 300 mA | [17 empty] | https://eref.se.com/be/nl/sis-tarif/product/A9N21706 | https://eref.se.com/be/fr/sis-tarif/product/A9N21706
Schneider Electric | Schneider Electric | 01022021 |  | Schneider Electric |  | SED | A9N21717 |  |  | 381.06 |  | 1 |  | 3 | VIGI IDPN 3PPN 25A 30MA A-SI | VIGI IDPN 3PPN 25A 30MA A-SI BLOC DIFFER |  | VIGI IDPN 3PPN 25A 30MA A-SI RESIDUAL CU | [8 empty] | 09.07 | 1 | [8 empty] | 1 | 3606480410697 | 0 |  | 213 | 12 | 11 | 8 | 1.056 | 13606480410694 | 3 | 717 | 32.5 | 12 | 8.5 |  | 43606480410695 | 18 | 4713 | 40 | 30 | 30 | [10 empty] | 2 | Y | [12 empty] | MH3 | OZ | 8536303099 | [14 empty] | Clario - aardlekhulpblok - Vigi iDPN - 3P + N - 25A - 30mA | Clario - bloc additif mis à la terre - Vigi iDPN - 3P + N - 25 A - 30 mA | [17 empty] | https://eref.se.com/be/nl/sis-tarif/product/A9N21717 | https://eref.se.com/be/fr/sis-tarif/product/A9N21717
Schneider Electric | Schneider Electric | 01022021 |  | Schneider Electric |  | SED | A9N21718 |  |  | 345.59 |  | 1 |  | 3 | VIGI IDPN 3PPN 25A 300MA A-SI | VIGI IDPN 3PPN 25A 300MA A-SI BLOC DIFFE |  | VIGI IDPN 3PPN 25A 300MA A-SI RESIDUAL C | [8 empty] | 09.07 | 1 | [8 empty] | 1 | 3606480410703 | 0 |  | 205 | 12 | 11 | 8 | 1.056 | 13606480410700 | 3 | 690 | 32 | 9 | 12 |  | 43606480410701 | 18 | 4627 | 40 | 30 | 30 | [10 empty] | 9 | N | [12 empty] | MH3 | OZ | 8536303099 | [14 empty] | Clario - aardlekhulpblok - Vigi iDPN - 3P + N - 25A - 300mA | Clario - bloc additif mis à la terre - Vigi iDPN - 3P + N - 25 A - 300 mA | [17 empty] | https://eref.se.com/be/nl/sis-tarif/product/A9N21718 | https://eref.se.com/be/fr/sis-tarif/product/A9N21718
Schneider Electric | Schneider Electric | 01022021 |  | Schneider Electric |  | SED | A9N21719 |  |  | 381.06 |  | 1 |  | 3 | VIGI IDPN 3PPN 40A 30MA A-SI | VIGI IDPN 3PPN 40A 30MA A-SI BLOC DIFFER |  | VIGI IDPN 3PPN 40A 30MA A-SI RESIDUAL CU | [8 empty] | 09.07 | 1 | [8 empty] | 1 | 3606480410710 | 0 |  | 221 | 12 | 10 | 9 | 1.08 | 13606480410717 | 3 | 730 | 32 | 9 | 12 |  | 43606480410718 | 18 | 4832 | 40 | 30 | 30 | [10 empty] | 6 | N | [12 empty] | MH3 | OZ | 8536303099 | [14 empty] | Clario - aardlekhulpblok - Vigi iDPN - 3P + N - 40A - 30mA | Clario - bloc additif mis à la terre - Vigi iDPN - 3P + N - 40 A - 30 mA | [17 empty] | https://eref.se.com/be/nl/sis-tarif/product/A9N21719 | https://eref.se.com/be/fr/sis-tarif/product/A9N21719
Schneider Electric | Schneider Electric | 01022021 |  | Schneider Electric |  | SED | A9N21720 |  |  | 345.59 |  | 1 |  | 3 | VIGI IDPN 3PPN 40A 300MA A-SI | VIGI IDPN 3PPN 40A 300MA A-SI BLOC DIFFE |  | VIGI IDPN 3PPN 40A 300MA A-SI RESIDUAL C | [8 empty] | 09.07 | 1 | [8 empty] | 1 | 3606480410727 | 0 |  | 207 | 12 | 10 | 9 | 1.08 | 13606480410724 | 3 | 688 | 32 | 9 | 12 |  | 43606480410725 | 18 | 4615 | 40 | 30 | 30 | [10 empty] | 12 | N | [12 empty] | MH3 | OZ | 8536303099 | [14 empty] | Clario - aardlekhulpblok - Vigi iDPN - 3P + N - 40A - 300mA | Clario - bloc additif mis à la terre - Vigi iDPN - 3P + N - 40 A - 300 mA | [17 empty] | https://eref.se.com/be/nl/sis-tarif/product/A9N21720 | https://eref.se.com/be/fr/sis-tarif/product/A9N21720
Schneider Electric | Schneider Electric | 01022021 |  | Schneider Electric |  | SED | A9N21722 |  |  | 45.79 |  | 1 |  | 12 | IDPN N 1P+N C4 | IDPN DISJ 1P-N 4A C 6000A 10KA 230V |  | IDPN MCB 1P-N 4A C 6000A 10KA 230V | [8 empty] | 09.07 | 1 | [8 empty] | 1 | 3606480530630 | 0 |  | 114.75 | 9 | 7 | 2 | 0.126 | 13606480530637 | 12 | 1422 | 22.5 | 9.5 | 8 |  | 43606480530638 | 144 | 17484 | 40 | 30 | 30 | [10 empty] | 2 | Y | [12 empty] | MH3 | OZ | 8536201090 | [14 empty] | iDPN - stroomonderbreker - 1P+N - 4A - C curve | iDPN - disjoncteur - 1P+N - 4 A - courbe C | [17 empty] | https://eref.se.com/be/nl/sis-tarif/product/A9N21722 | https://eref.se.com/be/fr/sis-tarif/product/A9N21722
Schneider Electric | Schneider Electric | 01022021 |  | Schneider Electric |  | SED | A9N26476 |  |  | 32.34 |  | 1 |  | 8 | MX TRIPPING UNIT 100-415VAC | DECLENCHEUR MX 415VAC 110-130VDC CCC |  | DECLENCHEUR MX 415VAC 110-130VDC CCC | [8 empty] | 09.07 | 1 | [8 empty] | 1 | 3606480378126 | 0 |  | 69 | 10 | 8 | 3 | 0.24 | 13606480378123 | 8 | 598 | 27 | 9 | 10 |  | 43606480378124 | 72 | 6062 | 40 | 30 | 30 | [10 empty] | 2 | Y | [12 empty] | CUX | ZX | 8536301090 | [15 empty] | Excitation en parallèle MX 415 V CA 110-130 V CC | [17 empty] | https://eref.se.com/be/nl/sis-tarif/product/A9N26476 | https://eref.se.com/be/fr/sis-tarif/product/A9N26476
Schneider Electric | Schneider Electric | 01022021 |  | Schneider Electric |  | SED | A9N26477 |  |  | 37.28 |  | 1 |  | 8 | MX SHUNT TRIP 48 VAC / 48VDC | DECLENCHEUR MX 48VAC 48VDC CCC |  | DECLENCHEUR MX 48VAC 48VDC CCC | [8 empty] | 09.07 | 1 | [8 empty] | 1 | 3606480382901 | 0 |  | 72 | 9 | 8 | 3 | 0.216 | 13606480382908 | 8 | 639 | 27 | 9 | 10 |  | 43606480382909 | 72 | 6052 | 40 | 30 | 30 | [10 empty] | 12 | N | [12 empty] | CUX | ZX | 8536303099 | [15 empty] | Excitation en parallèle MX 48 V CA 48 V CC | [17 empty] | https://eref.se.com/be/nl/sis-tarif/product/A9N26477 | https://eref.se.com/be/fr/sis-tarif/product/A9N26477
Schneider Electric | Schneider Electric | 01022021 |  | Schneider Electric |  | SED | A9N26478 |  |  | 37.28 |  | 1 |  | 8 | MX SHUNT TRIP 12 - 24VAC / 12 - 24VDC | DECLENCHEUR MX 12-24VAC 12-24VDC CCC |  | DECLENCHEUR MX 12-24VAC 12-24VDC CCC | [8 empty] | 09.07 | 1 | [8 empty] | 1 | 3606480382918 | 0 |  | 71 | 10 | 8 | 3 | 0.24 | 13606480382915 | 8 | 627 | 26.5 | 9.5 | 8.5 |  | 43606480382916 | 72 | 6092 | 40 | 30 | 30 | [10 empty] | 6 | N | [12 empty] | CUX | ZX | 8536301090 | [15 empty] | Excitation en parallèle MX 12-24 V CA 12-24 V CC | [17 empty] | https://eref.se.com/be/nl/sis-tarif/product/A9N26478 | https://eref.se.com/be/fr/sis-tarif/product/A9N26478
Schneider Electric | Schneider Electric | 01022021 |  | Schneider Electric |  | SED | A9N26899 |  |  | 30.83 |  | 1 |  | 12 | HULPELEMENT IOF+SD MET TI24 MODULE | Auxiliaire OF+SD24 |  | OF SD 24V CC AVEC INTERFACE TI24 | [8 empty] | 09.07 | 1 | [8 empty] | 1 | 3606480465376 | 0 |  | 35 | 10 | 8 | 2 | 0.16 | 13606480465373 | 12 | 481 | 27 | 9 | 10 |  | 43606480465374 | 108 | 4864 | 40 | 30 | 30 | [10 empty] | 6 | N | [12 empty] | CUF | ZF | 8538909999 | [14 empty] | Hulpcontact OF+SD - 24V DC met Ti24 PLC interface | Contact auxiliaire OF+SD - 24 V CC avec interface Ti24 PLC | [17 empty] | https://eref.se.com/be/nl/sis-tarif/product/A9N26899 | https://eref.se.com/be/fr/sis-tarif/product/A9N26899
Schneider Electric | Schneider Electric | 01022021 |  | Schneider Electric |  | SED | A9N26924 |  |  | 20.6 |  | 1 |  | 12 | OF HULPCONTACT C60 C120 IDPN | CONTACT OF AC DC CCC / GHOST-RT |  | AUX CONTACT OC PLUS 1 SD AND OF AC DC | [8 empty] | 09.07 | 1 | [8 empty] | 1 | 3606480382925 | 0 |  | 38 | 9 | 8 | 2 | 0.144 | 13606480382922 | 12 | 512 | 26.5 | 10 | 8.7 |  | 43606480382923 | 108 | 5088 | 40 | 30 | 30 |  | 73606480382924 | 864 | 53480 | 120 | 80 | 50 |  |  |  | 2 | Y | [12 empty] | CUX | ZX | 8536508090 | [15 empty] | Contact auxiliaire OC plus 1 SD et OF CA CC | [17 empty] | https://eref.se.com/be/nl/sis-tarif/product/A9N26924 | https://eref.se.com/be/fr/sis-tarif/product/A9N26924
Schneider Electric | Schneider Electric | 01022021 |  | Schneider Electric |  | SED | A9N26927 |  |  | 20.6 |  | 1 |  | 12 | SD FOUTSIGNALERINGSCONTACT C60/ID | CONCTACT SD AC DC CCC / GHOST-RT |  | AUXILIARY CONTACT ALARM SD AC DC CCC / G | [8 empty] | 09.07 | 1 | [8 empty] | 1 | 3606480382932 | 0 |  | 38 | 9 | 8 | 2 | 0.144 | 13606480382939 | 12 | 514 | 26.5 | 10 | 8.7 |  | 43606480382930 | 108 | 5130 | 40 | 30 | 30 |  | 73606480382931 | 864 | 53480 | 120 | 80 | 50 |  |  |  | 2 | Y | [12 empty] | CUX | ZX | 8536508090 | [33 empty] | https://eref.se.com/be/nl/sis-tarif/product/A9N26927 | https://eref.se.com/be/fr/sis-tarif/product/A9N26927
Schneider Electric | Schneider Electric | 01022021 |  | Schneider Electric |  | SED | A9N26929 |  |  | 31.14 |  | 1 |  | 12 | OF/SD+OF HULP/ SIGNAALCONTACT | CONTACT OF PLUS 1 SD ET OF |  | AUXILIARY CONTACT OC PLUS 1 SD AND OF AC | [8 empty] | 09.07 | 1 | [8 empty] | 1 | 3606480382949 | 0 |  | 46 | 9 | 8 | 2 | 0.144 | 13606480382946 | 12 | 614 | 26.5 | 10 | 8.7 |  | 43606480382947 | 108 | 6009 | 40 | 30 | 30 | [10 empty] | 2 | Y | [12 empty] | CUX | ZX | 8536508090 | [15 empty] | Contact auxiliaire OC plus 1 SD et OF CA CC | [17 empty] | https://eref.se.com/be/nl/sis-tarif/product/A9N26929 | https://eref.se.com/be/fr/sis-tarif/product/A9N26929
Schneider Electric | Schneider Electric | 01022021 |  | Schneider Electric |  | SED | A9N26946 |  |  | 37.28 |  | 1 |  | 8 | MX+OF TRIPPING UNIT 100-415VAC | DECLENCHEUR MX ET CONTACT OF 220-415VAC |  | MX SHUNT TRIP MX PLUS 1 OF 220-415VAC DC | [8 empty] | 09.07 | 1 | [8 empty] | 1 | 3606480382956 | 0 |  | 70 | 9 | 3 | 8 | 0.216 | 13606480382953 | 8 | 624 | 26.5 | 10 | 8.7 |  | 43606480382954 | 72 | 6103 | 40 | 30 | 30 | [10 empty] | 6 | N | [12 empty] | CUX | ZX | 8536301090 | [15 empty] | Excitation en parallèle MX plus 1 OF 220-415 V CA CC | [17 empty] | https://eref.se.com/be/nl/sis-tarif/product/A9N26946 | https://eref.se.com/be/fr/sis-tarif/product/A9N26946
Schneider Electric | Schneider Electric | 01022021 |  | Schneider Electric |  | SED | A9N26947 |  |  | 37.28 |  | 1 |  | 8 | MX+OF TRIPPING UNIT 48VAC | DECLENCHEUR MX ET CONTACT OF 48-130VAC D |  | MX SHUNT TRIP MX PLUS 1 OF 48-130VAC DC | [8 empty] | 09.07 | 1 | [8 empty] | 1 | 3606480382963 | 0 |  | 77 | 9 | 8 | 3 | 0.216 | 13606480382960 | 8 | 674 | 26.5 | 10 | 8.5 |  | 43606480382961 | 72 | 6538 | 40 | 30 | 30 | [10 empty] | 6 | N | [12 empty] | CUX | ZX | 8536301090 | [15 empty] | Excitation en parallèle MX plus 1 OF 48/130 V CA CC | [17 empty] | https://eref.se.com/be/nl/sis-tarif/product/A9N26947 | https://eref.se.com/be/fr/sis-tarif/product/A9N26947
Schneider Electric | Schneider Electric | 01022021 |  | Schneider Electric |  | SED | A9N26948 |  |  | 37.28 |  | 1 |  | 8 | MX+OF TRIPPING UNIT 12-24VAC | DECLENCHEUR MX ET CONTACT OF 24VAC DC CC |  | MX SHUNT TRIP MX PLUS 1 OF 24VAC DC CCC | [8 empty] | 09.07 | 1 | [8 empty] | 1 | 3606480382970 | 0 |  | 78 | 9 | 3 | 8 | 0.216 | 13606480382977 | 8 | 716 | 26.5 | 10 | 8.7 |  | 43606480382978 | 72 | 6580 | 40 | 30 | 30 | [10 empty] | 2 | Y | [12 empty] | CUX | ZX | 8536301090 | [15 empty] | Excitation en parallèle MX plus 1 OF24 V CA CC | [17 empty] | https://eref.se.com/be/nl/sis-tarif/product/A9N26948 | https://eref.se.com/be/fr/sis-tarif/product/A9N26948
Schneider Electric | Schneider Electric | 01022021 |  | Schneider Electric |  | SED | A9N26959 |  |  | 62.08 |  | 1 |  | 8 | MN TRIPPING UNIT 115VAC | DECLENCHEUR VOLTMETRIQUE MN 115VAC 400HZ |  | VOLTAGE RELEASE MN 115VAC 400HZDC CCC | [8 empty] | 09.07 | 1 | [8 empty] | 1 | 3606480382987 | 0 |  | 77 | 9 | 8 | 3 | 0.216 | 13606480382984 | 8 | 678 | 26.5 | 9.8 | 8.5 |  | 43606480382985 | 72 | 6589 | 40 | 30 | 30 | [10 empty] | 10 | N | [12 empty] | CUX | ZX | 8536301090 | [15 empty] | Déclenchement de tension MN 115 V CA 400 hz CC | [17 empty] | https://eref.se.com/be/nl/sis-tarif/product/A9N26959 | https://eref.se.com/be/fr/sis-tarif/product/A9N26959
Schneider Electric | Schneider Electric | 01022021 |  | Schneider Electric |  | SED | A9N26960 |  |  | 62.08 |  | 1 |  | 8 | MN TRIPPING UNIT 220-240VAC | DECLENCHEUR VOLTMETRIQUE MN 220-240VAC D |  | VOLTAGE RELEASE MN 220-240VAC DC GHOST | [8 empty] | 09.07 | 1 | [8 empty] | 1 | 3606480382994 | 0 |  | 79 | 9 | 8 | 3 | 0.216 | 13606480382991 | 8 | 684 | 8.5 | 27 | 10 |  | 43606480382992 | 72 | 6643 | 30 | 40 | 30 | [10 empty] | 2 | Y | [12 empty] | CUX | ZX | 8536301090 | [15 empty] | Déclenchement de tension MN 220-240 V CA CC | [17 empty] | https://eref.se.com/be/nl/sis-tarif/product/A9N26960 | https://eref.se.com/be/fr/sis-tarif/product/A9N26960
Schneider Electric | Schneider Electric | 01022021 |  | Schneider Electric |  | SED | A9N26961 |  |  | 62.08 |  | 1 |  | 8 | MN TRIPPING UNIT 48VAC | DECLENCHEUR VOLTMETRIQUE MN 48VAC DC GHO |  | VOLTAGE RELEASE MN 48VAC DC GHOST | [8 empty] | 09.07 | 1 | [8 empty] | 1 | 3606480383007 | 0 |  | 72 | 9 | 8 | 3 | 0.216 | 13606480383004 | 8 | 638 | 8.5 | 26.5 | 10 |  | 43606480383005 | 72 | 6229 | 30 | 40 | 30 | [10 empty] | 6 | N | [12 empty] | CUX | ZX | 8536301090 | [33 empty] | https://eref.se.com/be/nl/sis-tarif/product/A9N26961 | https://eref.se.com/be/fr/sis-tarif/product/A9N26961
Schneider Electric | Schneider Electric | 01022021 |  | Schneider Electric |  | SED | A9N26963 |  |  | 65.27 |  | 1 |  | 8 | MNS TRIPPING UNIT 220-240VAC | DECLENCHEUR VOLTMETRIQUE MN (S) 220-240V |  | VOLTAGE RELEASE MN (S) 220-240VAC DC GHO | [8 empty] | 09.07 | 1 | [8 empty] | 1 | 3606480383014 | 0 |  | 79 | 9 | 8 | 3 | 0.216 | 13606480383011 | 8 | 678 | 26.7 | 10 | 9 |  | 43606480383012 | 72 | 6591 | 40 | 30 | 30 | [10 empty] | 6 | N | [12 empty] | CUX | ZX | 8536301090 | [15 empty] | Déclenchement de tension MN (S) 220-240 V CA CC | [17 empty] | https://eref.se.com/be/nl/sis-tarif/product/A9N26963 | https://eref.se.com/be/fr/sis-tarif/product/A9N26963
Schneider Electric | Schneider Electric | 01022021 |  | Schneider Electric |  | SED | A9N26969 |  |  | 72.39 |  | 1 |  | 8 | MNX TRIPPING UNIT 220-240VAC | DECLENCHEUR VOLTMETRIQUE MNX 220-240VAC |  | VOLTAGE RELEASE MNX 220-240VAC DC GHOST | [8 empty] | 09.07 | 1 | [8 empty] | 1 | 3606480383021 | 0 |  | 83 | 10 | 8 | 3 | 0.24 | 13606480383028 | 8 | 723 | 27 | 9 | 10 |  | 43606480383029 | 72 | 7020 | 40 | 30 | 30 | [10 empty] | 6 | N | [12 empty] | CUX | ZX | 8536301090 | [15 empty] | Déclenchement de tension MNx 220-240 V CA CC | [17 empty] | https://eref.se.com/be/nl/sis-tarif/product/A9N26969 | https://eref.se.com/be/fr/sis-tarif/product/A9N26969
Schneider Electric | Schneider Electric | 01022021 |  | Schneider Electric |  | SED | A9N26971 |  |  | 70.57 |  | 1 |  | 8 | MNX TRIPPING UNIT 380-415VAC | DECLENCHEUR A SEUIL DE TENSION MSU |  | VOLTAGE RELEASE MNX 380-415VAC DC GHOST | [8 empty] | 09.07 | 1 | [8 empty] | 1 | 3606480383038 | 0 |  | 85 | 10 | 8 | 3 | 0.24 | 13606480383035 | 8 | 736 | 27 | 9 | 10 |  | 43606480383036 | 72 | 7144 | 40 | 30 | 30 | [10 empty] | 6 | N | [12 empty] | CUX | ZX | 8536301090 | [15 empty] | Déclenchement de tension MNx 380-415 V CA CC | [17 empty] | https://eref.se.com/be/nl/sis-tarif/product/A9N26971 | https://eref.se.com/be/fr/sis-tarif/product/A9N26971
Schneider Electric | Schneider Electric | 01022021 |  | Schneider Electric |  | SED | A9N27062 |  |  | 4.45 |  | 1 |  | 18 | OPVULMODUUL 9MM DIN-RAIL | INTERCALAIRE 9MM |  | 9MM SPACER | [18 empty] | 1 | 3606480383670 | 0 |  | 14 | 8 | 7 | 1 | 0.056 | 13606480383677 | 18 | 303 | 18.2 | 9.5 | 8.8 |  | 43606480383678 | 432 | 7786 | 60 | 40 | 30 | [10 empty] | 2 | Y | [12 empty] | CUX | ZX | 3926909790 | [33 empty] | https://eref.se.com/be/nl/sis-tarif/product/A9N27062 | https://eref.se.com/be/fr/sis-tarif/product/A9N27062
Schneider Electric | Schneider Electric | 01022021 |  | Schneider Electric |  | SED | A9N61500 |  |  | 22.44 |  | 1 |  | 12 | C60H-DC 250VDC 0,5A 1P C | C60H-DC 250VDC 0,5A 1P C |  | CIRCUIT BREAKER C60H-DC 250VDC 0,5A 1P C | [8 empty] | 09.07 | 1 | [8 empty] | 1 | 3606480424021 | 0 |  | 117 | 9 | 2 | 7 | 0.126 | 13606480424028 | 12 | 1437 | 23 | 8 | 9 |  | 43606480424029 | 144 | 17731 | 40 | 30 | 30 | [10 empty] | 7 | N | [12 empty] | CUD | ZD | 8536201090 | [14 empty] | Automaat C60H-DC 250VDC 0,5A 1P C | DISJONCTEUR C60H-DC 250VDC 0,5A 1P C | [17 empty] | https://eref.se.com/be/nl/sis-tarif/product/A9N61500 | https://eref.se.com/be/fr/sis-tarif/product/A9N61500
Schneider Electric | Schneider Electric | 01022021 |  | Schneider Electric |  | SED | A9N61501 |  |  | 22.44 |  | 1 |  | 12 | C60H-DC 250VDC 1A 1P C | C60H-DC 250VDC 1A 1P C |  | CIRCUIT BREAKER C60H-DC 250VDC 1A 1P C | [8 empty] | 09.07 | 1 | [8 empty] | 1 | 3606480424038 | 0 |  | 111 | 9 | 2 | 7 | 0.126 | 13606480424035 | 12 | 1461 | 22 | 8 | 9 |  | 43606480424036 | 144 | 18019 | 40 | 30 | 30 | [10 empty] | 2 | Y | [12 empty] | CUD | ZD | 8536201090 | [14 empty] | Automaat C60H-DC 250VDC 1A 1P C | DISJONCTEUR C60H-DC 250VDC 1A 1P C | [17 empty] | https://eref.se.com/be/nl/sis-tarif/product/A9N61501 | https://eref.se.com/be/fr/sis-tarif/product/A9N61501
Schneider Electric | Schneider Electric | 01022021 |  | Schneider Electric |  | SED | A9N61502 |  |  | 22.44 |  | 1 |  | 12 | C60H-DC 250VDC 2A 1P C | C60H-DC 250VDC 2A 1P C |  | CIRCUIT BREAKER C60H-DC 250VDC 2A 1P C | [8 empty] | 09.07 | 1 | [8 empty] | 1 | 3606480424045 | 0 |  | 114 | 8 | 2 | 7 | 0.112 | 13606480424042 | 12 | 1418 | 23 | 8 | 10 |  | 43606480424043 | 144 | 17476 | 40 | 30 | 30 | [10 empty] | 2 | Y | [12 empty] | CUD | ZD | 8536201090 | [14 empty] | Automaat C60H-DC 250VDC 2A 1P C | DISJONCTEUR C60H-DC 250VDC 2A 1P C | [17 empty] | https://eref.se.com/be/nl/sis-tarif/product/A9N61502 | https://eref.se.com/be/fr/sis-tarif/product/A9N61502
Schneider Electric | Schneider Electric | 01022021 |  | Schneider Electric |  | SED | A9N61503 |  |  | 22.44 |  | 1 |  | 12 | C60H-DC 250VDC 3A 1P C | C60H-DC 250VDC 3A 1P C |  | CIRCUIT BREAKER C60H-DC 250VDC 3A 1P C | [8 empty] | 09.07 | 1 | [8 empty] | 1 | 3606480424052 | 0 |  | 117 | 8 | 2 | 7 | 0.112 | 13606480424059 | 12 | 1465 | 22 | 8 | 9 |  | 43606480424050 | 144 | 18302 | 40 | 30 | 30 | [10 empty] | 2 | Y | [12 empty] | CUD | ZD | 8536201090 | [14 empty] | Automaat C60H-DC 250VDC 3A 1P C | DISJONCTEUR C60H-DC 250VDC 3A 1P C | [17 empty] | https://eref.se.com/be/nl/sis-tarif/product/A9N61503 | https://eref.se.com/be/fr/sis-tarif/product/A9N61503
Schneider Electric | Schneider Electric | 01022021 |  | Schneider Electric |  | SED | A9N61504 |  |  | 22.44 |  | 1 |  | 12 | C60H-DC 250VDC 4A 1P C | C60H-DC 250VDC 4A 1P C |  | CIRCUIT BREAKER C60H-DC 250VDC 4A 1P C | [8 empty] | 09.07 | 1 | [8 empty] | 1 | 3606480424069 | 0 |  | 70 | 9 | 2 | 7 | 0.126 | 13606480424066 | 12 | 1420 | 20 | 10 | 30 |  | 43606480424067 | 144 | 17569 | 40 | 30 | 30 |  | 73606480424068 | 1152 | 152216 | 12 | 8 | 8 |  |  |  | 2 | Y | [12 empty] | CUD | ZD | 8536201090 | [14 empty] | Automaat C60H-DC 250VDC 4A 1P C | DISJONCTEUR C60H-DC 250VDC 4A 1P C | [17 empty] | https://eref.se.com/be/nl/sis-tarif/product/A9N61504 | https://eref.se.com/be/fr/sis-tarif/product/A9N61504
Schneider Electric | Schneider Electric | 01022021 |  | Schneider Electric |  | SED | A9N61505 |  |  | 22.44 |  | 1 |  | 12 | C60H-DC 250VDC 5A 1P C | C60H-DC 250VDC 5A 1P C |  | CIRCUIT BREAKER C60H-DC 250VDC 5A 1P C | [8 empty] | 09.07 | 1 | [8 empty] | 1 | 3606480424076 | 0 |  | 116 | 9 | 2 | 7 | 0.126 | 13606480424073 | 12 | 1449 | 22 | 8 | 9 |  | 43606480424074 | 144 | 17875 | 40 | 30 | 30 | [10 empty] | 2 | Y | [12 empty] | CUD | ZD | 8536201090 | [14 empty] | Automaat C60H-DC 250VDC 5A 1P C | DISJONCTEUR C60H-DC 250VDC 5A 1P C | [17 empty] | https://eref.se.com/be/nl/sis-tarif/product/A9N61505 | https://eref.se.com/be/fr/sis-tarif/product/A9N61505
Schneider Electric | Schneider Electric | 01022021 |  | Schneider Electric |  | SED | A9N61506 |  |  | 22.44 |  | 1 |  | 12 | C60H-DC 250VDC 6A 1P C | C60H-DC 250VDC 6A 1P C |  | CIRCUIT BREAKER C60H-DC 250VDC 6A 1P C | [8 empty] | 09.07 | 1 | [8 empty] | 1 | 3606480424083 | 0 |  | 112 | 9 | 2 | 7 | 0.126 | 13606480424080 | 12 | 1380 | 20 | 30 | 2.9 |  | 43606480424081 | 144 | 17110 | 40 | 30 | 30 | [10 empty] | 2 | Y | [12 empty] | CUD | ZD | 8536201090 | [14 empty] | Automaat C60H-DC 250VDC 6A 1P C | DISJONCTEUR C60H-DC 250VDC 6A 1P C | [17 empty] | https://eref.se.com/be/nl/sis-tarif/product/A9N61506 | https://eref.se.com/be/fr/sis-tarif/product/A9N61506
Schneider Electric | Schneider Electric | 01022021 |  | Schneider Electric |  | SED | A9N61508 |  |  | 24.85 |  | 1 |  | 12 | C60H-DC 250VDC 10A 1P C | C60H-DC 250VDC 10A 1P C |  | CIRCUIT BREAKER C60H-DC 250VDC 10A 1P C | [8 empty] | 09.07 | 1 | [8 empty] | 1 | 3606480424090 | 0 |  | 112 | 8 | 2 | 7 | 0.112 | 13606480424097 | 12 | 1379 | 20 | 30 | 2.65 |  | 43606480424098 | 144 | 17035 | 40 | 30 | 30 |  | 73606480424099 | 1152 | 148280 | 120 | 80 | 80 |  |  |  | 2 | Y | [12 empty] | CUD | ZD | 8536201090 | [14 empty] | Automaat C60H-DC 250VDC 10A 1P C | DISJONCTEUR C60H-DC 250VDC 10A 1P C | [17 empty] | https://eref.se.com/be/nl/sis-tarif/product/A9N61508 | https://eref.se.com/be/fr/sis-tarif/product/A9N61508
Schneider Electric | Schneider Electric | 01022021 |  | Schneider Electric |  | SED | A9N61509 |  |  | 24.85 |  | 1 |  | 12 | C60H-DC 250VDC 13A 1P C | C60H-DC 250VDC 13A 1P C |  | CIRCUIT BREAKER C60H-DC 250VDC 13A 1P C | [8 empty] | 09.07 | 1 | [8 empty] | 1 | 3606480424106 | 0 |  | 115 | 9 | 2 | 7 | 0.126 | 13606480424103 | 12 | 1384 | 22 | 9 | 8 |  | 43606480424104 | 144 | 17095 | 40 | 30 | 30 | [10 empty] | 7 | N | [12 empty] | CUD | ZD | 8536201090 | [14 empty] | Automaat C60H-DC 250VDC 13A 1P C | DISJONCTEUR C60H-DC 250VDC 13A 1P C | [17 empty] | https://eref.se.com/be/nl/sis-tarif/product/A9N61509 | https://eref.se.com/be/fr/sis-tarif/product/A9N61509
Schneider Electric | Schneider Electric | 01022021 |  | Schneider Electric |  | SED | A9N61510 |  |  | 24.85 |  | 1 |  | 12 | C60H-DC 250VDC 15A 1P C | C60H-DC 250VDC 15A 1P C |  | CIRCUIT BREAKER C60H-DC 250VDC 15A 1P C | [8 empty] | 09.07 | 1 | [8 empty] | 1 | 3606480424113 | 0 |  | 112 | 9 | 2 | 7 | 0.126 | 13606480424110 | 12 | 1416 | 22 | 8 | 9 |  | 43606480424111 | 144 | 17344 | 40 | 30 | 30 | [10 empty] | 7 | N | [12 empty] | CUD | ZD | 8536201090 | [14 empty] | Automaat C60H-DC 250VDC 15A 1P C | DISJONCTEUR C60H-DC 250VDC 15A 1P C | [17 empty] | https://eref.se.com/be/nl/sis-tarif/product/A9N61510 | https://eref.se.com/be/fr/sis-tarif/product/A9N61510
Schneider Electric | Schneider Electric | 01022021 |  | Schneider Electric |  | SED | A9N61511 |  |  | 24.85 |  | 1 |  | 12 | C60H-DC 250VDC 16A 1P C | C60H-DC 250VDC 16A 1P C |  | CIRCUIT BREAKER C60H-DC 250VDC 16A 1P C | [8 empty] | 09.07 | 1 | [8 empty] | 1 | 3606480424120 | 0 |  | 112 | 9 | 2 | 7 | 0.126 | 13606480424127 | 12 | 1398 | 20 | 10 | 30 |  | 43606480424128 | 144 | 17302 | 40 | 30 | 30 |  | 73606480424129 | 1152 | 153352 | 120 | 80 | 80 |  |  |  | 7 | N | [12 empty] | CUD | ZD | 8536201090 | [14 empty] | Automaat C60H-DC 250VDC 16A 1P C | DISJONCTEUR C60H-DC 250VDC 16A 1P C | [17 empty] | https://eref.se.com/be/nl/sis-tarif/product/A9N61511 | https://eref.se.com/be/fr/sis-tarif/product/A9N61511
Schneider Electric | Schneider Electric | 01022021 |  | Schneider Electric |  | SED | A9N61512 |  |  | 24.85 |  | 1 |  | 12 | C60H-DC 250VDC 20A 1P C | C60H-DC 250VDC 20A 1P C |  | CIRCUIT BREAKER C60H-DC 250VDC 20A 1P C | [8 empty] | 09.07 | 1 | [8 empty] | 1 | 3606480424137 | 0 |  | 113 | 9 | 2 | 7 | 0.126 | 13606480424134 | 12 | 1416 | 23 | 8 | 9 |  | 43606480424135 | 144 | 17479 | 40 | 30 | 30 | [10 empty] | 2 | Y | [12 empty] | CUD | ZD | 8536201090 | [14 empty] | Automaat C60H-DC 250VDC 20A 1P C | DISJONCTEUR C60H-DC 250VDC 20A 1P C | [17 empty] | https://eref.se.com/be/nl/sis-tarif/product/A9N61512 | https://eref.se.com/be/fr/sis-tarif/product/A9N61512
Schneider Electric | Schneider Electric | 01022021 |  | Schneider Electric |  | SED | A9N61513 |  |  | 26.38 |  | 1 |  | 12 | C60H-DC 250VDC 25A 1P C | C60H-DC 250VDC 25A 1P C |  | CIRCUIT BREAKER C60H-DC 250VDC 25A 1P C | [8 empty] | 09.07 | 1 | [8 empty] | 1 | 3606480424144 | 0 |  | 121 | 9 | 2 | 7 | 0.126 | 13606480424141 | 12 | 1552 | 20 | 10 | 30 |  | 43606480424142 | 144 | 17666 | 40 | 30 | 30 | [10 empty] | 2 | Y | [12 empty] | CUD | ZD | 8536201090 | [14 empty] | Automaat C60H-DC 250VDC 25A 1P C | DISJONCTEUR C60H-DC 250VDC 25A 1P C | [17 empty] | https://eref.se.com/be/nl/sis-tarif/product/A9N61513 | https://eref.se.com/be/fr/sis-tarif/product/A9N61513
Schneider Electric | Schneider Electric | 01022021 |  | Schneider Electric |  | SED | A9N61514 |  |  | 26.38 |  | 1 |  | 12 | C60H-DC 250VDC 30A 1P C | C60H-DC 250VDC 30A 1P C |  | CIRCUIT BREAKER C60H-DC 250VDC 30A 1P C | [8 empty] | 09.07 | 1 | [8 empty] | 1 | 3606480424151 | 0 |  | 125 | 9 | 2 | 7 | 0.126 | 13606480424158 | 12 | 1500 | 22 | 9 | 8 |  | 43606480424159 | 144 | 18487 | 40 | 30 | 30 | [10 empty] | 7 | N | [12 empty] | CUD | ZD | 8536201090 | [14 empty] | Automaat C60H-DC 250VDC 30A 1P C | DISJONCTEUR C60H-DC 250VDC 30A 1P C | [17 empty] | https://eref.se.com/be/nl/sis-tarif/product/A9N61514 | https://eref.se.com/be/fr/sis-tarif/product/A9N61514
Schneider Electric | Schneider Electric | 01022021 |  | Schneider Electric |  | SED | A9N61515 |  |  | 26.38 |  | 1 |  | 12 | C60H-DC 250VDC 32A 1P C | C60H-DC 250VDC 32A 1P C |  | CIRCUIT BREAKER C60H-DC 250VDC 32A 1P C | [8 empty] | 09.07 | 1 | [8 empty] | 1 | 3606480424168 | 0 |  | 121 | 8 | 2 | 7 | 0.112 | 13606480424165 | 12 | 1498 | 20 | 10 | 30 |  | 43606480424166 | 144 | 18467 | 40 | 30 | 30 | [10 empty] | 7 | N | [12 empty] | CUD | ZD | 8536201090 | [14 empty] | Automaat C60H-DC 250VDC 32A 1P C | DISJONCTEUR C60H-DC 250VDC 32A 1P C | [17 empty] | https://eref.se.com/be/nl/sis-tarif/product/A9N61515 | https://eref.se.com/be/fr/sis-tarif/product/A9N61515
Schneider Electric | Schneider Electric | 01022021 |  | Schneider Electric |  | SED | A9N61517 |  |  | 29.36 |  | 1 |  | 12 | C60H-DC 250VDC 40A 1P C | C60H-DC 250VDC 40A 1P C |  | CIRCUIT BREAKER C60H-DC 250VDC 40A 1P C | [8 empty] | 09.07 | 1 | [8 empty] | 1 | 3606480424175 | 0 |  | 122 | 9 | 2 | 7 | 0.126 | 13606480424172 | 12 | 1504 | 22 | 8 | 9 |  | 43606480424173 | 144 | 18751 | 40 | 30 | 30 | [10 empty] | 7 | N | [12 empty] | CUD | ZD | 8536201090 | [14 empty] | Automaat C60H-DC 250VDC 40A 1P C | DISJONCTEUR C60H-DC 250VDC 40A 1P C | [17 empty] | https://eref.se.com/be/nl/sis-tarif/product/A9N61517 | https://eref.se.com/be/fr/sis-tarif/product/A9N61517
Schneider Electric | Schneider Electric | 01022021 |  | Schneider Electric |  | SED | A9N61518 |  |  | 29.36 |  | 1 |  | 12 | C60H-DC 250VDC 50A 1P C | C60H-DC 250VDC 50A 1P C |  | CIRCUIT BREAKER C60H-DC 250VDC 50A 1P C | [8 empty] | 09.07 | 1 | [8 empty] | 1 | 3606480424182 | 0 |  | 122 | 8 | 2 | 7 | 0.112 | 13606480424189 | 12 | 1510 | 22 | 8 | 9 |  | 43606480424180 | 144 | 18732 | 40 | 30 | 30 | [10 empty] | 7 | N | [12 empty] | CUD | ZD | 8536201090 | [14 empty] | Automaat C60H-DC 250VDC 50A 1P C | DISJONCTEUR C60H-DC 250VDC 50A 1P C | [17 empty] | https://eref.se.com/be/nl/sis-tarif/product/A9N61518 | https://eref.se.com/be/fr/sis-tarif/product/A9N61518
Schneider Electric | Schneider Electric | 01022021 |  | Schneider Electric |  | SED | A9N61519 |  |  | 29.36 |  | 1 |  | 12 | C60H-DC 250VDC 63A 1P C | C60H-DC 250VDC 63A 1P C |  | CIRCUIT BREAKER C60H-DC 250VDC 63A 1P C | [8 empty] | 09.07 | 1 | [8 empty] | 1 | 3606480424199 | 0 |  | 129 | 8 | 2 | 7 | 0.112 | 13606480424196 | 12 | 1552 | 22 | 8 | 9 |  | 43606480424197 | 144 | 19182 | 40 | 30 | 30 | [10 empty] | 7 | N | [12 empty] | CUD | ZD | 8536209090 | [14 empty] | Automaat C60H-DC 250VDC 63A 1P C | DISJONCTEUR C60H-DC 250VDC 63A 1P C | [17 empty] | https://eref.se.com/be/nl/sis-tarif/product/A9N61519 | https://eref.se.com/be/fr/sis-tarif/product/A9N61519
Schneider Electric | Schneider Electric | 01022021 |  | Schneider Electric |  | SED | A9N61520 |  |  | 57.13 |  | 1 |  | 6 | C60H-DC 500VDC 0,5A 2P C | C60H-DC 500VDC 0,5A 2P C |  | CIRCUIT BREAKER C60H-DC 500VDC 0,5A 2P C | [8 empty] | 09.07 | 1 | [8 empty] | 1 | 3606480424205 | 0 |  | 240 | 9 | 3 | 7 | 0.189 | 13606480424202 | 6 | 1442 | 22 | 8 | 9 |  | 43606480424203 | 72 | 17791 | 40 | 30 | 30 | [10 empty] | 7 | N | [12 empty] | CUD | ZD | 8536201090 | [14 empty] | Automaat C60H-DC 500VDC 0,5A 2P C | DISJONCTEUR C60H-DC 500VDC 0,5A 2P C | [17 empty] | https://eref.se.com/be/nl/sis-tarif/product/A9N61520 | https://eref.se.com/be/fr/sis-tarif/product/A9N61520
Schneider Electric | Schneider Electric | 01022021 |  | Schneider Electric |  | SED | A9N61521 |  |  | 57.13 |  | 1 |  | 6 | C60H-DC 500VDC 1A 2P C | C60H-DC 500VDC 1A 2P C |  | CIRCUIT BREAKER C60H-DC 500VDC 1A 2P C | [8 empty] | 09.07 | 1 | [8 empty] | 1 | 3606480424212 | 0 |  | 230 | 9 | 4 | 8 | 0.288 | 13606480424219 | 6 | 1394 | 20 | 10 | 30 |  | 43606480424210 | 72 | 17111 | 40 | 30 | 30 |  |  | 576 | 149720 | 120 | 80 | 80 |  |  |  | 2 | Y | [12 empty] | CUD | ZD | 8536201090 | [14 empty] | Automaat C60H-DC 500VDC 1A 2P C | DISJONCTEUR C60H-DC 500VDC 1A 2P C | [17 empty] | https://eref.se.com/be/nl/sis-tarif/product/A9N61521 | https://eref.se.com/be/fr/sis-tarif/product/A9N61521
Schneider Electric | Schneider Electric | 01022021 |  | Schneider Electric |  | SED | A9N61522 |  |  | 57.13 |  | 1 |  | 6 | C60H-DC 500VDC 2A 2P C | C60H-DC 500VDC 2A 2P C |  | CIRCUIT BREAKER C60H-DC 500VDC 2A 2P C | [8 empty] | 09.07 | 1 | [8 empty] | 1 | 3606480424229 | 0 |  | 230 | 8 | 4 | 7 | 0.224 | 13606480424226 | 6 | 1416 | 23 | 9 | 9 |  | 43606480424227 | 72 | 17479 | 40 | 30 | 30 |  |  | 576 | 1.5462e+17 | 0 | 0 | 0 |  |  |  | 2 | Y | [12 empty] | CUD | ZD | 8536201090 | [14 empty] | Automaat C60H-DC 500VDC 2A 2P C | DISJONCTEUR C60H-DC 500VDC 2A 2P C | [17 empty] | https://eref.se.com/be/nl/sis-tarif/product/A9N61522 | https://eref.se.com/be/fr/sis-tarif/product/A9N61522
Schneider Electric | Schneider Electric | 01022021 |  | Schneider Electric |  | SED | A9N61523 |  |  | 57.13 |  | 1 |  | 6 | C60H-DC 500VDC 3A 2P C | C60H-DC 500VDC 3A 2P C |  | CIRCUIT BREAKER C60H-DC 500VDC 3A 2P C | [8 empty] | 09.07 | 1 | [8 empty] | 1 | 3606480424236 | 0 |  | 240 | 9 | 4 | 8 | 0.288 | 13606480424233 | 6 | 1459 | 22 | 8 | 9 |  | 43606480424234 | 72 | 17955 | 40 | 30 | 30 |  | 73606480424235 | 576 | 158632000000000 | 0 | 0 | 0 |  |  |  | 2 | Y | [12 empty] | CUD | ZD | 8536201090 | [14 empty] | Automaat C60H-DC 500VDC 3A 2P C | DISJONCTEUR C60H-DC 500VDC 3A 2P C | [17 empty] | https://eref.se.com/be/nl/sis-tarif/product/A9N61523 | https://eref.se.com/be/fr/sis-tarif/product/A9N61523
Schneider Electric | Schneider Electric | 01022021 |  | Schneider Electric |  | SED | A9N61524 |  |  | 57.13 |  | 1 |  | 6 | C60H-DC 500VDC 4A 2P C | C60H-DC 500VDC 4A 2P C |  | CIRCUIT BREAKER C60H-DC 500VDC 4A 2P C | [8 empty] | 09.07 | 1 | [8 empty] | 1 | 3606480424243 | 0 |  | 228 | 8 | 4 | 7 | 0.224 | 13606480424240 | 6 | 1418 | 20 | 30 | 2.87 |  | 43606480424241 | 72 | 17479 | 40 | 30 | 30 | [10 empty] | 2 | Y | [12 empty] | CUD | ZD | 8536201090 | [14 empty] | Automaat C60H-DC 500VDC 4A 2P C | DISJONCTEUR C60H-DC 500VDC 4A 2P C | [17 empty] | https://eref.se.com/be/nl/sis-tarif/product/A9N61524 | https://eref.se.com/be/fr/sis-tarif/product/A9N61524
Schneider Electric | Schneider Electric | 01022021 |  | Schneider Electric |  | SED | A9N61525 |  |  | 57.13 |  | 1 |  | 6 | C60H-DC 500VDC 5A 2P C | C60H-DC 500VDC 5A 2P C |  | CIRCUIT BREAKER C60H-DC 500VDC 5A 2P C | [8 empty] | 09.07 | 1 | [8 empty] | 1 | 3606480424250 | 0 |  | 232 | 9 | 4 | 8 | 0.288 | 13606480424257 | 6 | 1443 | 23 | 8 | 10 |  | 43606480424258 | 72 | 17948 | 40 | 30 | 30 | [10 empty] | 2 | Y | [12 empty] | CUD | ZD | 8536201090 | [14 empty] | Automaat C60H-DC 500VDC 5A 2P C | DISJONCTEUR C60H-DC 500VDC 5A 2P C | [17 empty] | https://eref.se.com/be/nl/sis-tarif/product/A9N61525 | https://eref.se.com/be/fr/sis-tarif/product/A9N61525
Schneider Electric | Schneider Electric | 01022021 |  | Schneider Electric |  | SED | A9N61526 |  |  | 57.13 |  | 1 |  | 6 | C60H-DC 500VDC 6A 2P C | C60H-DC 500VDC 6A 2P C |  | CIRCUIT BREAKER C60H-DC 500VDC 6A 2P C | [8 empty] | 09.07 | 1 | [8 empty] | 1 | 3606480424267 | 0 |  | 225 | 9 | 4 | 8 | 0.288 | 13606480424264 | 6 | 1398 | 22 | 9 | 8 |  | 43606480424265 | 72 | 17250 | 40 | 30 | 30 |  |  | 576 | 1.4962e+17 | 0 | 0 | 0 |  |  |  | 2 | Y | [12 empty] | CUD | ZD | 8536201090 | [14 empty] | Automaat C60H-DC 500VDC 6A 2P C | DISJONCTEUR C60H-DC 500VDC 6A 2P C | [17 empty] | https://eref.se.com/be/nl/sis-tarif/product/A9N61526 | https://eref.se.com/be/fr/sis-tarif/product/A9N61526
Schneider Electric | Schneider Electric | 01022021 |  | Schneider Electric |  | SED | A9N61528 |  |  | 60.01 |  | 1 |  | 6 | C60H-DC 500VDC 10A 2P C | C60H-DC 500VDC 10A 2P C |  | CIRCUIT BREAKER C60H-DC 500VDC 10A 2P C | [8 empty] | 09.07 | 1 | [8 empty] | 1 | 3606480424274 | 0 |  | 218 | 9 | 4 | 8 | 0.288 | 13606480424271 | 6 | 1384 | 22 | 8 | 9 |  | 43606480424272 | 72 | 17096 | 40 | 30 | 30 |  |  | 576 | 148856000000000 | 0 | 0 | 0 |  |  |  | 2 | Y | [12 empty] | CUD | ZD | 8536201090 | [14 empty] | Automaat C60H-DC 500VDC 10A 2P C | DISJONCTEUR C60H-DC 500VDC 10A 2P C | [17 empty] | https://eref.se.com/be/nl/sis-tarif/product/A9N61528 | https://eref.se.com/be/fr/sis-tarif/product/A9N61528
Schneider Electric | Schneider Electric | 01022021 |  | Schneider Electric |  | SED | A9N61529 |  |  | 60.01 |  | 1 |  | 6 | C60H-DC 500VDC 13A 2P C | C60H-DC 500VDC 13A 2P C |  | CIRCUIT BREAKER C60H-DC 500VDC 13A 2P C | [8 empty] | 09.07 | 1 | [8 empty] | 1 | 3606480424281 | 0 |  | 225 | 9 | 4 | 8 | 0.288 | 13606480424288 | 6 | 1409 | 22 | 8 | 9 |  | 43606480424289 | 72 | 17206 | 40 | 30 | 30 | [10 empty] | 7 | N | [12 empty] | CUD | ZD | 8536201090 | [14 empty] | Automaat C60H-DC 500VDC 13A 2P C | DISJONCTEUR C60H-DC 500VDC 13A 2P C | [17 empty] | https://eref.se.com/be/nl/sis-tarif/product/A9N61529 | https://eref.se.com/be/fr/sis-tarif/product/A9N61529
Schneider Electric | Schneider Electric | 01022021 |  | Schneider Electric |  | SED | A9N61530 |  |  | 60.01 |  | 1 |  | 6 | C60H-DC 500VDC 15A 2P C | C60H-DC 500VDC 15A 2P C |  | CIRCUIT BREAKER C60H-DC 500VDC 15A 2P C | [8 empty] | 09.07 | 1 | [8 empty] | 1 | 3606480424298 | 0 |  | 226 | 9 | 4 | 8 | 0.288 | 13606480424295 | 6 | 1415 | 22 | 8 | 9 |  | 43606480424296 | 72 | 17694 | 40 | 30 | 30 | [10 empty] | 7 | N | [12 empty] | CUD | ZD | 8536201090 | [14 empty] | Automaat C60H-DC 500VDC 15A 2P C | DISJONCTEUR C60H-DC 500VDC 15A 2P C | [17 empty] | https://eref.se.com/be/nl/sis-tarif/product/A9N61530 | https://eref.se.com/be/fr/sis-tarif/product/A9N61530
Schneider Electric | Schneider Electric | 01022021 |  | Schneider Electric |  | SED | A9N61531 |  |  | 60.01 |  | 1 |  | 6 | C60H-DC 500VDC 16A 2P C | C60H-DC 500VDC 16A 2P C |  | CIRCUIT BREAKER C60H-DC 500VDC 16A 2P C | [8 empty] | 09.07 | 1 | [8 empty] | 1 | 3606480424304 | 0 |  | 228 | 9 | 4 | 8 | 0.288 | 13606480424301 | 6 | 1398 | 20 | 10 | 30 |  | 43606480424302 | 72 | 17426 | 40 | 30 | 30 |  | 73606480424303 | 576 | 1.5039e+17 | 0 | 0 | 0 |  |  |  | 2 | Y | [12 empty] | CUD | ZD | 8536201090 | [14 empty] | Automaat C60H-DC 500VDC 16A 2P C | DISJONCTEUR C60H-DC 500VDC 16A 2P C | [17 empty] | https://eref.se.com/be/nl/sis-tarif/product/A9N61531 | https://eref.se.com/be/fr/sis-tarif/product/A9N61531
Schneider Electric | Schneider Electric | 01022021 |  | Schneider Electric |  | SED | A9N61532 |  |  | 60.01 |  | 1 |  | 6 | C60H-DC 500VDC 20A 2P C | C60H-DC 500VDC 20A 2P C |  | CIRCUIT BREAKER C60H-DC 500VDC 20A 2P C | [8 empty] | 09.07 | 1 | [8 empty] | 1 | 3606480424311 | 0 |  | 230 | 9 | 4 | 8 | 0.288 | 13606480424318 | 6 | 1416 | 23 | 8 | 9 |  | 43606480424319 | 72 | 17604 | 40 | 30 | 30 |  | 73606480424310 | 576 | 150968 | 12 | 8 | 8 |  |  |  | 2 | Y | [12 empty] | CUD | ZD | 8536201090 | [14 empty] | Automaat C60H-DC 500VDC 20A 2P C | DISJONCTEUR C60H-DC 500VDC 20A 2P C | [17 empty] | https://eref.se.com/be/nl/sis-tarif/product/A9N61532 | https://eref.se.com/be/fr/sis-tarif/product/A9N61532
Schneider Electric | Schneider Electric | 01022021 |  | Schneider Electric |  | SED | A9N61533 |  |  | 63.9 |  | 1 |  | 6 | C60H-DC 500VDC 25A 2P C | C60H-DC 500VDC 25A 2P C |  | CIRCUIT BREAKER C60H-DC 500VDC 25A 2P C | [8 empty] | 09.07 | 1 | [8 empty] | 1 | 3606480424328 | 0 |  | 230 | 9 | 4 | 8 | 0.288 | 13606480424325 | 6 | 1454 | 20 | 10 | 30 |  | 43606480424326 | 72 | 17893 | 40 | 30 | 30 | [10 empty] | 7 | N | [12 empty] | CUD | ZD | 8536201090 | [14 empty] | Automaat C60H-DC 500VDC 25A 2P C | DISJONCTEUR C60H-DC 500VDC 25A 2P C | [17 empty] | https://eref.se.com/be/nl/sis-tarif/product/A9N61533 | https://eref.se.com/be/fr/sis-tarif/product/A9N61533
Schneider Electric | Schneider Electric | 01022021 |  | Schneider Electric |  | SED | A9N61534 |  |  | 63.9 |  | 1 |  | 6 | C60H-DC 500VDC 30A 2P C | C60H-DC 500VDC 30A 2P C |  | CIRCUIT BREAKER C60H-DC 500VDC 30A 2P C | [8 empty] | 09.07 | 1 | [8 empty] | 1 | 3606480424335 | 0 |  | 242 | 9 | 4 | 8 | 0.288 | 13606480424332 | 6 | 1515 | 22 | 8 | 9 |  | 43606480424333 | 72 | 18906 | 40 | 30 | 30 | [10 empty] | 7 | N | [12 empty] | CUD | ZD | 8536201090 | [14 empty] | Automaat C60H-DC 500VDC 30A 2P C | DISJONCTEUR C60H-DC 500VDC 30A 2P C | [17 empty] | https://eref.se.com/be/nl/sis-tarif/product/A9N61534 | https://eref.se.com/be/fr/sis-tarif/product/A9N61534
Schneider Electric | Schneider Electric | 01022021 |  | Schneider Electric |  | SED | A9N61535 |  |  | 63.9 |  | 1 |  | 6 | C60H-DC 500VDC 32A 2P C | C60H-DC 500VDC 32A 2P C |  | CIRCUIT BREAKER C60H-DC 500VDC 32A 2P C | [8 empty] | 09.07 | 1 | [8 empty] | 1 | 3606480424342 | 0 |  | 242 | 8 | 4 | 8 | 0.256 | 13606480424349 | 6 | 1507 | 23 | 8 | 9 |  | 43606480424340 | 72 | 18571 | 40 | 30 | 30 | [10 empty] | 7 | N | [12 empty] | CUD | ZD | 8536201090 | [14 empty] | Automaat C60H-DC 500VDC 32A 2P C | DISJONCTEUR C60H-DC 500VDC 32A 2P C | [17 empty] | https://eref.se.com/be/nl/sis-tarif/product/A9N61535 | https://eref.se.com/be/fr/sis-tarif/product/A9N61535
Schneider Electric | Schneider Electric | 01022021 |  | Schneider Electric |  | SED | A9N61537 |  |  | 67.23 |  | 1 |  | 6 | C60H-DC 500VDC 40A 2P C | C60H-DC 500VDC 40A 2P C |  | CIRCUIT BREAKER C60H-DC 500VDC 40A 2P C | [8 empty] | 09.07 | 1 | [8 empty] | 1 | 3606480424359 | 0 |  | 252 | 9 | 3 | 7 | 0.189 | 13606480424356 | 6 | 1522 | 23 | 8 | 9 |  | 43606480424357 | 72 | 18751 | 40 | 30 | 30 | [10 empty] | 7 | N | [12 empty] | CUD | ZD | 8536201090 | [14 empty] | Automaat C60H-DC 500VDC 40A 2P C | DISJONCTEUR C60H-DC 500VDC 40A 2P C | [17 empty] | https://eref.se.com/be/nl/sis-tarif/product/A9N61537 | https://eref.se.com/be/fr/sis-tarif/product/A9N61537
Schneider Electric | Schneider Electric | 01022021 |  | Schneider Electric |  | SED | A9N61538 |  |  | 67.23 |  | 1 |  | 6 | C60H-DC 500VDC 50A 2P C | C60H-DC 500VDC 50A 2P C |  | CIRCUIT BREAKER C60H-DC 500VDC 50A 2P C | [8 empty] | 09.07 | 1 | [8 empty] | 1 | 3606480424366 | 0 |  | 246 | 9 | 4 | 7 | 0.252 | 13606480424363 | 6 | 1530 | 23 | 8 | 9 |  | 43606480424364 | 72 | 18900 | 40 | 30 | 30 | [10 empty] | 7 | N | [12 empty] | CUD | ZD | 8536201090 | [14 empty] | Automaat C60H-DC 500VDC 50A 2P C | DISJONCTEUR C60H-DC 500VDC 50A 2P C | [17 empty] | https://eref.se.com/be/nl/sis-tarif/product/A9N61538 | https://eref.se.com/be/fr/sis-tarif/product/A9N61538
Schneider Electric | Schneider Electric | 01022021 |  | Schneider Electric |  | SED | A9N61539 |  |  | 67.23 |  | 1 |  | 6 | C60H-DC 500VDC 63A 2P C | C60H-DC 500VDC 63A 2P C |  | CIRCUIT BREAKER C60H-DC 500VDC 63A 2P C | [8 empty] | 09.07 | 1 | [8 empty] | 1 | 3606480424373 | 0 |  | 251 | 9 | 3 | 7 | 0.189 | 13606480424370 | 6 | 1555 | 23 | 8 | 9 |  | 43606480424371 | 72 | 19147 | 40 | 30 | 30 | [10 empty] | 7 | N | [12 empty] | CUD | ZD | 8536209090 | [14 empty] | Automaat C60H-DC 500VDC 63A 2P C | DISJONCTEUR C60H-DC 500VDC 63A 2P C | [17 empty] | https://eref.se.com/be/nl/sis-tarif/product/A9N61539 | https://eref.se.com/be/fr/sis-tarif/product/A9N61539
Schneider Electric | Schneider Electric | 01022021 |  | Schneider Electric |  | SED | A9N61650 |  |  | 144.33 |  | 1 |  | 1 | C60PV-DC 2P 10A C | C60PV-DC 800VDC 10A 2P DISJONCTEUR PHOTO |  | C60PV-DC MCB800VDC 10A 2P B PHOTOVOLTAIC | [8 empty] | 09.07 | 1 | [8 empty] | 1 | 3606480504068 | 0 |  | 534 | 14 | 8 | 8 | 0.896 | [7 empty] | 23606480504062 | 30 | 16268 | 40 | 30 | 30 |  |  | 240 | 2493920 | 60 | 80 | 15 |  |  |  | 7 | N | [12 empty] | PV1 | NF | 8536201090 | [33 empty] | https://eref.se.com/be/nl/sis-tarif/product/A9N61650 | https://eref.se.com/be/fr/sis-tarif/product/A9N61650
Schneider Electric | Schneider Electric | 01022021 |  | Schneider Electric |  | SED | A9N61651 |  |  | 144.33 |  | 1 |  | 1 | C60PV-DC 2P 16A C | C60PV-DC 800VDC 16A 2P DISJONCTEUR PHOTO |  | C60PV-DC MCB800VDC 16A 2P B PHOTOVOLTAIC | [8 empty] | 09.07 | 1 | [8 empty] | 1 | 3606480504099 | 0 |  | 545 | 14 | 8 | 8 | 0.896 | [7 empty] | 23606480504093 | 30 | 16498 | 40 | 30 | 30 |  |  | 240 | 2493920 | 60 | 80 | 15 |  |  |  | 7 | N | [12 empty] | PV1 | NF | 8536201090 | [33 empty] | https://eref.se.com/be/nl/sis-tarif/product/A9N61651 | https://eref.se.com/be/fr/sis-tarif/product/A9N61651
Schneider Electric | Schneider Electric | 01022021 |  | Schneider Electric |  | SED | A9N61652 |  |  | 144.33 |  | 1 |  | 1 | C60PV-DC 2P 20A C | C60PV-DC 800VDC 20A 2P DISJONCTEUR PHOTO |  | C60PV-DC MCB800VDC 20A 2P B PHOTOVOLTAIC | [8 empty] | 09.07 | 1 | [8 empty] | 1 | 3606480504105 | 0 |  | 545 | 14 | 8 | 8 | 0.896 | [7 empty] | 23606480504109 | 30 | 16653 | 40 | 30 | 30 |  |  | 240 | 2493920 | 60 | 80 | 15 |  |  |  | 7 | N | [12 empty] | PV1 | NF | 8536201090 | [33 empty] | https://eref.se.com/be/nl/sis-tarif/product/A9N61652 | https://eref.se.com/be/fr/sis-tarif/product/A9N61652
Schneider Electric | Schneider Electric | 01022021 |  | Schneider Electric |  | SED | A9N61690 |  |  | 88.31 |  | 1 |  | 1 | C60 NA-DC 1000VDC 25A 2P PV SCHAKELAAR | C60 NA-DC 1000VDC 25A 2P INTERRUPTEUR PH |  | C60NA-DC SWITCH 800VDC 25A 2P PHOTOVOLTA | [8 empty] | 09.07 | 1 | [8 empty] | 1 | 3606480504136 | 0 |  | 572 | 14 | 8 | 8 | 0.896 | [7 empty] | 23606480504130 | 30 | 17797 | 40 | 30 | 30 |  |  | 240 | 147896000000 | 0 | 0 | 0 |  |  |  | 7 | N | [12 empty] | PV1 | NF | 8536508090 | [33 empty] | https://eref.se.com/be/nl/sis-tarif/product/A9N61690 | https://eref.se.com/be/fr/sis-tarif/product/A9N61690
Schneider Electric | Schneider Electric | 01022021 |  | Schneider Electric |  | SED | A9N61699 |  |  | 151.41 |  | 1 |  | 1 | SW60-DC 2P 1000V 50A | SW60-DC 1000VDC 50A 2P INTERRUPTEUR PHOT |  | SW60 C DC SWITCH 1000VDC 50A 2P PHOTOVO | [8 empty] | 09.07 | 1 | [8 empty] | 1 | 3606480504143 | 0 |  | 545 | 14 | 8 | 8 | 0.896 | [7 empty] | 43606480504141 | 30 | 17347 | 40 | 30 | 30 |  |  | 240 | 150776000000 | 0 | 0 | 0 |  |  |  | 7 | N | [12 empty] | PV1 | NF | 8536508090 | [33 empty] | https://eref.se.com/be/nl/sis-tarif/product/A9N61699 | https://eref.se.com/be/fr/sis-tarif/product/A9N61699
Schneider Electric | Schneider Electric | 01022021 |  | Schneider Electric |  | SED | A9N61701 |  |  | 262.65 |  | 1 |  | 6 | SCHAKELAAR SW60-DC 2P 1000V 100A | C120 NA-DC 1000VDC 100A 2P INTERRUPTEUR |  | C120 NA-DC 1000VDC 100A 2P INTERRUPTEUR | [18 empty] | 1 | 3606480654657 | 0 |  | 968 | 16 | 15 | 8 | 1.92 | 13606480654654 | 6 | 5808 | 33 | 8.5 | 9.5 |  | 43606480654655 | 8 | 8118 | 40 | 30 | 30 |  | 73606480654656 | 64 | 78040 | 120 | 80 | 50 |  |  |  | 6 | N | [12 empty] | PV1 | NF | 8536508090 | [33 empty] | https://eref.se.com/be/nl/sis-tarif/product/A9N61701 | https://eref.se.com/be/fr/sis-tarif/product/A9N61701
Schneider Electric | Schneider Electric | 01022021 |  | Schneider Electric |  | SED | A9Q01225 |  |  | 126.97 |  | 1 |  | 1 | VIGI IC60 2P 25A 30MA TYPE AC 130V | VIGI IC60 2P 25A 30MA TYPE AC 130V |  | ACTI9 VIGI IC60 2P 25A 30MA AC-TYPE 130V | [8 empty] | 09.07 | 1 | [8 empty] | 1 | 3606480393594 | 0 |  | 157 | 12 | 9 | 9 | 0.972 | [7 empty] | 43606480393592 | 27 | 4567 | 40 | 30 | 30 | [10 empty] | 6 | N | [12 empty] | CUW | ZW | 8536303099 | [14 empty] | Vigi iC60 - differentieel blok - 2P - 25A - 30mA - type AC | Vigi iC60 - bloc différentiel - 2P - 25A - 30mA - Type AC | [17 empty] | https://eref.se.com/be/nl/sis-tarif/product/A9Q01225 | https://eref.se.com/be/fr/sis-tarif/product/A9Q01225
Schneider Electric | Schneider Electric | 01022021 |  | Schneider Electric |  | SED | A9Q01240 |  |  | 175.62 |  | 1 |  | 1 | VIGI IC60 2P 40A 30MA TYPE AC 130V | VIGI IC60 2P 40A 30MA TYPE AC 130V |  | ACTI9 VIGI IC60 2P 40A 30MA AC-TYPE 130V | [8 empty] | 09.07 | 1 | [8 empty] | 1 | 3606480393617 | 0 |  | 199 | 12 | 9 | 9 | 0.972 | [7 empty] | 43606480393615 | 27 | 6109 | 40 | 30 | 30 | [10 empty] | 6 | N | [12 empty] | CUW | ZW | 8536303099 | [14 empty] | Vigi iC60 - differentieel blok - 2P - 40A - 30mA - type AC | Vigi iC60 - bloc différentiel - 2P - 40A - 30mA - Type AC | [17 empty] | https://eref.se.com/be/nl/sis-tarif/product/A9Q01240 | https://eref.se.com/be/fr/sis-tarif/product/A9Q01240
Schneider Electric | Schneider Electric | 01022021 |  | Schneider Electric |  | SED | A9Q04225 |  |  | 107.21 |  | 1 |  | 1 | VIGI IC60 2P 25A 300MA TYPE AC 130V | VIGI IC60 2P 25A 300MA TYPE AC 130V |  | ACTI9 VIGI IC60 2P 25A 300MA AC-TYPE 130 | [8 empty] | 09.07 | 1 | [8 empty] | 1 | 3606480393600 | 0 |  | 160 | 12 | 9 | 9 | 0.972 | [7 empty] | 43606480393608 | 27 | 4807 | 40 | 30 | 30 | [10 empty] | 6 | N | [12 empty] | CUW | ZW | 8536303099 | [14 empty] | Vigi iC60 - differentieel blok - 2P - 25A - 300mA - type AC | Vigi iC60 - bloc différentiel - 2P - 25A - 300mA - Type AC | [17 empty] | https://eref.se.com/be/nl/sis-tarif/product/A9Q04225 | https://eref.se.com/be/fr/sis-tarif/product/A9Q04225
Schneider Electric | Schneider Electric | 01022021 |  | Schneider Electric |  | SED | A9Q04240 |  |  | 126.59 |  | 1 |  | 1 | VIGI IC60 2P 40A 300MA TYPE AC 130V | VIGI IC60 2P 40A 300MA TYPE AC 130V |  | ACTI9 VIGI IC60 2P 40A 300MA AC-TYPE 130 | [8 empty] | 09.07 | 1 | [8 empty] | 1 | 3606480393624 | 0 |  | 187 | 12 | 9 | 9 | 0.972 | [7 empty] | 43606480393622 | 27 | 5536 | 40 | 30 | 30 | [10 empty] | 6 | N | [12 empty] | CUW | ZW | 8536303099 | [14 empty] | Vigi iC60 - differentieel blok - 2P - 40A - 300mA - type AC | Vigi iC60 - bloc différentiel - 2P - 40A - 300mA - Type AC | [17 empty] | https://eref.se.com/be/nl/sis-tarif/product/A9Q04240 | https://eref.se.com/be/fr/sis-tarif/product/A9Q04240
Schneider Electric | Schneider Electric | 01022021 |  | Schneider Electric |  | SED | A9Q10225 |  |  | 173.22 |  | 1 |  | 1 | QUICK VIGI IC60 2P 25A 10MA TYPE AC | QUICK VIGI IC60 2P 25A 10MA TYPE AC |  | ACTI9 VIGI IC60 2P 25A 10MA AC-TYPE | [8 empty] | 09.07 | 1 | [8 empty] | 1 | 3606480393631 | 0 |  | 176 | 12 | 9 | 9 | 0.972 | [7 empty] | 43606480393639 | 27 | 4934 | 40 | 30 | 30 | [10 empty] | 6 | N | [12 empty] | CUW | ZW | 8536303099 | [14 empty] | Vigi iC60 - aardlek hulpblok - 2P - 25A - 10mA - AC type | Vigi iC60 - blocs additifs mis à la terre - 2P - 25 A - 10mA - type AC | [17 empty] | https://eref.se.com/be/nl/sis-tarif/product/A9Q10225 | https://eref.se.com/be/fr/sis-tarif/product/A9Q10225
Schneider Electric | Schneider Electric | 01022021 |  | Schneider Electric |  | SED | A9Q11225 |  |  | 126.37 |  | 1 |  | 1 | QUICK VIGI IC60 2P 25A 30MA TYPE AC | QUICK VIGI IC60 2P 25A 30MA TYPE AC |  | ACTI9 VIGI IC60 2P 25A 30MA AC-TYPE | [8 empty] | 09.07 | 1 | [8 empty] | 1 | 3606480393419 | 0 |  | 148 | 13 | 9 | 9 | 1.053 | [7 empty] | 43606480393417 | 27 | 4445 | 40 | 30 | 30 |  | 73606480393418 | 216 | 44710 | 60 | 80 | 75 |  |  |  | 2 | Y | [12 empty] | CUV | ZV | 8536303099 | [14 empty] | Vigi iC60 - aardlek hulpblok - 2P - 25A - 30mA - AC type | Vigi iC60 - blocs additifs mis à la terre - 2P - 25 A - 30mA - type AC | [17 empty] | https://eref.se.com/be/nl/sis-tarif/product/A9Q11225 | https://eref.se.com/be/fr/sis-tarif/product/A9Q11225
Schneider Electric | Schneider Electric | 01022021 |  | Schneider Electric |  | SED | A9Q11240 |  |  | 175.62 |  | 1 |  | 1 | QUICK VIGI IC60 2P 40A 30MA TYPE AC | QUICK VIGI IC60 2P 40A 30MA TYPE AC |  | ACTI9 VIGI IC60 2P 40A 30MA AC-TYPE | [8 empty] | 09.07 | 1 | [8 empty] | 1 | 3606480393433 | 0 |  | 188 | 9 | 12 | 9 | 0.972 | [7 empty] | 43606480393431 | 27 | 5564 | 40 | 30 | 30 | [10 empty] | 6 | N | [12 empty] | CUW | ZW | 8536303099 | [14 empty] | Vigi iC60 - aardlek hulpblok - 2P - 40A - 30mA - AC type | Vigi iC60 - blocs additifs mis à la terre - 2P - 40 A - 30 mA - type AC | [17 empty] | https://eref.se.com/be/nl/sis-tarif/product/A9Q11240 | https://eref.se.com/be/fr/sis-tarif/product/A9Q11240
Schneider Electric | Schneider Electric | 01022021 |  | Schneider Electric |  | SED | A9Q11325 |  |  | 167.5 |  | 1 |  | 1 | QUICK VIGI IC60 3P 25A 30MA TYPE AC | QUICK VIGI IC60 3P 25A 30MA TYPE AC |  | ACTI9 VIGI IC60 3P 25A 30MA AC-TYPE | [8 empty] | 09.07 | 1 | [8 empty] | 1 | 3606480393457 | 0 |  | 216 | 15 | 12 | 9 | 1.62 | [7 empty] | 43606480393455 | 15 | 3728 | 40 | 30 | 30 | [10 empty] | 6 | N | [12 empty] | CUW | ZW | 8536303099 | [14 empty] | Vigi iC60 - aardlek hulpblok - 3P - 25A - 30mA - AC type | Vigi iC60 - blocs additifs mis à la terre - 3P - 25 A - 30 mA - type AC | [17 empty] | https://eref.se.com/be/nl/sis-tarif/product/A9Q11325 | https://eref.se.com/be/fr/sis-tarif/product/A9Q11325
Schneider Electric | Schneider Electric | 01022021 |  | Schneider Electric |  | SED | A9Q11340 |  |  | 199.7 |  | 1 |  | 1 | QUICK VIGI IC60 3P 40A 30MA TYPE AC | QUICK VIGI IC60 3P 40A 30MA TYPE AC |  | ACTI9 VIGI IC60 3P 40A 30MA AC-TYPE | [8 empty] | 09.07 | 1 | [8 empty] | 1 | 3606480393471 | 0 |  | 276 | 15 | 12 | 9 | 1.62 | [7 empty] | 43606480393479 | 15 | 4628 | 40 | 30 | 30 | [10 empty] | 6 | N | [12 empty] | CUW | ZW | 8536303099 | [14 empty] | Vigi iC60 - aardlek hulpblok - 3P - 40A - 30mA - AC type | Vigi iC60 - blocs additifs mis à la terre - 3P - 40 A - 30 mA - type AC | [17 empty] | https://eref.se.com/be/nl/sis-tarif/product/A9Q11340 | https://eref.se.com/be/fr/sis-tarif/product/A9Q11340
Schneider Electric | Schneider Electric | 01022021 |  | Schneider Electric |  | SED | A9Q11425 |  |  | 189.02 |  | 1 |  | 1 | QUICK VIGI IC60 4P 25A 30MA TYPE AC | QUICK VIGI IC60 4P 25A 30MA TYPE AC |  | ACTI9 VIGI IC60 4P 25A 30MA AC-TYPE | [8 empty] | 09.07 | 1 | [8 empty] | 1 | 3606480393495 | 0 |  | 238 | 15 | 12 | 9 | 1.62 | [7 empty] | 43606480393493 | 15 | 4058 | 40 | 30 | 30 | [10 empty] | 2 | Y | [12 empty] | CUV | ZV | 8536303099 | [14 empty] | Vigi iC60 - aardlek hulpblok - 4P - 25A - 30mA - AC type | Vigi iC60 - blocs additifs mis à la terre - 4P - 25 A - 30 mA - type AC | [17 empty] | https://eref.se.com/be/nl/sis-tarif/product/A9Q11425 | https://eref.se.com/be/fr/sis-tarif/product/A9Q11425
Schneider Electric | Schneider Electric | 01022021 |  | Schneider Electric |  | SED | A9Q11440 |  |  | 220.52 |  | 1 |  | 1 | QUICK VIGI IC60 4P 40A 30MA TYPE AC | QUICK VIGI IC60 4P 40A 30MA TYPE AC |  | ACTI9 VIGI IC60 4P 40A 30MA AC-TYPE | [8 empty] | 09.07 | 1 | [8 empty] | 1 | 3606480393518 | 0 |  | 314 | 15 | 13 | 9 | 1.755 | [7 empty] | 43606480393516 | 15 | 5214 | 40 | 30 | 30 |  | 73606480393517 | 120 | 50210 | 60 | 80 | 75 |  |  |  | 2 | Y | [12 empty] | CUW | ZW | 8536303099 | [14 empty] | Vigi iC60 - aardlek hulpblok - 4P - 40A - 30mA - AC type | Vigi iC60 - blocs additifs mis à la terre - 4P - 40 A - 30 mA - type AC | [17 empty] | https://eref.se.com/be/nl/sis-tarif/product/A9Q11440 | https://eref.se.com/be/fr/sis-tarif/product/A9Q11440
Schneider Electric | Schneider Electric | 01022021 |  | Schneider Electric |  | SED | A9Q12225 |  |  | 139.72 |  | 1 |  | 1 | QUICK VIGI IC60 2P 25A 100MA TYPE AC | QUICK VIGI IC60 2P 25A 100MA TYPE AC |  | ACTI9 VIGI IC60 2P 25A 100MA AC-TYPE | [8 empty] | 09.07 | 1 | [8 empty] | 1 | 3606480393648 | 0 |  | 164 | 12 | 9 | 8 | 0.864 | [7 empty] | 43606480393646 | 27 | 4498 | 40 | 30 | 30 | [10 empty] | 6 | N | [12 empty] | CUW | ZW | 8536303099 | [14 empty] | Vigi iC60 - aardlek hulpblok - 2P - 25A - 100mA - AC type | Vigi iC60 - blocs additifs mis à la terre - 2P - 25 A - 100 mA - type AC | [17 empty] | https://eref.se.com/be/nl/sis-tarif/product/A9Q12225 | https://eref.se.com/be/fr/sis-tarif/product/A9Q12225
Schneider Electric | Schneider Electric | 01022021 |  | Schneider Electric |  | SED | A9Q12425 |  |  | 197.28 |  | 1 |  | 1 | QUICK VIGI IC60 4P 25A 100MA TYPE AC | QUICK VIGI IC60 4P 25A 100MA TYPE AC |  | ACTI9 VIGI IC60 4P 25A 100MA AC-TYPE | [8 empty] | 09.07 | 1 | [8 empty] | 1 | 3606480393693 | 0 |  | 246 | 15 | 12 | 9 | 1.62 | [7 empty] | 43606480393691 | 15 | 4177 | 40 | 30 | 30 | [10 empty] | 12 | N | [12 empty] | CUW | ZW | 8536303099 | [14 empty] | Vigi iC60 - aardlek hulpblok - 4P - 25A - 100mA - AC type | Vigi iC60 - blocs additifs mis à la terre - 4P - 25 A - 100 mA - type AC | [17 empty] | https://eref.se.com/be/nl/sis-tarif/product/A9Q12425 | https://eref.se.com/be/fr/sis-tarif/product/A9Q12425
Schneider Electric | Schneider Electric | 01022021 |  | Schneider Electric |  | SED | A9Q14225 |  |  | 106.69 |  | 1 |  | 1 | QUICK VIGI IC60 2P 25A 300MA TYPE AC | QUICK VIGI IC60 2P 25A 300MA TYPE AC |  | ACTI9 VIGI IC60 2P 25A 300MA AC-TYPE | [8 empty] | 09.07 | 1 | [8 empty] | 1 | 3606480393426 | 0 |  | 148 | 13 | 9 | 9 | 1.053 | [7 empty] | 43606480393424 | 27 | 4527 | 40 | 30 | 30 |  | 73606480393425 | 216 | 44720 | 60 | 80 | 75 |  |  |  | 2 | Y | [12 empty] | CUV | ZV | 8536303099 | [14 empty] | Vigi iC60 - aardlek hulpblok - 2P - 25A - 300mA - AC type | Vigi iC60 - blocs additifs mis à la terre - 2P - 25 A - 300 mA - type AC | [17 empty] | https://eref.se.com/be/nl/sis-tarif/product/A9Q14225 | https://eref.se.com/be/fr/sis-tarif/product/A9Q14225
Schneider Electric | Schneider Electric | 01022021 |  | Schneider Electric |  | SED | A9Q14240 |  |  | 126.59 |  | 1 |  | 1 | QUICK VIGI IC60 2P 40A 300MA TYPE AC | QUICK VIGI IC60 2P 40A 300MA TYPE AC |  | ACTI9 VIGI IC60 2P 40A 300MA AC-TYPE | [8 empty] | 09.07 | 1 | [8 empty] | 1 | 3606480393440 | 0 |  | 173 | 8 | 12 | 9 | 0.864 | [7 empty] | 43606480393448 | 27 | 5159 | 40 | 30 | 30 | [10 empty] | 2 | Y | [12 empty] | CUW | ZW | 8536303099 | [14 empty] | Vigi iC60 - aardlek hulpblok - 2P - 40A - 300mA - AC type | Vigi iC60 - blocs additifs mis à la terre - 2P - 40 A - 300 mA - type AC | [17 empty] | https://eref.se.com/be/nl/sis-tarif/product/A9Q14240 | https://eref.se.com/be/fr/sis-tarif/product/A9Q14240
Schneider Electric | Schneider Electric | 01022021 |  | Schneider Electric |  | SED | A9Q14325 |  |  | 148.52 |  | 1 |  | 1 | QUICK VIGI IC60 3P 25A 300MA TYPE AC | QUICK VIGI IC60 3P 25A 300MA TYPE AC |  | ACTI9 VIGI IC60 3P 25A 300MA AC-TYPE | [8 empty] | 09.07 | 1 | [8 empty] | 1 | 3606480393464 | 0 |  | 216 | 15 | 12 | 9 | 1.62 | [7 empty] | 43606480393462 | 15 | 3728 | 40 | 30 | 30 | [10 empty] | 6 | N | [12 empty] | CUW | ZW | 8536303099 | [14 empty] | Vigi iC60 - aardlek hulpblok - 3P - 25A - 300mA - AC type | Vigi iC60 - blocs additifs mis à la terre - 3P - 25 A - 300 mA - type AC | [17 empty] | https://eref.se.com/be/nl/sis-tarif/product/A9Q14325 | https://eref.se.com/be/fr/sis-tarif/product/A9Q14325
Schneider Electric | Schneider Electric | 01022021 |  | Schneider Electric |  | SED | A9Q14340 |  |  | 160.82 |  | 1 |  | 1 | QUICK VIGI IC60 3P 40A 300MA TYPE AC | QUICK VIGI IC60 3P 40A 300MA TYPE AC |  | ACTI9 VIGI IC60 3P 40A 300MA AC-TYPE | [8 empty] | 09.07 | 1 | [8 empty] | 1 | 3606480393488 | 0 |  | 247 | 15 | 12 | 9 | 1.62 | [7 empty] | 43606480393486 | 15 | 4193 | 40 | 30 | 30 | [10 empty] | 6 | N | [12 empty] | CUW | ZW | 8536303099 | [14 empty] | Vigi iC60 - aardlek hulpblok - 3P - 40A - 300mA - AC type | Vigi iC60 - blocs additifs mis à la terre - 3P - 40 A - 300 mA - type AC | [17 empty] | https://eref.se.com/be/nl/sis-tarif/product/A9Q14340 | https://eref.se.com/be/fr/sis-tarif/product/A9Q14340
Schneider Electric | Schneider Electric | 01022021 |  | Schneider Electric |  | SED | A9Q14425 |  |  | 144.3 |  | 1 |  | 1 | QUICK VIGI IC60 4P 25A 300MA TYPE AC | QUICK VIGI IC60 4P 25A 300MA TYPE AC |  | ACTI9 VIGI IC60 4P 25A 300MA AC-TYPE | [8 empty] | 09.07 | 1 | [8 empty] | 1 | 3606480393501 | 0 |  | 238 | 15 | 12 | 9 | 1.62 | [7 empty] | 43606480393509 | 15 | 4058 | 40 | 30 | 30 |  |  | 120 | 45176000000000 | 120 | 80 | 50 |  |  |  | 2 | Y | [12 empty] | CUV | ZV | 8536303099 | [14 empty] | Vigi iC60 - aardlek hulpblok - 4P - 25A - 300mA - AC type | Vigi iC60 - blocs additifs mis à la terre - 4P - 25 A - 300 mA - type AC | [17 empty] | https://eref.se.com/be/nl/sis-tarif/product/A9Q14425 | https://eref.se.com/be/fr/sis-tarif/product/A9Q14425
Schneider Electric | Schneider Electric | 01022021 |  | Schneider Electric |  | SED | A9Q14440 |  |  | 158.61 |  | 1 |  | 1 | QUICK VIGI IC60 4P 40A 300MA TYPE AC | QUICK VIGI IC60 4P 40A 300MA TYPE AC |  | ACTI9 VIGI IC60 4P 40A 300MA AC-TYPE | [8 empty] | 09.07 | 1 | [8 empty] | 1 | 3606480393525 | 0 |  | 277 | 15 | 12 | 9 | 1.62 | [7 empty] | 43606480393523 | 15 | 4643 | 40 | 30 | 30 | [10 empty] | 2 | Y | [12 empty] | CUV | ZV | 8536303099 | [14 empty] | Vigi iC60 - aardlek hulpblok - 4P - 40A - 300mA - AC type | Vigi iC60 - blocs additifs mis à la terre - 4P - 40 A - 300 mA - type AC | [17 empty] | https://eref.se.com/be/nl/sis-tarif/product/A9Q14440 | https://eref.se.com/be/fr/sis-tarif/product/A9Q14440
Schneider Electric | Schneider Electric | 01022021 |  | Schneider Electric |  | SED | A9Q16225 |  |  | 120.87 |  | 1 |  | 1 | QUICK VIGI IC60 2P 25A 500MA TYPE AC | QUICK VIGI IC60 2P 25A 500MA TYPE AC |  | ACTI9 VIGI IC60 2P 25A 500MA AC-TYPE | [8 empty] | 09.07 | 1 | [8 empty] | 1 | 3606480393655 | 0 |  | 153 | 12 | 9 | 9 | 0.972 | [7 empty] | 43606480393653 | 27 | 4618 | 40 | 30 | 30 | [10 empty] | 12 | N | [12 empty] | CUW | ZW | 8536303099 | [14 empty] | Vigi iC60 - aardlek hulpblok - 2P - 25A - 500mA - AC type | Vigi iC60 - blocs additifs mis à la terre - 2P - 25 A - 500 mA - type AC | [17 empty] | https://eref.se.com/be/nl/sis-tarif/product/A9Q16225 | https://eref.se.com/be/fr/sis-tarif/product/A9Q16225
Schneider Electric | Schneider Electric | 01022021 |  | Schneider Electric |  | SED | A9Q16240 |  |  | 139.25 |  | 1 |  | 1 | QUICK VIGI IC60 2P 40A 500MA TYPE AC | QUICK VIGI IC60 2P 40A 500MA TYPE AC |  | ACTI9 VIGI IC60 2P 40A 500MA AC-TYPE | [8 empty] | 09.07 | 1 | [8 empty] | 1 | 3606480393662 | 0 |  | 187 | 12 | 9 | 9 | 0.972 | [7 empty] | 43606480393660 | 27 | 5536 | 40 | 30 | 30 | [10 empty] | 12 | N | [12 empty] | CUW | ZW | 8536303099 | [14 empty] | Vigi iC60 - aardlek hulpblok - 2P - 40A - 500mA - AC type | Vigi iC60 - blocs additifs mis à la terre - 2P - 40 A - 500 mA - type AC | [17 empty] | https://eref.se.com/be/nl/sis-tarif/product/A9Q16240 | https://eref.se.com/be/fr/sis-tarif/product/A9Q16240
Schneider Electric | Schneider Electric | 01022021 |  | Schneider Electric |  | SED | A9Q16325 |  |  | 161.06 |  | 1 |  | 1 | QUICK VIGI IC60 3P 25A 500MA TYPE AC | QUICK VIGI IC60 3P 25A 500MA TYPE AC |  | ACTI9 VIGI IC60 3P 25A 500MA AC-TYPE | [8 empty] | 09.07 | 1 | [8 empty] | 1 | 3606480393679 | 0 |  | 223 | 15 | 12 | 9 | 1.62 | [7 empty] | 43606480393677 | 15 | 3822 | 40 | 30 | 30 | [10 empty] | 12 | N | [12 empty] | CUW | ZW | 8536303099 | [14 empty] | Vigi iC60 - aardlek hulpblok - 3P - 25A - 500mA - AC type | Vigi iC60 - blocs additifs mis à la terre - 3P - 25 A - 500 mA - type AC | [17 empty] | https://eref.se.com/be/nl/sis-tarif/product/A9Q16325 | https://eref.se.com/be/fr/sis-tarif/product/A9Q16325
Schneider Electric | Schneider Electric | 01022021 |  | Schneider Electric |  | SED | A9Q16340 |  |  | 175.33 |  | 1 |  | 1 | QUICK VIGI IC60 3P 40A 500MA TYPE AC | QUICK VIGI IC60 3P 40A 500MA TYPE AC |  | ACTI9 VIGI IC60 3P 40A 500MA AC-TYPE | [8 empty] | 09.07 | 1 | [8 empty] | 1 | 3606480393686 | 0 |  | 265 | 15 | 12 | 9 | 1.62 | [7 empty] | 43606480393684 | 15 | 4264 | 40 | 30 | 30 | [10 empty] | 6 | N | [12 empty] | CUW | ZW | 8536303099 | [14 empty] | Vigi iC60 - aardlek hulpblok - 3P - 40A - 500mA - AC type | Vigi iC60 - blocs additifs mis à la terre - 3P - 40 A - 500 mA - type AC | [17 empty] | https://eref.se.com/be/nl/sis-tarif/product/A9Q16340 | https://eref.se.com/be/fr/sis-tarif/product/A9Q16340
Schneider Electric | Schneider Electric | 01022021 |  | Schneider Electric |  | SED | A9Q16425 |  |  | 163.36 |  | 1 |  | 1 | QUICK VIGI IC60 4P 25A 500MA TYPE AC | QUICK VIGI IC60 4P 25A 500MA TYPE AC |  | ACTI9 VIGI IC60 4P 25A 500MA AC-TYPE | [8 empty] | 09.07 | 1 | [8 empty] | 1 | 3606480393709 | 0 |  | 240 | 15 | 12 | 9 | 1.62 | [7 empty] | 43606480393707 | 15 | 4084 | 40 | 30 | 30 | [10 empty] | 6 | N | [12 empty] | CUW | ZW | 8536303099 | [14 empty] | Vigi iC60 - aardlek hulpblok - 4P - 25A - 500mA - AC type | Vigi iC60 - blocs additifs mis à la terre - 4P - 25 A - 500 mA - type AC | [17 empty] | https://eref.se.com/be/nl/sis-tarif/product/A9Q16425 | https://eref.se.com/be/fr/sis-tarif/product/A9Q16425
Schneider Electric | Schneider Electric | 01022021 |  | Schneider Electric |  | SED | A9Q16440 |  |  | 176.9 |  | 1 |  | 1 | QUICK VIGI IC60 4P 40A 500MA TYPE AC | QUICK VIGI IC60 4P 40A 500MA TYPE AC |  | ACTI9 VIGI IC60 4P 40A 500MA AC-TYPE | [8 empty] | 09.07 | 1 | [8 empty] | 1 | 3606480393716 | 0 |  | 297 | 15 | 12 | 9 | 1.62 | [7 empty] | 43606480393714 | 15 | 4942 | 40 | 30 | 30 | [10 empty] | 6 | N | [12 empty] | CUW | ZW | 8536303099 | [14 empty] | Vigi iC60 - aardlek hulpblok - 4P - 40A - 500mA - AC type | Vigi iC60 - blocs additifs mis à la terre - 4P - 40 A - 500 mA - type AC | [17 empty] | https://eref.se.com/be/nl/sis-tarif/product/A9Q16440 | https://eref.se.com/be/fr/sis-tarif/product/A9Q16440
Schneider Electric | Schneider Electric | 01022021 |  | Schneider Electric |  | SED | A9Q21225 |  |  | 156.52 |  | 1 |  | 1 | QUICKVIGI iC60 2P 25A 30MA A | QUICK VIGI IC60 2P 25A 30MA TYPE A |  | ACTI9 VIGI IC60 2P 25A 30MA A-TYPE | [8 empty] | 09.07 | 1 | [8 empty] | 1 | 3606480393532 | 0 |  | 156 | 9 | 12 | 9 | 0.972 | [7 empty] | 43606480393530 | 27 | 4700 | 40 | 30 | 30 | [10 empty] | 2 | Y | [12 empty] | CUV | ZV | 8536303099 | [14 empty] | Vigi iC60 - aardlek hulpblok - 2P - 25A - 30mA - A type | Vigi iC60 - blocs additifs mis à la terre - 2P - 25 A - 30 mA - type A | [17 empty] | https://eref.se.com/be/nl/sis-tarif/product/A9Q21225 | https://eref.se.com/be/fr/sis-tarif/product/A9Q21225
Schneider Electric | Schneider Electric | 01022021 |  | Schneider Electric |  | SED | A9Q21325 |  |  | 205.3 |  | 1 |  | 1 | QUICKVIGI iC60 3P 25A 30MA A | QUICK VIGI IC60 3P 25A 30MA TYPE A |  | ACTI9 VIGI IC60 3P 25A 30MA A-TYPE | [8 empty] | 09.07 | 1 | [8 empty] | 1 | 3606480393556 | 0 |  | 238 | 15 | 12 | 9 | 1.62 | [7 empty] | 43606480393554 | 15 | 3871 | 40 | 30 | 30 | [10 empty] | 6 | N | [12 empty] | CUW | ZW | 8536303099 | [14 empty] | Vigi iC60 - aardlek hulpblok - 3P - 25A - 30mA - A type | Vigi iC60 - blocs additifs mis à la terre - 3P - 25 A - 30 mA - type A | [17 empty] | https://eref.se.com/be/nl/sis-tarif/product/A9Q21325 | https://eref.se.com/be/fr/sis-tarif/product/A9Q21325
Schneider Electric | Schneider Electric | 01022021 |  | Schneider Electric |  | SED | A9Q21425 |  |  | 213.05 |  | 1 |  | 1 | QUICKVIGI iC60 4P 25A 30MA A | QUICK VIGI IC60 4P 25A 30MA TYPE A |  | ACTI9 VIGI IC60 4P 25A 30MA A-TYPE | [8 empty] | 09.07 | 1 | [8 empty] | 1 | 3606480393570 | 0 |  | 239 | 15 | 12 | 9 | 1.62 | [7 empty] | 43606480393578 | 15 | 4073 | 40 | 30 | 30 | [10 empty] | 2 | Y | [12 empty] | CUV | ZV | 8536303099 | [14 empty] | Vigi iC60 - aardlek hulpblok - 4P - 25A - 30mA - A type | Vigi iC60 - blocs additifs mis à la terre - 4P - 25 A - 30 mA - type A | [17 empty] | https://eref.se.com/be/nl/sis-tarif/product/A9Q21425 | https://eref.se.com/be/fr/sis-tarif/product/A9Q21425
Schneider Electric | Schneider Electric | 01022021 |  | Schneider Electric |  | SED | A9Q22225 |  |  | 172.28 |  | 1 |  | 1 | QUICKVIGI iC60 2P 25A 100MA A | QUICK VIGI IC60 2P 25A 100MA TYPE A |  | ACTI9 VIGI IC60 2P 25A 100MA A-TYPE | [8 empty] | 09.07 | 1 | [8 empty] | 1 | 3606480393723 | 0 |  | 160 | 12 | 9 | 9 | 0.972 | [7 empty] | 43606480393721 | 27 | 4807 | 40 | 30 | 30 | [10 empty] | 6 | N | [12 empty] | CUV | ZV | 8536303099 | [14 empty] | Vigi iC60 - aardlek hulpblok - 2P - 25A - 100mA - A type | Vigi iC60 - blocs additifs mis à la terre - 2P - 25 A - 100 mA - type A | [17 empty] | https://eref.se.com/be/nl/sis-tarif/product/A9Q22225 | https://eref.se.com/be/fr/sis-tarif/product/A9Q22225
Schneider Electric | Schneider Electric | 01022021 |  | Schneider Electric |  | SED | A9Q22425 |  |  | 233.06 |  | 1 |  | 1 | QUICKVIGI iC60 4P 25A 100MA A | QUICK VIGI IC60 4P 25A 100MA TYPE A |  | ACTI9 VIGI IC60 4P 25A 100MA A-TYPE | [8 empty] | 09.07 | 1 | [8 empty] | 1 | 3606480393761 | 0 |  | 247 | 15 | 12 | 9 | 1.62 | [7 empty] | 43606480393769 | 15 | 3946 | 40 | 30 | 30 | [10 empty] | 6 | N | [12 empty] | CUW | ZW | 8536303099 | [14 empty] | Vigi iC60 - aardlek hulpblok - 4P - 25A - 100mA - A type | Vigi iC60 - blocs additifs mis à la terre - 4P - 25 A - 100 mA - type A | [17 empty] | https://eref.se.com/be/nl/sis-tarif/product/A9Q22425 | https://eref.se.com/be/fr/sis-tarif/product/A9Q22425
Schneider Electric | Schneider Electric | 01022021 |  | Schneider Electric |  | SED | A9Q24225 |  |  | 132.22 |  | 1 |  | 1 | QUICKVIGI iC60 2P 25A 300MA A | QUICK VIGI IC60 2P 25A 300MA TYPE A |  | ACTI9 VIGI IC60 2P 25A 300MA A-TYPE | [8 empty] | 09.07 | 1 | [8 empty] | 1 | 3606480393549 | 0 |  | 144 | 12 | 9 | 9 | 0.972 | [7 empty] | 43606480393547 | 27 | 4297 | 40 | 30 | 30 | [10 empty] | 2 | Y | [12 empty] | CUV | ZV | 8536303099 | [14 empty] | Vigi iC60 - aardlek hulpblok - 2P - 25A - 300mA - A type | Vigi iC60 - blocs additifs mis à la terre - 2P - 25 A - 300 mA - type A | [17 empty] | https://eref.se.com/be/nl/sis-tarif/product/A9Q24225 | https://eref.se.com/be/fr/sis-tarif/product/A9Q24225
Schneider Electric | Schneider Electric | 01022021 |  | Schneider Electric |  | SED | A9Q24325 |  |  | 182.04 |  | 1 |  | 1 | QUICKVIGI iC60 3P 25A 300MA A | QUICK VIGI IC60 3P 25A 300MA TYPE A |  | ACTI9 VIGI IC60 3P 25A 300MA A-TYPE | [8 empty] | 09.07 | 1 | [8 empty] | 1 | 3606480393563 | 0 |  | 208 | 15 | 12 | 9 | 1.62 | [7 empty] | 43606480393561 | 15 | 3617 | 40 | 30 | 30 | [10 empty] | 2 | Y | [12 empty] | CUW | ZW | 8536303099 | [14 empty] | Vigi iC60 - aardlek hulpblok - 3P - 25A - 300mA - A type | Vigi iC60 - blocs additifs mis à la terre - 3P - 25 A - 30 mA - type A | [17 empty] | https://eref.se.com/be/nl/sis-tarif/product/A9Q24325 | https://eref.se.com/be/fr/sis-tarif/product/A9Q24325
Schneider Electric | Schneider Electric | 01022021 |  | Schneider Electric |  | SED | A9Q24425 |  |  | 174.09 |  | 1 |  | 1 | QUICKVIGI iC60 4P 25A 300MA A | QUICK VIGI IC60 4P 25A 300MA TYPE A |  | ACTI9 VIGI IC60 4P 25A 300MA A-TYPE | [8 empty] | 09.07 | 1 | [8 empty] | 1 | 3606480393587 | 0 |  | 223 | 15 | 12 | 9 | 1.62 | [7 empty] | 43606480393585 | 15 | 3833 | 40 | 30 | 30 | [10 empty] | 2 | Y | [12 empty] | CUV | ZV | 8536303099 | [14 empty] | Vigi iC60 - aardlek hulpblok - 4P - 25A - 300mA - A type | Vigi iC60 - blocs additifs mis à la terre - 2P - 25 A - 300 mA - type A | [17 empty] | https://eref.se.com/be/nl/sis-tarif/product/A9Q24425 | https://eref.se.com/be/fr/sis-tarif/product/A9Q24425
Schneider Electric | Schneider Electric | 01022021 |  | Schneider Electric |  | SED | A9Q26225 |  |  | 149.8 |  | 1 |  | 1 | QUICKVIGI iC60 2P 25A 500mA A | QUICK VIGI IC60 2P 25A 500MA A |  | ACTI9 VIGI IC60 2P 25A 500MA A-TYPE | [8 empty] | 09.07 | 1 | [8 empty] | 1 | 3606480393730 | 0 |  | 156 | 12 | 9 | 9 | 0.972 | [7 empty] | 43606480393738 | 27 | 4690 | 40 | 30 | 30 | [10 empty] | 12 | N | [12 empty] | CUW | ZW | 8536303099 | [14 empty] | Vigi iC60 - aardlek hulpblok - 2P - 25A - 500mA - A type | Vigi iC60 - blocs additifs mis à la terre - 2P - 25 A - 500 mA - type A | [17 empty] | https://eref.se.com/be/nl/sis-tarif/product/A9Q26225 | https://eref.se.com/be/fr/sis-tarif/product/A9Q26225
Schneider Electric | Schneider Electric | 01022021 |  | Schneider Electric |  | SED | A9Q26325 |  |  | 200.24 |  | 1 |  | 1 | QUICKVIGI iC60 3P 25A 500mA A | QUICK VIGI IC60 3P 25A 500MA A |  | ACTI9 VIGI IC60 3P 25A 500MA A-TYPE | [8 empty] | 09.07 | 1 | [8 empty] | 1 | 3606480393754 | 0 |  | 223 | 15 | 12 | 9 | 1.62 | [7 empty] | 43606480393752 | 15 | 3624 | 40 | 30 | 30 | [10 empty] | 6 | N | [12 empty] | CUW | ZW | 8536303099 | [14 empty] | Vigi iC60 - aardlek hulpblok - 3P - 25A - 500mA - A type | Vigi iC60 - blocs additifs mis à la terre - 3P - 25 A - 500 mA - type A | [17 empty] | https://eref.se.com/be/nl/sis-tarif/product/A9Q26325 | https://eref.se.com/be/fr/sis-tarif/product/A9Q26325
Schneider Electric | Schneider Electric | 01022021 |  | Schneider Electric |  | SED | A9Q26425 |  |  | 200.24 |  | 1 |  | 1 | QUICKVIGI iC60 4P 25A 500mA A | QUICK VIGI IC60 4P 25A 500MA A |  | ACTI9 VIGI IC60 4P 25A 500MA A-TYPE | [8 empty] | 09.07 | 1 | [8 empty] | 1 | 3606480393778 | 0 |  | 238 | 15 | 12 | 9 | 1.62 | [7 empty] | 43606480393776 | 15 | 4097 | 40 | 30 | 30 | [10 empty] | 12 | N | [12 empty] | CUW | ZW | 8536303099 | [14 empty] | Vigi iC60 - aardlek hulpblok - 4P - 25A - 500mA - A type | Vigi iC60 - blocs additifs mis à la terre - 4P - 25 A - 500 mA - type A | [17 empty] | https://eref.se.com/be/nl/sis-tarif/product/A9Q26425 | https://eref.se.com/be/fr/sis-tarif/product/A9Q26425
Schneider Electric | Schneider Electric | 01022021 |  | Schneider Electric |  | SED | A9Q31225 |  |  | 192.65 |  | 1 |  | 1 | QUICKVIGI iC60 2P 25A 30MA SI | QUICK VIGI IC60 2P 25A 30MA A-TYPE SI |  | ACTI9 VIGI IC60 2P 25A 30MA A-SI-TYPE | [8 empty] | 09.07 | 1 | [8 empty] | 1 | 3606480393785 | 0 |  | 150 | 9 | 12 | 9 | 0.972 | [7 empty] | 43606480393783 | 27 | 4538 | 40 | 30 | 30 |  | 73606480393784 | 216 | 48512000 | 120 | 80 | 50 |  |  |  | 2 | Y | [12 empty] | CUW | ZW | 8536303099 | [14 empty] | Vigi iC60 - aardlek hulpblok - 2P - 25A - 30mA - SI type | Vigi iC60 - blocs additifs mis à la terre - 2P - 25 A - 30m A - type SI | [17 empty] | https://eref.se.com/be/nl/sis-tarif/product/A9Q31225 | https://eref.se.com/be/fr/sis-tarif/product/A9Q31225
Schneider Electric | Schneider Electric | 01022021 |  | Schneider Electric |  | SED | A9Q31240 |  |  | 231.15 |  | 1 |  | 1 | QUICKVIGI iC60 2P 40A 30MA A SI | QUICK VIGI IC60 2P 40A 30MA A-TYPE SI |  | ACTI9 VIGI IC60 2P 40A 30MA A-SI-TYPE | [8 empty] | 09.07 | 1 | [8 empty] | 1 | 3606480393792 | 0 |  | 199 | 9 | 12 | 9 | 0.972 | [7 empty] | 43606480393790 | 27 | 5861 | 40 | 30 | 30 | [10 empty] | 6 | N | [12 empty] | CUW | ZW | 8536303099 | [14 empty] | Vigi iC60 - aardlek hulpblok - 2P - 40A - 30mA - SI type | Vigi iC60 - blocs additifs mis à la terre - 2P - 40 A - 30m A - type SI | [17 empty] | https://eref.se.com/be/nl/sis-tarif/product/A9Q31240 | https://eref.se.com/be/fr/sis-tarif/product/A9Q31240
Schneider Electric | Schneider Electric | 01022021 |  | Schneider Electric |  | SED | A9Q31325 |  |  | 237.15 |  | 1 |  | 1 | QUICKVIGI iC60 3P 25A 30MA A SI | QUICK VIGI IC60 3P 25A 30MA A-TYPE SI |  | ACTI9 VIGI IC60 3P 25A 30MA A-SI-TYPE | [8 empty] | 09.07 | 1 | [8 empty] | 1 | 3606480393808 | 0 |  | 243 | 15 | 12 | 9 | 1.62 | [7 empty] | 43606480393806 | 15 | 3743 | 40 | 30 | 30 | [10 empty] | 6 | N | [12 empty] | CUW | ZW | 8536303099 | [14 empty] | Vigi iC60 - aardlek hulpblok - 3P - 25A - 30mA - SI type | Vigi iC60 - blocs additifs mis à la terre - 3P - 25 A - 30m A - type SI | [17 empty] | https://eref.se.com/be/nl/sis-tarif/product/A9Q31325 | https://eref.se.com/be/fr/sis-tarif/product/A9Q31325
Schneider Electric | Schneider Electric | 01022021 |  | Schneider Electric |  | SED | A9Q31340 |  |  | 271.53 |  | 1 |  | 1 | QUICKVIGI iC60 3P 40A 30MA A SI | QUICK VIGI IC60 3P 40A 30MA A-TYPE SI |  | ACTI9 VIGI IC60 3P 40A 30MA A-SI-TYPE | [8 empty] | 09.07 | 1 | [8 empty] | 1 | 3606480393815 | 0 |  | 286 | 15 | 12 | 9 | 1.62 | [7 empty] | 43606480393813 | 15 | 4762 | 40 | 30 | 30 | [10 empty] | 6 | N | [12 empty] | CUW | ZW | 8536303099 | [14 empty] | Vigi iC60 - aardlek hulpblok - 3P - 40A - 30mA - SI type | Vigi iC60 - blocs additifs mis à la terre - 3P - 40 A - 30m A - type SI | [17 empty] | https://eref.se.com/be/nl/sis-tarif/product/A9Q31340 | https://eref.se.com/be/fr/sis-tarif/product/A9Q31340
Schneider Electric | Schneider Electric | 01022021 |  | Schneider Electric |  | SED | A9Q31425 |  |  | 258.35 |  | 1 |  | 1 | QUICKVIGI iC60 4P 25A 30MA A SI | QUICK VIGI IC60 4P 25A 30MA A-TYPE SI |  | ACTI9 VIGI IC60 4P 25A 30MA A-SI-TYPE | [8 empty] | 09.07 | 1 | [8 empty] | 1 | 3606480393822 | 0 |  | 238 | 15 | 12 | 9 | 1.62 | [7 empty] | 43606480393820 | 15 | 4058 | 40 | 30 | 30 | [10 empty] | 6 | N | [12 empty] | CUW | ZW | 8536303099 | [14 empty] | Vigi iC60 - aardlek hulpblok - 4P - 25A - 30mA - SI type | Vigi iC60 - blocs additifs mis à la terre - 4P - 25 A - 30m A - type SI | [17 empty] | https://eref.se.com/be/nl/sis-tarif/product/A9Q31425 | https://eref.se.com/be/fr/sis-tarif/product/A9Q31425
Schneider Electric | Schneider Electric | 01022021 |  | Schneider Electric |  | SED | A9Q31440 |  |  | 298.41 |  | 1 |  | 1 | QUICKVIGI iC60 4P 40A 30MA A SI | QUICK VIGI IC60 4P 40A 30MA A-TYPE SI |  | ACTI9 VIGI IC60 4P 40A 30MA A-SI-TYPE | [8 empty] | 09.07 | 1 | [8 empty] | 1 | 3606480393839 | 0 |  | 316 | 15 | 12 | 9 | 1.62 | [7 empty] | 43606480393837 | 15 | 5219 | 40 | 30 | 30 | [10 empty] | 6 | N | [12 empty] | CUW | ZW | 8536303099 | [14 empty] | Vigi iC60 - aardlek hulpblok - 4P - 40A - 30mA - SI type | Vigi iC60 - blocs additifs mis à la terre - 4P - 40 A - 30m A - type SI | [17 empty] | https://eref.se.com/be/nl/sis-tarif/product/A9Q31440 | https://eref.se.com/be/fr/sis-tarif/product/A9Q31440
Schneider Electric | Schneider Electric | 01022021 |  | Schneider Electric |  | SED | A9R01225 |  |  | 160.72 |  | 1 |  | 6 | IID AARDLEKSCHAKELAAR 2P 25A 30MA A | iID 2P 25A 30mA A-type |  | ACTI9 IID 2P 25A 30MA A-TYPE RESIDUAL CU | [8 empty] | 09.07 | 1 | [8 empty] | 1 | 3606480091483 | 0 |  | 212 | 10 | 8 | 4 | 0.32 | 13606480091480 | 6 | 1337 | 11 | 26 | 9.2 |  | 43606480091481 | 54 | 12520 | 40 | 30 | 30 | [10 empty] | 2 | Y | [12 empty] | CUR | ZR | 8536303099 | [14 empty] | Differentieelschakelaar iID 2P 25A 30mA A-type | Interrupteur différentiel iID 2P 25A 30mA A-type | [17 empty] | https://eref.se.com/be/nl/sis-tarif/product/A9R01225 | https://eref.se.com/be/fr/sis-tarif/product/A9R01225
Schneider Electric | Schneider Electric | 01022021 |  | Schneider Electric |  | SED | A9R01240 |  |  | 124.03 |  | 1 |  | 6 | IID AARDLEKSCHAKELAAR 2P 40A 30MA A | iID 2P 40A 30mA A-type |  | ACTI9 IID 2P 40A 30MA A-TYPE RESIDUAL CU | [8 empty] | 09.07 | 1 | [8 empty] | 1 | 3606480091513 | 0 |  | 219 | 10 | 4 | 8 | 0.32 | 13606480091510 | 6 | 1378 | 25 | 11 | 9 |  | 43606480091511 | 54 | 12822 | 40 | 30 | 30 | [10 empty] | 2 | Y | [12 empty] | CUS | ZS | 8536303099 | [14 empty] | Differentieelschakelaar iID 2P 40A 30mA A-type | Interrupteur différentiel iID 2P 40A 30mA A-type | [17 empty] | https://eref.se.com/be/nl/sis-tarif/product/A9R01240 | https://eref.se.com/be/fr/sis-tarif/product/A9R01240
Schneider Electric | Schneider Electric | 01022021 |  | Schneider Electric |  | SED | A9R01263 |  |  | 264.32 |  | 1 |  | 6 | IID AARDLEKSCHAKELAAR 2P 63A 30MA A | iID 2P 63A 30mA A-type |  | ACTI9 IID 2P 63A 30MA A-TYPE RESIDUAL CU | [8 empty] | 09.07 | 1 | [8 empty] | 1 | 3606480091544 | 0 |  | 221 | 10 | 8 | 4 | 0.32 | 13606480091541 | 6 | 1390 | 11 | 25.5 | 9 |  | 43606480091542 | 54 | 12997 | 40 | 30 | 30 | [10 empty] | 2 | Y | [12 empty] | CUS | ZS | 8536303099 | [14 empty] | Differentieelschakelaar iID 2P 63A 30mA A-type | Interrupteur différentiel iID 2P 63A 30mA A-type | [17 empty] | https://eref.se.com/be/nl/sis-tarif/product/A9R01263 | https://eref.se.com/be/fr/sis-tarif/product/A9R01263
Schneider Electric | Schneider Electric | 01022021 |  | Schneider Electric |  | SED | A9R01291 |  |  | 296.15 |  | 1 |  | 6 | IID AARDLEKSCHAKELAAR 2P 100A 30MA A | iID 2P 100A 30mA A-type |  | ACTI9 IID 2P 100A 30MA A-TYPE RESIDUAL C | [8 empty] | 09.07 | 1 | [8 empty] | 1 | 3606480091575 | 0 |  | 228 | 10 | 9 | 4 | 0.36 | 13606480091572 | 6 | 1438 | 26 | 11 | 9 |  | 43606480091573 | 54 | 13429 | 40 | 30 | 30 | [10 empty] | 11 | N | [12 empty] | CUR | ZR | 8536303099 | [14 empty] | Differentieelschakelaar iID 2P 100A 30mA A-type | Interrupteur différentiel iID 2P 100A 30mA A-type
Schneider Electric | Schneider Electric | 01022021 |  | Schneider Electric |  | SED | A9R01425 |  |  | 171.36 |  | 1 |  | 1 | IID AARDLEKSCHAKELAAR 4P 25A 30MA A | iID 4P 25A 30mA A-type |  | ACTI9 IID 4P 25A 30MA A-TYPE RESIDUAL CU | [8 empty] | 09.07 | 1 | [8 empty] | 1 | 3606480091599 | 0 |  | 360 | 10 | 9 | 8 | 0.72 | [7 empty] | 43606480091597 | 27 | 10207 | 40 | 30 | 30 | [10 empty] | 2 | Y | [12 empty] | CUR | ZR | 8536303099 | [14 empty] | Differentieelschakelaar iID 4P 25A 30mA A-type | Interrupteur différentiel iID 4P 25A 30mA A-type | [17 empty] | https://eref.se.com/be/nl/sis-tarif/product/A9R01425 | https://eref.se.com/be/fr/sis-tarif/product/A9R01425
Schneider Electric | Schneider Electric | 01022021 |  | Schneider Electric |  | SED | A9R01440 |  |  | 130.98 |  | 1 |  | 1 | IID AARDLEKSCHAKELAAR 4P 40A 30MA A | iID 4P 40A 30mA A-type |  | ACTI9 IID 4P 40A 30MA A-TYPE RESIDUAL CU | [8 empty] | 09.07 | 1 | [8 empty] | 1 | 3606480091629 | 0 |  | 362 | 10 | 9 | 8 | 0.72 | [7 empty] | 43606480091627 | 27 | 10305 | 40 | 30 | 30 | [10 empty] | 2 | Y | [12 empty] | CUS | ZS | 8536303099 | [14 empty] | Differentieelschakelaar iID 4P 40A 30mA A-type | Interrupteur différentiel iID 4P 40A 30mA A-type | [17 empty] | https://eref.se.com/be/nl/sis-tarif/product/A9R01440 | https://eref.se.com/be/fr/sis-tarif/product/A9R01440
Schneider Electric | Schneider Electric | 01022021 |  | Schneider Electric |  | SED | A9R01463 |  |  | 294.55 |  | 1 |  | 1 | IID AARDLEKSCHAKELAAR 4P 63A 30MA A | iID 4P 63A 30mA A-type |  | ACTI9 IID 4P 63A 30MA A-TYPE RESIDUAL CU | [8 empty] | 09.07 | 1 | [8 empty] | 1 | 3606480091650 | 0 |  | 414 | 10 | 9 | 8 | 0.72 | [7 empty] | 43606480091658 | 27 | 11526 | 40 | 30 | 30 | [10 empty] | 2 | Y | [12 empty] | CUS | ZS | 8536303099 | [14 empty] | Differentieelschakelaar iID 4P 63A 30mA A-type | Interrupteur différentiel iID 4P 63A 30mA A-type | [17 empty] | https://eref.se.com/be/nl/sis-tarif/product/A9R01463 | https://eref.se.com/be/fr/sis-tarif/product/A9R01463
Schneider Electric | Schneider Electric | 01022021 |  | Schneider Electric |  | SED | A9R01491 |  |  | 312.73 |  | 1 |  | 1 | IID AARDLEKSCHAKELAAR 4P 100A 30MA A | iID 4P 100A 30mA A-type |  | ACTI9 IID 4P 100A 30MA A-TYPE RESIDUAL C | [8 empty] | 09.07 | 1 | [8 empty] | 1 | 3606480091681 | 0 |  | 403 | 10 | 8 | 8 | 0.64 | [7 empty] | 43606480091689 | 27 | 11742 | 40 | 30 | 30 | [10 empty] | 2 | Y | [12 empty] | CUR | ZR | 8536303099 | [14 empty] | Differentieelschakelaar iID 4P 100A 30mA A-type | Interrupteur différentiel iID 4P 100A 30mA A-type | [17 empty] | https://eref.se.com/be/nl/sis-tarif/product/A9R01491 | https://eref.se.com/be/fr/sis-tarif/product/A9R01491
Schneider Electric | Schneider Electric | 01022021 |  | Schneider Electric |  | SED | A9R04225 |  |  | 149.62 |  | 1 |  | 6 | IID AARDLEKSCHAKELAAR 2P 25A 300MA A | iID 2P 25A 300mA A-type |  | ACTI9 IID 2P 25A 300MA A-TYPE RESIDUAL C | [8 empty] | 09.07 | 1 | [8 empty] | 1 | 3606480091490 | 0 |  | 206 | 10 | 9 | 4 | 0.36 | 13606480091497 | 6 | 1311 | 26 | 9 | 11 |  | 43606480091498 | 54 | 12286 | 40 | 30 | 30 | [10 empty] | 2 | Y | [12 empty] | CUR | ZR | 8536303099 | [14 empty] | Differentieelschakelaar iID 2P 25A 300mA A-type | Interrupteur différentiel iID 2P 25A 300mA A-type | [17 empty] | https://eref.se.com/be/nl/sis-tarif/product/A9R04225 | https://eref.se.com/be/fr/sis-tarif/product/A9R04225
Schneider Electric | Schneider Electric | 01022021 |  | Schneider Electric |  | SED | A9R04240 |  |  | 118.36 |  | 1 |  | 6 | IID AARDLEKSCHAKELAAR 2P 40A 300MA A | iID 2P 40A 300mA A-type |  | ACTI9 IID 2P 40A 300MA A-TYPE RESIDUAL C | [8 empty] | 09.07 | 1 | [8 empty] | 1 | 3606480091520 | 0 |  | 206 | 10 | 4 | 8 | 0.32 | 13606480091527 | 6 | 1304 | 11 | 25.5 | 9.2 |  | 43606480091528 | 54 | 12223 | 40 | 30 | 30 | [10 empty] | 2 | Y | [12 empty] | CUS | ZS | 8536303099 | [14 empty] | Differentieelschakelaar iID 2P 40A 300mA A-type | Interrupteur différentiel iID 2P 40A 300mA A-type | [17 empty] | https://eref.se.com/be/nl/sis-tarif/product/A9R04240 | https://eref.se.com/be/fr/sis-tarif/product/A9R04240
Schneider Electric | Schneider Electric | 01022021 |  | Schneider Electric |  | SED | A9R04263 |  |  | 168.07 |  | 1 |  | 6 | IID AARDLEKSCHAKELAAR 2P 63A 300MA A | iID 2P 63A 300mA A-type |  | ACTI9 IID 2P 63A 300MA A-TYPE RESIDUAL C | [8 empty] | 09.07 | 1 | [8 empty] | 1 | 3606480091551 | 0 |  | 205 | 10 | 9 | 4 | 0.36 | 13606480091558 | 6 | 1318 | 26 | 9 | 11 |  | 43606480091559 | 54 | 12349 | 40 | 30 | 30 | [10 empty] | 13 | N | [12 empty] | CUS | ZS | 8536303099 | [14 empty] | Differentieelschakelaar iID 2P 63A 300mA A-type | Interrupteur différentiel iID 2P 63A 300mA A-type | [17 empty] | https://eref.se.com/be/nl/sis-tarif/product/A9R04263 | https://eref.se.com/be/fr/sis-tarif/product/A9R04263
Schneider Electric | Schneider Electric | 01022021 |  | Schneider Electric |  | SED | A9R04425 |  |  | 155.1 |  | 1 |  | 1 | IID AARDLEKSCHAKELAAR 4P 25A 300MA A | iID 4P 25A 300mA A-type |  | ACTI9 IID 4P 25A 300MA A-TYPE RESIDUAL C | [8 empty] | 09.07 | 1 | [8 empty] | 1 | 3606480091605 | 0 |  | 358.5 | 10 | 8 | 9 | 0.72 | [7 empty] | 43606480091603 | 27 | 9991 | 40 | 30 | 30 | [10 empty] | 2 | Y | [12 empty] | CUR | ZR | 8536303099 | [14 empty] | Differentieelschakelaar iID 4P 25A 300mA A-type | Interrupteur différentiel iID 4P 25A 300mA A-type | [17 empty] | https://eref.se.com/be/nl/sis-tarif/product/A9R04425 | https://eref.se.com/be/fr/sis-tarif/product/A9R04425
Schneider Electric | Schneider Electric | 01022021 |  | Schneider Electric |  | SED | A9R04440 |  |  | 118.36 |  | 1 |  | 1 | IID AARDLEKSCHAKELAAR 4P 40A 300MA A | iID 4P 40A 300mA A-type |  | ACTI9 IID 4P 40A 300MA A-TYPE RESIDUAL C | [8 empty] | 09.07 | 1 | [8 empty] | 1 | 3606480091636 | 0 |  | 351 | 10 | 9 | 8 | 0.72 | [7 empty] | 43606480091634 | 27 | 9964 | 40 | 30 | 30 | [10 empty] | 2 | Y | [12 empty] | CUS | ZS | 8536303099 | [14 empty] | Differentieelschakelaar iID 4P 40A 300mA A-type | Interrupteur différentiel iID 4P 40A 300mA A-type | [17 empty] | https://eref.se.com/be/nl/sis-tarif/product/A9R04440 | https://eref.se.com/be/fr/sis-tarif/product/A9R04440
Schneider Electric | Schneider Electric | 01022021 |  | Schneider Electric |  | SED | A9R04463 |  |  | 175.26 |  | 1 |  | 1 | IID AARDLEKSCHAKELAAR 4P 63A 300MA A | iID 4P 63A 300mA A-type |  | ACTI9 IID 4P 63A 300MA A-TYPE RESIDUAL C | [8 empty] | 09.07 | 1 | [8 empty] | 1 | 3606480091667 | 0 |  | 360 | 10 | 8 | 9 | 0.72 | [7 empty] | 43606480091665 | 27 | 10284 | 40 | 30 | 30 | [10 empty] | 2 | Y | [12 empty] | CUS | ZS | 8536303099 | [14 empty] | Differentieelschakelaar iID 4P 63A 300mA A-type | Interrupteur différentiel iID 4P 63A 300mA A-type | [17 empty] | https://eref.se.com/be/nl/sis-tarif/product/A9R04463 | https://eref.se.com/be/fr/sis-tarif/product/A9R04463
Schneider Electric | Schneider Electric | 01022021 |  | Schneider Electric |  | SED | A9R04491 |  |  | 282.62 |  | 1 |  | 1 | IID AARDLEKSCHAKELAAR 4P 100A 300MA A | iID 4P 100A 300mA A-type |  | ACTI9 IID 4P 100A 300MA A-TYPE RESIDUAL | [8 empty] | 09.07 | 1 | [8 empty] | 1 | 3606480091698 | 0 |  | 353 | 10 | 8 | 9 | 0.72 | [7 empty] | 43606480091696 | 27 | 10018 | 40 | 30 | 30 | [10 empty] | 2 | Y | [12 empty] | CUR | ZR | 8536303099 | [14 empty] | Differentieelschakelaar iID 4P 100A 300mA A-type | Interrupteur différentiel iID 4P 100A 300mA A-type | [17 empty] | https://eref.se.com/be/nl/sis-tarif/product/A9R04491 | https://eref.se.com/be/fr/sis-tarif/product/A9R04491
Schneider Electric | Schneider Electric | 01022021 |  | Schneider Electric |  | SED | A9R05240 |  |  | 165.93 |  | 1 |  | 6 | iID AARDLEKSCHAKELAAR 2P 40A 300mA S A | iID 2P 40A 300mA-S A-type |  | ACTI9 IID 2P 40A 300MA-S A-TYPE RESIDUAL | [8 empty] | 09.07 | 1 | [8 empty] | 6 | 3606480091506 | 0 |  | 205 | 10 | 8 | 4 | 0.32 | 13606480091503 | 6 | 1314 | 26 | 9 | 11 |  | 43606480091504 | 54 | 12313 | 40 | 30 | 30 | [10 empty] | 14 | N | [12 empty] | CUR | ZR | 8536303099 | [14 empty] | Differentieelschakelaar iID 2P 40A 300mA-S A-type | Interrupteur différentiel iID 2P 40A 300mA-S A-type
Schneider Electric | Schneider Electric | 01022021 |  | Schneider Electric |  | SED | A9R05263 |  |  | 251.2 |  | 1 |  | 6 | IID AARDLEKSCHAKELAAR 2P 63A 300MA S A | iID 2P 63A 300mA-S A-type |  | ACTI9 IID 2P 63A 300MA-S A-TYPE RESIDUAL | [8 empty] | 09.07 | 1 | [8 empty] | 1 | 3606480091537 | 0 |  | 206 | 10 | 9 | 4 | 0.36 | 13606480091534 | 6 | 1320 | 26 | 9 | 11 |  | 43606480091535 | 54 | 12367 | 40 | 30 | 30 | [10 empty] | 14 | N | [12 empty] | CUR | ZR | 8536303099 | [14 empty] | Differentieelschakelaar iID 2P 63A 300mA-S A-type | Interrupteur différentiel iID 2P 63A 300mA-S A-type
Schneider Electric | Schneider Electric | 01022021 |  | Schneider Electric |  | SED | A9R05291 |  |  | 287.45 |  | 1 |  | 6 | IID AARDLEKSCHAKELAAR 2P 100A 300MA S A | IID 2P 100A 300MA S A |  | ACTI9 IID 2P 100A 300MA-S A-TYPE RESIDUA | [8 empty] | 09.07 | 1 | [8 empty] | 1 | 3606480091568 | 0 |  | 205 | 11 | 9 | 4 | 0.396 | 13606480091565 | 6 | 1300 | 26 | 9 | 11 |  | 43606480091566 | 54 | 12187 | 40 | 30 | 30 | [10 empty] | 14 | N | [12 empty] | CUR | ZR | 8536303099 | [14 empty] | iID - aardlekbescherming - 2P - 100A - 300mA - A type | iID - protection différentielle - 2P - 100 A - 300 mA - type A
Schneider Electric | Schneider Electric | 01022021 |  | Schneider Electric |  | SED | A9R05440 |  |  | 185.8 |  | 1 |  | 1 | IID AARDLEKSCHAKELAAR 4P 40A 300MA S A | iID 4P 40A 300mA-S A-type |  | ACTI9 IID 4P 40A 300MA-S A-TYPE RESIDUAL | [8 empty] | 09.07 | 1 | [8 empty] | 1 | 3606480091612 | 0 |  | 353 | 10 | 8 | 9 | 0.72 | [7 empty] | 43606480091610 | 27 | 10018 | 40 | 30 | 30 | [10 empty] | 2 | Y | [12 empty] | CUR | ZR | 8536303099 | [14 empty] | Differentieelschakelaar iID 4P 40A 300mA-S A-type | Interrupteur différentiel iID 4P 40A 300mA-S A-type | [17 empty] | https://eref.se.com/be/nl/sis-tarif/product/A9R05440 | https://eref.se.com/be/fr/sis-tarif/product/A9R05440
Schneider Electric | Schneider Electric | 01022021 |  | Schneider Electric |  | SED | A9R05463 |  |  | 263.08 |  | 1 |  | 1 | IID AARDLEKSCHAKELAAR 4P 63A 300MA S A | iID 4P 63A 300mA-S A-type |  | ACTI9 IID 4P 63A 300MA-S A-TYPE RESIDUAL | [8 empty] | 09.07 | 1 | [8 empty] | 1 | 3606480091643 | 0 |  | 353 | 10 | 8 | 9 | 0.72 | [7 empty] | 43606480091641 | 27 | 10018 | 40 | 30 | 30 | [10 empty] | 2 | Y | [12 empty] | CUR | ZR | 8536303099 | [14 empty] | Differentieelschakelaar iID 4P 63A 300mA-S A-type | Interrupteur différentiel iID 4P 63A 300mA-S A-type | [17 empty] | https://eref.se.com/be/nl/sis-tarif/product/A9R05463 | https://eref.se.com/be/fr/sis-tarif/product/A9R05463
Schneider Electric | Schneider Electric | 01022021 |  | Schneider Electric |  | SED | A9R05491 |  |  | 301.17 |  | 1 |  | 1 | ACTI9 IID 4P 100A 300MA-S A-TYPE RESIDUA | IID 4P 100A 300MA S A |  | ACTI9 IID 4P 100A 300MA-S A-TYPE RESIDUA | [8 empty] | 09.07 | 1 | [8 empty] | 1 | 3606480091674 | 0 |  | 353 | 10 | 9 | 8 | 0.72 | [7 empty] | 43606480091672 | 27 | 10018 | 40 | 30 | 30 | [10 empty] | 2 | Y | [12 empty] | CUR | ZR | 8536303099 | [14 empty] | iID - aardlekbescherming - 4P - 100A - 300mA - A type | iID - protection différentielle - 4P - 100 A - 300 mA - type A | [17 empty] | https://eref.se.com/be/nl/sis-tarif/product/A9R05491 | https://eref.se.com/be/fr/sis-tarif/product/A9R05491
Schneider Electric | Schneider Electric | 01022021 |  | Schneider Electric |  | SED | A9R08263 |  |  | 267.98 |  | 1 |  | 6 | IID AARDLEKSCHAKELAAR 2P 63A 30MA 110V | ACTI 9 IID 63A 2P 30MA A-TYPE 110V INTER |  | ACTI 9 IID 63A 2P 30MA A-TYPE 110V RESID | [18 empty] | 1 | 3606480639746 | 0 |  | 216 | 10 | 8 | 4 | 0.32 | 13606480639743 | 6 | 1436 | 26 | 9 | 11 |  | 43606480639744 | 54 | 13198 | 40 | 30 | 30 | [10 empty] | 6 | N | [12 empty] | CUS | ZS | 8536508090 | [33 empty] | https://eref.se.com/be/nl/sis-tarif/product/A9R08263 | https://eref.se.com/be/fr/sis-tarif/product/A9R08263
Schneider Electric | Schneider Electric | 01022021 |  | Schneider Electric |  | SED | A9R10216 |  |  | 147.75 |  | 1 |  | 6 | ACTI9 IID 2P 16A 10MA AC-TYPE | ACTI9 IID 2P 16A 10MA AC-TYPE INTERRUPTE |  | ACTI9 IID 2P 16A 10MA AC-TYPE RESIDUAL C | [8 empty] | 09.07 | 1 | [8 empty] | 1 | 3606480089121 | 0 |  | 219.25 | 10 | 8 | 4 | 0.32 | 13606480089128 | 6 | 1378 | 25 | 10.5 | 9 |  | 43606480089129 | 54 | 12822 | 40 | 30 | 30 | [10 empty] | 6 | N | [12 empty] | CUR | ZR | 8536201090 | [14 empty] | iID - aardlekbescherming - 2P - 16A - 10mA - AC type | iID - protection différentielle - 2P - 16 A - 10 mA - type CA | [17 empty] | https://eref.se.com/be/nl/sis-tarif/product/A9R10216 | https://eref.se.com/be/fr/sis-tarif/product/A9R10216
Schneider Electric | Schneider Electric | 01022021 |  | Schneider Electric |  | SED | A9R10225 |  |  | 164.18 |  | 1 |  | 6 | ACTI9 IID 2P 25A 10MA AC-TYPE | ACTI9 IID 2P 25A 10MA AC-TYPE INTERRUPTE |  | ACTI9 IID 2P 25A 10MA AC-TYPE RESIDUAL C | [8 empty] | 09.07 | 1 | [8 empty] | 1 | 3606480089145 | 0 |  | 240 | 10 | 10 | 4 | 0.4 | 13606480089142 | 6 | 1404 | 25.5 | 10.8 | 9 |  | 43606480089143 | 54 | 13447 | 40 | 30 | 30 | [10 empty] | 6 | N | [12 empty] | CUR | ZR | 8536201090 | [14 empty] | iID - aardlekbescherming - 2P - 25A - 10mA - AC type | iID - protection différentielle - 2P - 25 A - 10 mA - type CA | [17 empty] | https://eref.se.com/be/nl/sis-tarif/product/A9R10225 | https://eref.se.com/be/fr/sis-tarif/product/A9R10225
Schneider Electric | Schneider Electric | 01022021 |  | Schneider Electric |  | SED | A9R11225 |  |  | 144.65 |  | 1 |  | 6 | ACTI9 IID 2P 25A 30MA AC-TYPE | ACTI9 IID 2P 25A 30MA AC-TYPE INTERRUPTE |  | ACTI9 IID 2P 25A 30MA AC-TYPE RESIDUAL C | [8 empty] | 09.07 | 1 | [8 empty] | 1 | 3606480091247 | 0 |  | 210 | 4 | 10 | 8 | 0.32 | 13606480091244 | 6 | 1324 | 25.5 | 10.5 | 9 |  | 43606480091245 | 54 | 12404 | 40 | 30 | 30 | [10 empty] | 6 | N | [12 empty] | CUR | ZR | 8536303099 | [14 empty] | iID - aardlekbescherming - 2P - 25A - 30mA - AC type | iID - protection différentielle - 2P - 25 A - 30 mA - type CA | [17 empty] | https://eref.se.com/be/nl/sis-tarif/product/A9R11225 | https://eref.se.com/be/fr/sis-tarif/product/A9R11225
Schneider Electric | Schneider Electric | 01022021 |  | Schneider Electric |  | SED | A9R11240 |  |  | 112.18 |  | 1 |  | 6 | ACTI9 IID 2P 40A 30MA AC-TYPE | ACTI9 IID 2P 40A 30MA AC-TYPE INTERRUPTE |  | ACTI9 IID 2P 40A 30MA AC-TYPE RESIDUAL C | [8 empty] | 09.07 | 1 | [8 empty] | 1 | 3606480091261 | 0 |  | 210 | 10 | 9 | 4 | 0.36 | 13606480091268 | 6 | 1324 | 26 | 9 | 11 |  | 43606480091269 | 54 | 12396 | 40 | 30 | 30 | [10 empty] | 6 | N | [12 empty] | CUR | ZR | 8536303099 | [14 empty] | iID - aardlekbescherming - 2P - 40A - 30mA - AC type | iID - protection différentielle - 2P - 40 A - 30 mA - type CA | [17 empty] | https://eref.se.com/be/nl/sis-tarif/product/A9R11240 | https://eref.se.com/be/fr/sis-tarif/product/A9R11240
Schneider Electric | Schneider Electric | 01022021 |  | Schneider Electric |  | SED | A9R11263 |  |  | 239.05 |  | 1 |  | 6 | ACTI9 IID 2P 63A 30MA AC-TYPE | ACTI9 IID 2P 63A 30MA AC-TYPE INTERRUPTE |  | ACTI9 IID 2P 63A 30MA AC-TYPE RESIDUAL C | [8 empty] | 09.07 | 1 | [8 empty] | 1 | 3606480091285 | 0 |  | 226 | 4 | 10 | 8 | 0.32 | 13606480091282 | 6 | 1423 | 25.5 | 10.5 | 9 |  | 43606480091283 | 54 | 13295 | 40 | 30 | 30 | [10 empty] | 6 | N | [12 empty] | CUR | ZR | 8536303099 | [14 empty] | iID - aardlekbescherming - 2P - 63A - 30mA - AC type | iID - protection différentielle - 2P - 63 A - 30 mA - type CA | [17 empty] | https://eref.se.com/be/nl/sis-tarif/product/A9R11263 | https://eref.se.com/be/fr/sis-tarif/product/A9R11263
Schneider Electric | Schneider Electric | 01022021 |  | Schneider Electric |  | SED | A9R11291 |  |  | 266.53 |  | 1 |  | 6 | ACTI9 IID 2P 100A 30MA AC-TYPE | ACTI9 IID 2P 100A 30MA AC-TYPE INTERRUPT |  | ACTI9 IID 2P 100A 30MA AC-TYPE RESIDUAL | [8 empty] | 09.07 | 1 | [8 empty] | 1 | 3606480089244 | 0 |  | 227 | 10 | 4 | 9 | 0.36 | 13606480089241 | 6 | 1419 | 26 | 10.5 | 9.2 |  | 43606480089242 | 54 | 13258 | 40 | 30 | 30 | [10 empty] | 6 | N | [12 empty] | CUR | ZR | 8536303099 | [14 empty] | iID - aardlekbescherming - 2P - 100A - 30mA - AC type | iID - protection différentielle - 2P - 100 A - 30 mA - type CA | [17 empty] | https://eref.se.com/be/nl/sis-tarif/product/A9R11291 | https://eref.se.com/be/fr/sis-tarif/product/A9R11291
Schneider Electric | Schneider Electric | 01022021 |  | Schneider Electric |  | SED | A9R11425 |  |  | 154.22 |  | 1 |  | 1 | ACTI9 IID 4P 25A 30MA AC-TYPE | ACTI9 IID 4P 25A 30MA AC-TYPE INTERRUPTE |  | ACTI9 IID 4P 25A 30MA AC-TYPE RESIDUAL C | [8 empty] | 09.07 | 1 | [8 empty] | 1 | 3606480091308 | 0 |  | 359 | 8 | 10 | 8 | 0.64 | [7 empty] | 43606480091306 | 27 | 10370 | 40 | 30 | 30 | [10 empty] | 6 | N | [12 empty] | CUR | ZR | 8536303099 | [14 empty] | iID - aardlekbescherming - 4P - 25A - 30mA - AC type | iID - protection différentielle - 4P - 25 A - 30 mA - type CA | [17 empty] | https://eref.se.com/be/nl/sis-tarif/product/A9R11425 | https://eref.se.com/be/fr/sis-tarif/product/A9R11425
Schneider Electric | Schneider Electric | 01022021 |  | Schneider Electric |  | SED | A9R11440 |  |  | 118.46 |  | 1 |  | 3 | ACTI9 IID 4P 40A 30MA AC-TYPE | ACTI9 IID 4P 40A 30MA AC-TYPE INTERRUPTE |  | ACTI9 IID 4P 40A 30MA AC-TYPE RESIDUAL C | [8 empty] | 09.07 | 1 | [8 empty] | 1 | 3606480091322 | 0 |  | 359 | 8 | 10 | 8 | 0.64 | 13606480091329 | 3 | 1143 | 25.6 | 10.7 | 9 |  | 43606480091320 | 27 | 10181 | 40 | 30 | 30 |  | 73606480091321 | 216 | 94952 | 120 | 80 | 50 |  |  |  | 6 | N | [12 empty] | CUR | ZR | 8536303099 | [14 empty] | iID - aardlekbescherming - 4P - 40A - 30mA - AC type | iID - protection différentielle - 4P - 40 A - 30 mA - type CA | [17 empty] | https://eref.se.com/be/nl/sis-tarif/product/A9R11440 | https://eref.se.com/be/fr/sis-tarif/product/A9R11440
Schneider Electric | Schneider Electric | 01022021 |  | Schneider Electric |  | SED | A9R11463 |  |  | 266.39 |  | 1 |  | 1 | ACTI9 IID 4P 63A 30MA AC-TYPE | ACTI9 IID 4P 63A 30MA AC-TYPE INTERRUPTE |  | ACTI9 IID 4P 63A 30MA AC-TYPE RESIDUAL C | [8 empty] | 09.07 | 1 | [8 empty] | 1 | 3606480091346 | 0 |  | 411 | 10 | 8 | 8 | 0.64 | [7 empty] | 43606480091344 | 27 | 11594 | 40 | 30 | 30 |  | 73606480091345 | 216 | 102944 | 120 | 80 | 50 |  |  |  | 6 | N | [12 empty] | CUR | ZR | 8536201090 | [14 empty] | iID - aardlekbescherming - 4P - 63A - 30mA - AC type | iID - protection différentielle - 4P - 63 A - 30 mA - type CA | [17 empty] | https://eref.se.com/be/nl/sis-tarif/product/A9R11463 | https://eref.se.com/be/fr/sis-tarif/product/A9R11463
Schneider Electric | Schneider Electric | 01022021 |  | Schneider Electric |  | SED | A9R11480 |  |  | 253.04 |  | 1 |  | 1 | ACTI9 IID 4P 80A 30MA AC-TYPE | ACTI9 IID 4P 80A 30MA AC-TYPE INTERRUPTE |  | ACTI9 IID 4P 80A 30MA AC-TYPE RESIDUAL C | [8 empty] | 09.07 | 1 | [8 empty] | 1 | 3606480089374 | 0 |  | 398 | 10 | 8 | 7 | 0.56 | [7 empty] | 43606480089372 | 27 | 11260 | 40 | 30 | 30 | [10 empty] | 6 | N | [12 empty] | CUR | ZR | 8536303099 | [14 empty] | iID - aardlekbescherming - 4P - 80A - 30mA - AC type | iID - protection différentielle - 4P - 80 A - 30 mA - type CA | [17 empty] | https://eref.se.com/be/nl/sis-tarif/product/A9R11480 | https://eref.se.com/be/fr/sis-tarif/product/A9R11480
Schneider Electric | Schneider Electric | 01022021 |  | Schneider Electric |  | SED | A9R11491 |  |  | 281.47 |  | 1 |  | 1 | ACTI9 IID 4P 100A 30MA AC-TYPE | ACTI9 IID 4P 100A 30MA AC-TYPE INTERRUPT |  | ACTI9 IID 4P 100A 30MA AC-TYPE RESIDUAL | [8 empty] | 09.07 | 1 | [8 empty] | 1 | 3606480089442 | 0 |  | 401 | 10 | 8 | 8 | 0.64 | [7 empty] | 43606480089440 | 27 | 11314 | 40 | 30 | 30 | [10 empty] | 6 | N | [12 empty] | CUR | ZR | 8536303099 | [14 empty] | iID - aardlekbescherming - 4P - 100A - 30mA - AC type | iID - protection différentielle - 2P - 100 A - 30 mA - type CA | [17 empty] | https://eref.se.com/be/nl/sis-tarif/product/A9R11491 | https://eref.se.com/be/fr/sis-tarif/product/A9R11491
Schneider Electric | Schneider Electric | 01022021 |  | Schneider Electric |  | SED | A9R12440 |  |  | 157.23 |  | 1 |  | 1 | ACTI9 IID 4P 40A 100MA AC-TYPE | ACTI9 IID 4P 40A 100MA AC-TYPE INTERRUPT |  | ACTI9 IID 4P 40A 100MA AC-TYPE RESIDUAL | [8 empty] | 09.07 | 1 | [8 empty] | 1 | 3606480089305 | 0 |  | 357 | 10 | 8 | 8 | 0.64 | [7 empty] | 43606480089303 | 27 | 10126 | 40 | 30 | 30 |  | 73606480089304 | 216 | 93008 | 120 | 80 | 50 |  |  |  | 6 | N | [12 empty] | CUR | ZR | 8536201090 | [14 empty] | iID - aardlekbescherming - 4P - 40A - 100mA - AC type | iID - protection différentielle - 4P - 40 A - 100 mA - type CA | [17 empty] | https://eref.se.com/be/nl/sis-tarif/product/A9R12440 | https://eref.se.com/be/fr/sis-tarif/product/A9R12440
Schneider Electric | Schneider Electric | 01022021 |  | Schneider Electric |  | SED | A9R12463 |  |  | 291.73 |  | 1 |  | 1 | ACTI9 IID 4P 63A 100MA AC-TYPE | ACTI9 IID 4P 63A 100MA AC-TYPE INTERRUPT |  | ACTI9 IID 4P 63A 100MA AC-TYPE RESIDUAL | [8 empty] | 09.07 | 1 | [8 empty] | 1 | 3606480089343 | 0 |  | 355 | 10 | 8 | 8 | 0.64 | [7 empty] | 43606480089341 | 27 | 10747 | 40 | 30 | 30 | [10 empty] | 6 | N | [12 empty] | CUR | ZR | 8536201090 | [14 empty] | iID - aardlekbescherming - 4P - 63A - 100mA - AC type | iID - protection différentielle - 4P - 63 A - 100 mA - type CA | [17 empty] | https://eref.se.com/be/nl/sis-tarif/product/A9R12463 | https://eref.se.com/be/fr/sis-tarif/product/A9R12463
Schneider Electric | Schneider Electric | 01022021 |  | Schneider Electric |  | SED | A9R12480 |  |  | 202.88 |  | 1 |  | 3 | ACTI9 IID 4P 80A 100MA AC-TYPE | ACTI9 IID 4P 80A 100MA AC-TYPE |  | ACTI9 IID 4P 80A 100MA AC-TYPE RESIDUAL | [18 empty] | 3 | 3606480089381 | 0 |  | 362 | 10 | 8 | 8 | 0.64 | [7 empty] | 43606480089389 | 27 | 10148 | 40 | 30 | 30 | [10 empty] | 12 | N | [12 empty] | CUR | ZR | 8536209090 | [33 empty] | https://eref.se.com/be/nl/sis-tarif/product/A9R12480 | https://eref.se.com/be/fr/sis-tarif/product/A9R12480
Schneider Electric | Schneider Electric | 01022021 |  | Schneider Electric |  | SED | A9R12491 |  |  | 316.93 |  | 1 |  | 1 | iID 4P 100A 100MA TYPE AC | ACTI9 IID 4P 100A 100MA AC-TYPE INTERRUP |  | ACTI9 IID 4P 100A 100MA AC-TYPE RESIDUAL | [8 empty] | 09.07 | 1 | [8 empty] | 1 | 3606480089459 | 0 |  | 363 | 10 | 9 | 8 | 0.72 | [7 empty] | 43606480089457 | 27 | 10747 | 40 | 30 | 30 | [10 empty] | 6 | N | [12 empty] | CUR | ZR | 8536209090 | [14 empty] | iID - aardlekbescherming - 4P - 100A - 100mA - AC type | iID - protection différentielle - 4P - 100 A - 100 mA - type CA | [17 empty] | https://eref.se.com/be/nl/sis-tarif/product/A9R12491 | https://eref.se.com/be/fr/sis-tarif/product/A9R12491
Schneider Electric | Schneider Electric | 01022021 |  | Schneider Electric |  | SED | A9R14225 |  |  | 134.66 |  | 1 |  | 6 | ACTI9 IID 2P 25A 300MA AC-TYPE | ACTI9 IID 2P 25A 300MA AC-TYPE INTERRUPT |  | ACTI9 IID 2P 25A 300MA AC-TYPE RESIDUAL | [8 empty] | 09.07 | 1 | [8 empty] | 1 | 3606480091254 | 0 |  | 203.9 | 10 | 9 | 4 | 0.36 | 13606480091251 | 6 | 1293 | 26 | 9 | 10 |  | 43606480091252 | 54 | 12350 | 40 | 30 | 30 | [10 empty] | 6 | N | [12 empty] | CUR | ZR | 8536303099 | [14 empty] | iID - aardlekbescherming - 2P - 25A - 300mA - AC type | iID - protection différentielle - 2P - 25 A - 300 mA - type CA | [17 empty] | https://eref.se.com/be/nl/sis-tarif/product/A9R14225 | https://eref.se.com/be/fr/sis-tarif/product/A9R14225
Schneider Electric | Schneider Electric | 01022021 |  | Schneider Electric |  | SED | A9R14240 |  |  | 107.05 |  | 1 |  | 6 | ACTI9 IID 2P 40A 300MA AC-TYPE | ACTI9 IID 2P 40A 300MA AC-TYPE INTERRUPT |  | ACTI9 IID 2P 40A 300MA AC-TYPE RESIDUAL | [8 empty] | 09.07 | 1 | [8 empty] | 1 | 3606480091278 | 0 |  | 203 | 10 | 9 | 4 | 0.36 | 13606480091275 | 6 | 1285 | 26 | 9 | 11 |  | 43606480091276 | 54 | 12290 | 40 | 30 | 30 | [10 empty] | 6 | N | [12 empty] | CUR | ZR | 8536303099 | [14 empty] | iID - aardlekbescherming - 2P - 40A - 300mA - AC type | iID - protection différentielle - 2P - 40 A - 300 mA - type CA | [17 empty] | https://eref.se.com/be/nl/sis-tarif/product/A9R14240 | https://eref.se.com/be/fr/sis-tarif/product/A9R14240
Schneider Electric | Schneider Electric | 01022021 |  | Schneider Electric |  | SED | A9R14263 |  |  | 152 |  | 1 |  | 6 | ACTI9 IID 2P 63A 300MA AC-TYPE | ACTI9 IID 2P 63A 300MA AC-TYPE INTERRUPT |  | ACTI9 IID 2P 63A 300MA AC-TYPE RESIDUAL | [8 empty] | 09.07 | 1 | [8 empty] | 1 | 3606480091292 | 0 |  | 202 | 10 | 8 | 4 | 0.32 | 13606480091299 | 6 | 1280 | 26 | 9 | 11 |  | 43606480091290 | 54 | 12233 | 40 | 30 | 30 | [10 empty] | 6 | N | [12 empty] | CUR | ZR | 8536303099 | [14 empty] | iID - aardlekbescherming - 2P - 63A - 300mA - AC type | iID - protection différentielle - 2P - 63 A - 300 mA - type CA | [17 empty] | https://eref.se.com/be/nl/sis-tarif/product/A9R14263 | https://eref.se.com/be/fr/sis-tarif/product/A9R14263
Schneider Electric | Schneider Electric | 01022021 |  | Schneider Electric |  | SED | A9R14291 |  |  | 254.37 |  | 1 |  | 6 | ACTI9 IID 2P 100A 300MA AC-TYPE | ACTI9 IID 2P 100A 300MA AC-TYPE INTERRUP |  | ACTI9 IID 2P 100A 300MA AC-TYPE RESIDUAL | [8 empty] | 09.07 | 1 | [8 empty] | 1 | 3606480089268 | 0 |  | 202 | 10 | 8 | 4 | 0.32 | 13606480089265 | 6 | 1297 | 25.4 | 10.9 | 9.1 |  | 43606480089266 | 54 | 12160 | 40 | 30 | 30 | [10 empty] | 6 | N | [12 empty] | CUR | ZR | 8536209090 | [14 empty] | iID - aardlekbescherming - 2P - 100A - 300mA - AC type | iID - protection différentielle - 2P - 100 A - 300 mA - type CA | [17 empty] | https://eref.se.com/be/nl/sis-tarif/product/A9R14291 | https://eref.se.com/be/fr/sis-tarif/product/A9R14291
Schneider Electric | Schneider Electric | 01022021 |  | Schneider Electric |  | SED | A9R14425 |  |  | 139.6 |  | 1 |  | 3 | ACTI9 IID 4P 25A 300MA AC-TYPE | ACTI9 IID 4P 25A 300MA AC-TYPE INTERRUPT |  | ACTI9 IID 4P 25A 300MA AC-TYPE RESIDUAL | [8 empty] | 09.07 | 1 | [8 empty] | 1 | 3606480091315 | 0 |  | 366 | 10 | 9 | 8 | 0.72 | 13606480091312 | 3 | 1135 | 25.6 | 10.7 | 9 |  | 43606480091313 | 27 | 10140 | 40 | 30 | 30 | [10 empty] | 6 | N | [12 empty] | CUR | ZR | 8536303099 | [14 empty] | iID - aardlekbescherming - 4P - 25A - 300mA - AC type | iID - protection différentielle - 4P - 25 A - 300 mA - type CA | [17 empty] | https://eref.se.com/be/nl/sis-tarif/product/A9R14425 | https://eref.se.com/be/fr/sis-tarif/product/A9R14425
Schneider Electric | Schneider Electric | 01022021 |  | Schneider Electric |  | SED | A9R14440 |  |  | 107.05 |  | 1 |  | 1 | ACTI9 IID 4P 40A 300MA AC-TYPE | ACTI9 IID 4P 40A 300MA AC-TYPE INTERRUPT |  | TI9 IID 4P 40A 300MA AC-TYPE RESIDUAL | [8 empty] | 09.07 | 1 | [8 empty] | 1 | 3606480091339 | 0 |  | 368 | 10 | 8 | 8 | 0.64 | [7 empty] | 43606480091337 | 27 | 10423 | 40 | 30 | 30 | [10 empty] | 6 | N | [12 empty] | CUR | ZR | 8536303099 | [14 empty] | iID - aardlekbescherming - 4P - 40A - 300mA - AC type | iID - protection différentielle - 4P - 40 A - 300 mA - type CA | [17 empty] | https://eref.se.com/be/nl/sis-tarif/product/A9R14440 | https://eref.se.com/be/fr/sis-tarif/product/A9R14440
Schneider Electric | Schneider Electric | 01022021 |  | Schneider Electric |  | SED | A9R14463 |  |  | 158.5 |  | 1 |  | 1 | ACTI9 IID 4P 63A 300MA AC-TYPE | ACTI9 IID 4P 63A 300MA AC-TYPE INTERRUPT |  | ACTI9 IID 4P 63A 300MA AC-TYPE RESIDUAL | [8 empty] | 09.07 | 1 | [8 empty] | 1 | 3606480091353 | 0 |  | 363 | 10 | 9 | 8 | 0.72 | [7 empty] | 43606480091351 | 27 | 10250 | 40 | 30 | 30 | [10 empty] | 6 | N | [12 empty] | CUR | ZR | 8536303099 | [14 empty] | iID - aardlekbescherming - 4P - 63A - 300mA - AC type | iID - protection différentielle - 4P - 40 A - 300 mA - type CA | [17 empty] | https://eref.se.com/be/nl/sis-tarif/product/A9R14463 | https://eref.se.com/be/fr/sis-tarif/product/A9R14463
Schneider Electric | Schneider Electric | 01022021 |  | Schneider Electric |  | SED | A9R14480 |  |  | 235.25 |  | 1 |  | 1 | ACTI9 IID 4P 80A 300MA AC-TYPE | ACTI9 IID 4P 80A 300MA AC-TYPE INTERRUPT |  | ACTI9 IID 4P 80A 300MA AC-TYPE RESIDUAL | [8 empty] | 09.07 | 1 | [8 empty] | 1 | 3606480089398 | 0 |  | 364 | 10 | 8 | 8 | 0.64 | [7 empty] | 43606480089396 | 27 | 10747 | 40 | 30 | 30 | [10 empty] | 6 | N | [12 empty] | CUR | ZR | 8536209090 | [14 empty] | iID - aardlekbescherming - 4P - 80A - 300mA - AC type | iID - protection différentielle - 4P - 80 A - 300 mA - type CA | [17 empty] | https://eref.se.com/be/nl/sis-tarif/product/A9R14480 | https://eref.se.com/be/fr/sis-tarif/product/A9R14480
Schneider Electric | Schneider Electric | 01022021 |  | Schneider Electric |  | SED | A9R14491 |  |  | 254.37 |  | 1 |  | 1 | ACTI9 IID 4P 100A 300MA AC-TYPE | ACTI9 IID 4P 100A 300MA AC-TYPE INTERRUP |  | ACTI9 IID 4P 100A 300MA AC-TYPE RESIDUAL | [8 empty] | 09.07 | 1 | [8 empty] | 1 | 3606480089466 | 0 |  | 356 | 10 | 9 | 8 | 0.72 | [7 empty] | 43606480089464 | 27 | 10747 | 40 | 30 | 30 | [10 empty] | 6 | N | [12 empty] | CUR | ZR | 8536303099 | [14 empty] | iID - aardlekbescherming - 4P - 100A - 300mA - AC type | iID - protection différentielle - 4P - 100 A - 300 mA - type CA | [17 empty] | https://eref.se.com/be/nl/sis-tarif/product/A9R14491 | https://eref.se.com/be/fr/sis-tarif/product/A9R14491
Schneider Electric | Schneider Electric | 01022021 |  | Schneider Electric |  | SED | A9R15263 |  |  | 226.08 |  | 1 |  | 6 | ACTI9 IID 2P 63A 300MA-S AC-TYPE | ACTI9 IID 2P 63A 300MA-S AC-TYPE INTERRU |  | ACTI9 IID 2P 63A 300MA-S AC-TYPE RESIDUA | [8 empty] | 09.07 | 1 | [8 empty] | 1 | 3606480089176 | 0 |  | 209 | 10 | 8 | 4 | 0.32 | 13606480089173 | 6 | 1318 | 26 | 9 | 11 |  | 43606480089174 | 54 | 12349 | 40 | 30 | 30 | [10 empty] | 6 | N | [12 empty] | CUR | ZR | 8536201090 | [14 empty] | iID - aardlekbescherming - 2P - 63A - 300mA - AC type | iID - protection différentielle - 2P - 63 A - 300 mA - type CA | [17 empty] | https://eref.se.com/be/nl/sis-tarif/product/A9R15263 | https://eref.se.com/be/fr/sis-tarif/product/A9R15263
Schneider Electric | Schneider Electric | 01022021 |  | Schneider Electric |  | SED | A9R15291 |  |  | 258.7 |  | 1 |  | 6 | ACTI9 IID 2P 100A 300MA-S AC-TYPE | ACTI9 IID 2P 100A 300MA-S AC-TYPE INTERR |  | ACTI9 IID 2P 100A 300MA-S AC-TYPE RESIDU | [8 empty] | 09.07 | 1 | [8 empty] | 1 | 3606480089275 | 0 |  | 205 | 10 | 9 | 4 | 0.36 | 13606480089272 | 6 | 1304 | 26 | 9 | 11 |  | 43606480089273 | 54 | 12223 | 40 | 30 | 30 | [10 empty] | 6 | N | [12 empty] | CUR | ZR | 8536209090 | [14 empty] | iID - aardlekbescherming - 2P - 100A - 300mA - AC type | iID - protection différentielle - 2P - 100 A - 300 mA - type CA | [17 empty] | https://eref.se.com/be/nl/sis-tarif/product/A9R15291 | https://eref.se.com/be/fr/sis-tarif/product/A9R15291
Schneider Electric | Schneider Electric | 01022021 |  | Schneider Electric |  | SED | A9R15440 |  |  | 167.21 |  | 1 |  | 1 | ACTI9 IID 4P 40A 300MA-S AC-TYPE | ACTI9 IID 4P 40A 300MA-S AC-TYPE INTERRU |  | ACTI9 IID 4P 40A 300MA-S AC-TYPE RESIDUA | [8 empty] | 09.07 | 1 | [8 empty] | 1 | 3606480089312 | 0 |  | 351 | 10 | 8 | 8 | 0.64 | [7 empty] | 43606480089310 | 27 | 10369 | 40 | 30 | 30 | [10 empty] | 6 | N | [12 empty] | CUR | ZR | 8536201090 | [14 empty] | iID - aardlekbescherming - 4P - 40A - 300mA - AC type | iID - protection différentielle - 4P - 40 A - 300 mA - type CA | [17 empty] | https://eref.se.com/be/nl/sis-tarif/product/A9R15440 | https://eref.se.com/be/fr/sis-tarif/product/A9R15440
Schneider Electric | Schneider Electric | 01022021 |  | Schneider Electric |  | SED | A9R15463 |  |  | 236.76 |  | 1 |  | 1 | ACTI9 IID 4P 63A 300MA-S AC-TYPE | ACTI9 IID 4P 63A 300MA-S AC-TYPE INTERRU |  | ACTI9 IID 4P 63A 300MA-S AC-TYPE RESIDUA | [8 empty] | 09.07 | 1 | [8 empty] | 1 | 3606480089350 | 0 |  | 351 | 10 | 8 | 8 | 0.64 | [7 empty] | 43606480089358 | 27 | 9964 | 40 | 30 | 30 | [10 empty] | 6 | N | [12 empty] | CUR | ZR | 8536201090 | [14 empty] | iID - aardlekbescherming - 4P - 63A - 300mA - AC type | iID - protection différentielle - 4P - 40 A - 300 mA - type CA | [17 empty] | https://eref.se.com/be/nl/sis-tarif/product/A9R15463 | https://eref.se.com/be/fr/sis-tarif/product/A9R15463
Schneider Electric | Schneider Electric | 01022021 |  | Schneider Electric |  | SED | A9R15480 |  |  | 253.9 |  | 1 |  | 1 | ACTI9 IID 4P 80A 300MA-S AC-TYPE | ACTI9 IID 4P 80A 300MA-S AC-TYPE INTERRU |  | ACTI9 IID 4P 80A 300MA-S AC-TYPE RESIDUA | [8 empty] | 09.07 | 1 | [8 empty] | 1 | 3606480089411 | 0 |  | 366 | 10 | 8 | 8 | 0.64 | [7 empty] | 43606480089419 | 27 | 10118 | 40 | 30 | 30 | [10 empty] | 6 | N | [12 empty] | CUR | ZR | 8536209090 | [14 empty] | iID - aardlekbescherming - 4P - 80A - 300mA - AC type | iID - protection différentielle - 4P - 80 A - 300 mA - type CA | [17 empty] | https://eref.se.com/be/nl/sis-tarif/product/A9R15480 | https://eref.se.com/be/fr/sis-tarif/product/A9R15480
Schneider Electric | Schneider Electric | 01022021 |  | Schneider Electric |  | SED | A9R15491 |  |  | 271.03 |  | 1 |  | 1 | ACTI9 IID 4P 100A 300MA-S AC-TYPE | ACTI9 IID 4P 100A 300MA-S AC-TYPE INTERR |  | ACTI9 IID 4P 100A 300MA-S AC-TYPE RESIDU | [8 empty] | 09.07 | 1 | [8 empty] | 1 | 3606480089435 | 0 |  | 353 | 10 | 8 | 8 | 0.64 | [7 empty] | 43606480089433 | 27 | 10161 | 40 | 30 | 30 | [10 empty] | 6 | N | [12 empty] | CUR | ZR | 8536209090 | [14 empty] | iID - aardlekbescherming - 4P - 100A - 300mA - AC type | iID - protection différentielle - 4P - 100 A - 300 mA - type CA | [17 empty] | https://eref.se.com/be/nl/sis-tarif/product/A9R15491 | https://eref.se.com/be/fr/sis-tarif/product/A9R15491
Schneider Electric | Schneider Electric | 01022021 |  | Schneider Electric |  | SED | A9R16440 |  |  | 118.9 |  | 1 |  | 1 | ACTI9 IID 4P 40A 500MA AC-TYPE | ACTI9 IID 4P 40A 500MA AC-TYPE INTERRUPT |  | ACTI9 IID 4P 40A 500MA AC-TYPE RESIDUAL | [8 empty] | 09.07 | 1 | [8 empty] | 1 | 3606480089299 | 0 |  | 351 | 10 | 8 | 8 | 0.64 | [7 empty] | 43606480089297 | 27 | 10072 | 40 | 30 | 30 | [10 empty] | 6 | N | [12 empty] | CUR | ZR | 8536508090 | [14 empty] | iID - aardlekbescherming - 4P - 40A - 500mA - AC type | iID - protection différentielle - 4P - 40 A - 500 mA - type CA | [17 empty] | https://eref.se.com/be/nl/sis-tarif/product/A9R16440 | https://eref.se.com/be/fr/sis-tarif/product/A9R16440
Schneider Electric | Schneider Electric | 01022021 |  | Schneider Electric |  | SED | A9R16463 |  |  | 176.07 |  | 1 |  | 1 | ACTI9 IID 4P 63A 500MA AC-TYPE | ACTI9 IID 4P 63A 500MA AC-TYPE INTERRUPT |  | ACTI9 IID 4P 63A 500MA AC-TYPE RESIDUAL | [8 empty] | 09.07 | 1 | [8 empty] | 1 | 3606480089336 | 0 |  | 349 | 10 | 8 | 9 | 0.72 | [7 empty] | 43606480089334 | 27 | 9937 | 40 | 30 | 30 | [10 empty] | 6 | N | [12 empty] | CUR | ZR | 8536508090 | [14 empty] | iID - aardlekbescherming - 4P - 63A - 500mA - AC type | iID - protection différentielle - 4P - 63 A - 500 mA - type CA | [17 empty] | https://eref.se.com/be/nl/sis-tarif/product/A9R16463 | https://eref.se.com/be/fr/sis-tarif/product/A9R16463
Schneider Electric | Schneider Electric | 01022021 |  | Schneider Electric |  | SED | A9R20216 |  |  | 164.17 |  | 1 |  | 6 | IID 2P 16A 10MA A | INTER. DIFF. IID 2P 16A 10MA TYPE A |  | ACTI9 IID 2P 16A 10MA A-TYPE RESIDUAL CU | [8 empty] | 09.07 | 1 | [8 empty] | 1 | 3606480374463 | 0 |  | 216 | 10 | 9 | 4 | 0.36 | 13606480374460 | 6 | 1346 | 26 | 9 | 11 |  | 43606480374461 | 54 | 12601 | 40 | 30 | 30 | [10 empty] | 6 | N | [12 empty] | CUR | ZR | 8536303099 | [14 empty] | iID - aardlekbescherming - 2P - 16A - 10mA - A type | iID - protection différentielle - 2P - 16 A - 10 mA - type A | [17 empty] | https://eref.se.com/be/nl/sis-tarif/product/A9R20216 | https://eref.se.com/be/fr/sis-tarif/product/A9R20216
Schneider Electric | Schneider Electric | 01022021 |  | Schneider Electric |  | SED | A9R20225 |  |  | 182.41 |  | 1 |  | 6 | IID 2P 25A 10MA A | INTER. DIFF. IID 2P 25A 10MA TYPE A |  | ACTI9 IID 2P 25A 10MA A-TYPE RESIDUAL CU | [8 empty] | 09.07 | 1 | [8 empty] | 1 | 3606480374470 | 0 |  | 214 | 10 | 9 | 4 | 0.36 | 13606480374477 | 6 | 1347 | 26 | 9 | 11 |  | 43606480374478 | 54 | 12677 | 40 | 30 | 30 | [10 empty] | 6 | N | [12 empty] | CUR | ZR | 8536303099 | [14 empty] | iID - aardlekbescherming - 2P - 25A - 10mA - A type | iID - protection différentielle - 2P - 25 A - 10 mA - type A | [17 empty] | https://eref.se.com/be/nl/sis-tarif/product/A9R20225 | https://eref.se.com/be/fr/sis-tarif/product/A9R20225
Schneider Electric | Schneider Electric | 01022021 |  | Schneider Electric |  | SED | A9R21291 |  |  | 296.15 |  | 1 |  | 6 | ACTI9 IID 2P 100A 30MA A-TYPE RESIDUAL C | INTER. DIFF. IID 2P 100A 30MA TYPE A |  | ACTI9 IID 2P 100A 30MA A-TYPE RESIDUAL C | [18 empty] | 1 | 3606480374487 | 0 |  | 230 | 10 | 9 | 4 | 0.36 | 13606480374484 | 6 | 1439 | 26 | 9 | 10 |  | 43606480374485 | 54 | 13438 | 40 | 30 | 30 | [10 empty] | 6 | N | [12 empty] | CUR | ZR | 8536303099
Schneider Electric | Schneider Electric | 01022021 |  | Schneider Electric |  | SED | A9R21480 |  |  | 281.18 |  | 1 |  | 1 | IID AARDLEKSCHAKELAAR 4P 80A 30MA A | INTER. DIFF. IID 4P 80A 30MA TYPE A |  | ACTI9 IID 4P 80A 30MA A-TYPE RESIDUAL CU | [8 empty] | 09.07 | 1 | [8 empty] | 1 | 3606480374593 | 0 |  | 400 | 10 | 9 | 8 | 0.72 | [7 empty] | 43606480374591 | 27 | 11386 | 40 | 30 | 30 | [10 empty] | 2 | Y | [12 empty] | CUR | ZR | 8536303099 | [14 empty] | Differentieelschakelaar iID 4P 80A 30mA A-type | Interrupteur différentiel iID 4P 80A 30mA A-type | [17 empty] | https://eref.se.com/be/nl/sis-tarif/product/A9R21480 | https://eref.se.com/be/fr/sis-tarif/product/A9R21480
Schneider Electric | Schneider Electric | 01022021 |  | Schneider Electric |  | SED | A9R22440 |  |  | 174.72 |  | 1 |  | 1 | iID 4P 40A 100mA A-type | INTER. DIFF. IID 4P 40A 100MA TYPE A |  | ACTI9 IID 4P 40A 100MA A-TYPE RESIDUAL C | [8 empty] | 09.07 | 1 | [8 empty] | 1 | 3606480090660 | 0 |  | 356 | 10 | 8 | 8 | 0.64 | [7 empty] | 43606480090668 | 27 | 10099 | 40 | 30 | 30 | [10 empty] | 2 | Y | [12 empty] | CUR | ZR | 8536303099 | [14 empty] | Differentieelschakelaar iID 4P 40A 100mA A-type | Interrupteur différentiel iID 4P 40A 100mA A-type | [17 empty] | https://eref.se.com/be/nl/sis-tarif/product/A9R22440 | https://eref.se.com/be/fr/sis-tarif/product/A9R22440
Schneider Electric | Schneider Electric | 01022021 |  | Schneider Electric |  | SED | A9R22463 |  |  | 324.13 |  | 1 |  | 1 | iID 4P 63A 100MA TYPE A | INTER. DIFF. IID 4P 63A 100MA TYPE A |  | ACTI9 IID 4P 63A 100MA A-TYPE RESIDUAL C | [8 empty] | 09.07 | 1 | [8 empty] | 1 | 3606480374562 | 0 |  | 360 | 10 | 9 | 8 | 0.72 | [7 empty] | 43606480374560 | 27 | 10270 | 40 | 30 | 30 | [10 empty] | 2 | Y | [12 empty] | CUR | ZR | 8536303099 | [14 empty] | iID - aardlekbescherming - 4P - 63A - 100mA - A type | iID - protection différentielle - 4P - 63 A - 100 mA - type A | [17 empty] | https://eref.se.com/be/nl/sis-tarif/product/A9R22463 | https://eref.se.com/be/fr/sis-tarif/product/A9R22463
Schneider Electric | Schneider Electric | 01022021 |  | Schneider Electric |  | SED | A9R24291 |  |  | 282.62 |  | 1 |  | 6 | ACTI9 IID 2P 100A 300MA A-TYPE RESIDUAL | INTER. DIFF. IID 2P 100A 300MA TYPE A |  | ACTI9 IID 2P 100A 300MA A-TYPE RESIDUAL | [18 empty] | 6 | 3606480374494 | 0 |  | 206 | 10 | 8 | 4 | 0.32 | 13606480374491 | 6 | 1314 | 26 | 9 | 10 |  | 43606480374492 | 54 | 12313 | 40 | 30 | 30 | [10 empty] | 12 | N | [12 empty] | CUR | ZR | 8536303099
Schneider Electric | Schneider Electric | 01022021 |  | Schneider Electric |  | SED | A9R24480 |  |  | 261.39 |  | 1 |  | 1 | IID AARDLEKSCHAKELAAR 4P 80A 300MA A | INTER. DIFF. IID 4P 80A 300MA TYPE A |  | ACTI9 IID 4P 80A 300MA A-TYPE RESIDUAL C | [8 empty] | 09.07 | 1 | [8 empty] | 1 | 3606480090738 | 0 |  | 353 | 10 | 9 | 8 | 0.72 | [7 empty] | 43606480090736 | 27 | 10166 | 40 | 30 | 30 | [10 empty] | 2 | Y | [12 empty] | CUR | ZR | 8536303099 | [14 empty] | Differentieelschakelaar iID 4P 80A 300mA A-type | Interrupteur différentiel iID 4P 80A 300mA A-type | [17 empty] | https://eref.se.com/be/nl/sis-tarif/product/A9R24480 | https://eref.se.com/be/fr/sis-tarif/product/A9R24480
Schneider Electric | Schneider Electric | 01022021 |  | Schneider Electric |  | SED | A9R25240 |  |  | 165.93 |  | 1 |  | 6 | ACTI9 IID 2P 40A 300MA-S A-TYPE RESIDUAL | ACTI9 IID 2P 40A 300MA-S A-TYPE INTERRUP |  | ACTI9 IID 2P 40A 300MA-S A-TYPE RESIDUAL | [18 empty] | 1 | 3606480374517 | 0 |  | 215 | 10 | 9 | 4 | 0.36 | 13606480374514 | 6 | 1309 | 26 | 9 | 11 |  | 43606480374515 | 54 | 12431 | 40 | 30 | 30 | [10 empty] | 6 | N | [12 empty] | CUR | ZR | 8536303099 | [33 empty] | https://eref.se.com/be/nl/sis-tarif/product/A9R25240 | https://eref.se.com/be/fr/sis-tarif/product/A9R25240
Schneider Electric | Schneider Electric | 01022021 |  | Schneider Electric |  | SED | A9R25263 |  |  | 251.2 |  | 1 |  | 6 | ACTI9 IID 2P 63A 300MA-S A-TYPE RESIDUAL | ACTI9 IID 2P 63A 300MA-S A-TYPE INTERRUP |  | ACTI9 IID 2P 63A 300MA-S A-TYPE RESIDUAL | [18 empty] | 1 | 3606480374524 | 0 |  | 206 | 10 | 8 | 4 | 0.32 | 13606480374521 | 6 | 1314 | 26 | 9 | 11 |  | 43606480374522 | 54 | 12313 | 40 | 30 | 30 | [10 empty] | 6 | N | [12 empty] | CUR | ZR | 8536303099
Schneider Electric | Schneider Electric | 01022021 |  | Schneider Electric |  | SED | A9R25480 |  |  | 282.11 |  | 1 |  | 1 | IID AARDLEKSCHAKELAAR 4P 80A 300MA S A | INTER. DIFF. IID 4P 80A 300MA TYPE A S |  | ACTI9 IID 4P 80A 300MA-S A-TYPE RESIDUAL | [8 empty] | 09.07 | 1 | [8 empty] | 1 | 3606480374616 | 0 |  | 353 | 10 | 9 | 8 | 0.72 | [7 empty] | 43606480374614 | 27 | 10018 | 40 | 30 | 30 | [10 empty] | 2 | Y | [12 empty] | CUR | ZR | 8536303099 | [14 empty] | iID - aardlekbescherming - 4P - 80A - 300mA - A type | iID - protection différentielle - 4P - 80 A - 300 mA - type A | [17 empty] | https://eref.se.com/be/nl/sis-tarif/product/A9R25480 | https://eref.se.com/be/fr/sis-tarif/product/A9R25480
Schneider Electric | Schneider Electric | 01022021 |  | Schneider Electric |  | SED | A9R26440 |  |  | 132.11 |  | 1 |  | 1 | IID AARDLEKSCHAKELAAR 4P 40A 500MA A | INTER. DIFF. IID 4P 40A 500MA TYPE A |  | ACTI9 IID 4P 40A 500MA A-TYPE RESIDUAL C | [8 empty] | 09.07 | 1 | [8 empty] | 1 | 3606480374548 | 0 |  | 354 | 10 | 9 | 8 | 0.72 | [7 empty] | 43606480374546 | 27 | 10140 | 40 | 30 | 30 | [10 empty] | 6 | N | [12 empty] | CUR | ZR | 8536303099 | [14 empty] | iID - aardlekbescherming - 4P - 40A - 500mA - A type | iID - protection différentielle - 4P - 40 A - 500 mA - type A | [17 empty] | https://eref.se.com/be/nl/sis-tarif/product/A9R26440 | https://eref.se.com/be/fr/sis-tarif/product/A9R26440
Schneider Electric | Schneider Electric | 01022021 |  | Schneider Electric |  | SED | A9R26463 |  |  | 195.65 |  | 1 |  | 1 | iID AARDLEKSCHAKELAAR 4P 63A 500MA A | INTER. DIFF. IID 4P 63A 500MA TYPE A |  | ACTI9 IID 4P 63A 500MA A-TYPE RESIDUAL C | [8 empty] | 09.07 | 1 | [8 empty] | 1 | 3606480374579 | 0 |  | 353 | 10 | 9 | 8 | 0.72 | [7 empty] | 43606480374577 | 27 | 10018 | 40 | 30 | 30 | [10 empty] | 6 | N | [12 empty] | CUR | ZR | 8536303099 | [14 empty] | iID - aardlekbescherming - 4P - 63A - 500mA - A type | iID - protection différentielle - 4P - 63 A - 500 mA - type A | [17 empty] | https://eref.se.com/be/nl/sis-tarif/product/A9R26463 | https://eref.se.com/be/fr/sis-tarif/product/A9R26463
Schneider Electric | Schneider Electric | 01022021 |  | Schneider Electric |  | SED | A9R26491 |  |  | 237.06 |  | 1 |  | 1 | IID AARDLEKSCHAKELAAR 4P 100A 500MA A | INTER. DIFF. IID 4P 100A 500MA TYPE A |  | ACTI9 IID 4P 100A 500MA A-TYPE RESIDUAL | [8 empty] | 09.07 | 1 | [8 empty] | 1 | 3606480374647 | 0 |  | 354 | 10 | 9 | 8 | 0.72 | [7 empty] | 43606480374645 | 27 | 10045 | 40 | 30 | 30 | [10 empty] | 6 | N | [12 empty] | CUR | ZR | 8536303099 | [14 empty] | iID - aardlekbescherming - 4P - 100A - 500mA - A type | iID - protection différentielle - 4P - 100 A - 500 mA - type A | [17 empty] | https://eref.se.com/be/nl/sis-tarif/product/A9R26491 | https://eref.se.com/be/fr/sis-tarif/product/A9R26491
Schneider Electric | Schneider Electric | 01022021 |  | Schneider Electric |  | SED | A9R30225 |  |  | 200.66 |  | 1 |  | 6 | IID 2P 25A 10MA Asi | INTER. DIFF. IID 2P 25A 10MA TYPE A SI |  | ACTI9 IID 2P 25A 10MA A-SI-TYPE RESIDUAL | [8 empty] | 09.07 | 1 | [8 empty] | 6 | 3606480089602 | 0 |  | 222 | 10 | 9 | 4 | 0.36 | 13606480089609 | 6 | 1403 | 25.5 | 10.5 | 9 |  | 43606480089600 | 54 | 13047 | 40 | 30 | 30 | [10 empty] | 6 | N | [12 empty] | CUR | ZR | 8536201090 | [14 empty] | iID - aardlekbescherming - 2P - 25A - 10mA - SI type | iID - protection différentielle - 2P - 25 A - 10 mA - type SI | [17 empty] | https://eref.se.com/be/nl/sis-tarif/product/A9R30225 | https://eref.se.com/be/fr/sis-tarif/product/A9R30225
Schneider Electric | Schneider Electric | 01022021 |  | Schneider Electric |  | SED | A9R31225 |  |  | 178.53 |  | 1 |  | 6 | IID AARDLEKSCHAKELAAR 2P 25A 30mA SI | iID 2P 25A 30mA A-SI-type |  | ACTI9 IID 2P 25A 30MA ASI-TYPE RESIDUAL | [8 empty] | 09.07 | 1 | [8 empty] | 1 | 3606480374401 | 0 |  | 229 | 10 | 9 | 4 | 0.36 | 13606480374408 | 6 | 1434 | 26 | 9 | 10 |  | 43606480374409 | 54 | 13846 | 40 | 30 | 30 | [10 empty] | 6 | N | [12 empty] | CUR | ZR | 8536303099 | [14 empty] | Differentieelschakelaar iID 2P 25A 30mA A-SI-type | Interrupteur différentiel iID 2P 25A 30mA A-SI-type | [17 empty] | https://eref.se.com/be/nl/sis-tarif/product/A9R31225 | https://eref.se.com/be/fr/sis-tarif/product/A9R31225
Schneider Electric | Schneider Electric | 01022021 |  | Schneider Electric |  | SED | A9R31240 |  |  | 174.54 |  | 1 |  | 6 | IID AARDLEKSCHAKELAAR 2P 40A 30MA SI | iID 2P 40A 30mA A-SI-type |  | ACTI9 IID 2P 40A 30MA ASI-TYPE RESIDUAL | [8 empty] | 09.07 | 1 | [8 empty] | 1 | 3606480374418 | 0 |  | 232 | 10 | 9 | 4 | 0.36 | 13606480374415 | 6 | 1464 | 26 | 9 | 10 |  | 43606480374416 | 54 | 13662 | 40 | 30 | 30 | [10 empty] | 2 | Y | [12 empty] | CUR | ZR | 8536303099 | [14 empty] | Differentieelschakelaar iID 2P 40A 30mA A-SI-type | Interrupteur différentiel iID 2P 40A 30mA A-SI-type | [17 empty] | https://eref.se.com/be/nl/sis-tarif/product/A9R31240 | https://eref.se.com/be/fr/sis-tarif/product/A9R31240
Schneider Electric | Schneider Electric | 01022021 |  | Schneider Electric |  | SED | A9R31263 |  |  | 336.88 |  | 1 |  | 6 | IID AARDLEKSCHAKELAAR 2P 63A 30MA A SI | iID 2P 63A 30mA A-SI-type |  | ACTI9 IID 2P 63A 30MA ASI-TYPE RESIDUAL | [8 empty] | 09.07 | 1 | [8 empty] | 1 | 3606480374425 | 0 |  | 227 | 10 | 9 | 4 | 0.36 | 13606480374422 | 6 | 1430 | 26 | 9 | 11 |  | 43606480374423 | 54 | 13472 | 40 | 30 | 30 | [10 empty] | 6 | N | [12 empty] | CUR | ZR | 8536303099 | [14 empty] | Differentieelschakelaar iID 2P 63A 30mA A-SI-type | Interrupteur différentiel iID 2P 63A 30mA A-SI-type | [17 empty] | https://eref.se.com/be/nl/sis-tarif/product/A9R31263 | https://eref.se.com/be/fr/sis-tarif/product/A9R31263
Schneider Electric | Schneider Electric | 01022021 |  | Schneider Electric |  | SED | A9R31425 |  |  | 190.33 |  | 1 |  | 1 | IID AARDLEKSCHAKELAAR 4P 25A 30MA SI | iID 4P 25A 30mA A-SI-type |  | ACTI9 IID 4P 25A 30MA ASI-TYPE RESIDUAL | [8 empty] | 09.07 | 1 | [8 empty] | 1 | 3606480374432 | 0 |  | 412 | 10 | 9 | 8 | 0.72 | [7 empty] | 43606480374430 | 27 | 11260 | 40 | 30 | 30 | [10 empty] | 6 | N | [12 empty] | CUR | ZR | 8536303099 | [14 empty] | Differentieelschakelaar iID 4P 25A 30mA A-SI-type | Interrupteur différentiel iID 4P 25A 30mA A-SI-type | [17 empty] | https://eref.se.com/be/nl/sis-tarif/product/A9R31425 | https://eref.se.com/be/fr/sis-tarif/product/A9R31425
Schneider Electric | Schneider Electric | 01022021 |  | Schneider Electric |  | SED | A9R31440 |  |  | 184.29 |  | 1 |  | 1 | IID AARDLEKSCHAKELAAR 4P 40A 30MA A SI | iID 4P 40A 30mA A-SI-type |  | ACTI9 IID 4P 40A 30MA ASI-TYPE RESIDUAL | [8 empty] | 09.07 | 1 | [8 empty] | 1 | 3606480090578 | 0 |  | 399 | 10 | 9 | 8 | 0.72 | [7 empty] | 43606480090576 | 27 | 11664 | 40 | 30 | 30 | [10 empty] | 2 | Y | [12 empty] | CUR | ZR | 8536303099 | [14 empty] | Differentieelschakelaar iID 4P 40A 30mA A-SI-type | Interrupteur différentiel iID 4P 40A 30mA A-SI-type | [17 empty] | https://eref.se.com/be/nl/sis-tarif/product/A9R31440 | https://eref.se.com/be/fr/sis-tarif/product/A9R31440
Schneider Electric | Schneider Electric | 01022021 |  | Schneider Electric |  | SED | A9R31463 |  |  | 364.15 |  | 1 |  | 1 | IID AARDLEKSCHAKELAAR 4P 63A 30MA SI | iID 4P 63A 30mA A-SI-type |  | ACTI9 IID 4P 63A 30MA ASI-TYPE RESIDUAL | [8 empty] | 09.07 | 1 | [8 empty] | 1 | 3606480374456 | 0 |  | 402 | 10 | 9 | 9 | 0.81 | [7 empty] | 43606480374454 | 27 | 11495 | 40 | 30 | 30 | [10 empty] | 2 | Y | [12 empty] | CUR | ZR | 8536303099 | [14 empty] | Differentieelschakelaar iID 4P 63A 30mA A-SI-type | Interrupteur différentiel iID 4P 63A 30mA A-SI-type | [17 empty] | https://eref.se.com/be/nl/sis-tarif/product/A9R31463 | https://eref.se.com/be/fr/sis-tarif/product/A9R31463
Schneider Electric | Schneider Electric | 01022021 |  | Schneider Electric |  | SED | A9R31480 |  |  | 341.08 |  | 1 |  | 1 | iID AARDLEKSCHAKELAAR 4P 80A 30MA S A SI | INTER. DIFF. IID 4P 80A 30MA TYPE A SI |  | ACTI9 IID 4P 80A 30MA A-SI-TYPE RESIDUAL | [8 empty] | 09.07 | 1 | [8 empty] | 1 | 3606480089640 | 0 |  | 401 | 10 | 8 | 8 | 0.64 | [7 empty] | 43606480089648 | 27 | 11314 | 40 | 30 | 30 | [10 empty] | 6 | N | [12 empty] | CUR | ZR | 8536209090 | [14 empty] | iID - aardlekbescherming - 4P - 80A - 30mA - SI type | iID - protection différentielle - 4P - 80 A - 30 mA - type SI | [17 empty] | https://eref.se.com/be/nl/sis-tarif/product/A9R31480 | https://eref.se.com/be/fr/sis-tarif/product/A9R31480
Schneider Electric | Schneider Electric | 01022021 |  | Schneider Electric |  | SED | A9R31491 |  |  | 354.26 |  | 1 |  | 1 | IID AARDLEKSCHAKELAAR 4P 100A 30MA SI | INTER. DIFF. IID 4P 100A 30MA TYPE A SI |  | ACTI9 IID 4P 100A 30MA A-SI-TYPE RESIDUA | [8 empty] | 09.07 | 1 | [8 empty] | 1 | 3606480089725 | 0 |  | 405 | 10 | 8 | 8 | 0.64 | [7 empty] | 43606480089723 | 27 | 11355 | 40 | 30 | 30 | [10 empty] | 6 | N | [12 empty] | CUR | ZR | 8536209090 | [14 empty] | Differentieelschakelaar iID 4P 100A 30mA A-SI-type | Interrupteur différentiel iID 4P 100A 30mA A-SI-type | [17 empty] | https://eref.se.com/be/nl/sis-tarif/product/A9R31491 | https://eref.se.com/be/fr/sis-tarif/product/A9R31491
Schneider Electric | Schneider Electric | 01022021 |  | Schneider Electric |  | SED | A9R34463 |  |  | 194.69 |  | 1 |  | 1 | iID AARDLEKSCHAKELAAR 4P 63A 300MA A SI | IID 4P 63A 300MA ASI |  | ACTI9 IID 4P 63A 300MA A-SI-TYPE RESIDUA | [8 empty] | 09.07 | 1 | [8 empty] | 1 | 3606480089718 | 0 |  | 354 | 10 | 8 | 8 | 0.64 | [7 empty] | 43606480089716 | 27 | 10129 | 40 | 30 | 30 | [10 empty] | 2 | Y | [12 empty] | CUR | ZR | 8536201090 | [14 empty] | iID - aardlekbescherming - 4P - 63A - 300mA - SI type | iID - protection différentielle - 4P - 63 A - 309 mA - type SI | [17 empty] | https://eref.se.com/be/nl/sis-tarif/product/A9R34463 | https://eref.se.com/be/fr/sis-tarif/product/A9R34463
Schneider Electric | Schneider Electric | 01022021 |  | Schneider Electric |  | SED | A9R34491 |  |  | 319.12 |  | 1 |  | 1 | IID AARDLEKSCHAKELAAR 4P 100A 300MA A S | iID 4P 100A 300mA A-SI-type |  | ACTI9 IID 4P 100A 300MA A-SI-TYPE RESIDU | [8 empty] | 09.07 | 1 | [8 empty] | 1 | 3606480089732 | 0 |  | 359 | 8 | 10 | 8 | 0.64 | [7 empty] | 43606480089730 | 27 | 10181 | 40 | 30 | 30 | [10 empty] | 6 | N | [12 empty] | CUR | ZR | 8536209090 | [14 empty] | Differentieelschakelaar iID 4P 100A 300mA A-SI-type | Interrupteur différentiel iID 4P 100A 300mA A-SI-type | [17 empty] | https://eref.se.com/be/nl/sis-tarif/product/A9R34491 | https://eref.se.com/be/fr/sis-tarif/product/A9R34491
Schneider Electric | Schneider Electric | 01022021 |  | Schneider Electric |  | SED | A9R35240 |  |  | 154.68 |  | 1 |  | 6 | IID AARDLEKSCHAKELAAR 2P 40A 300MA S A S | INTER. DIFF. IID 2P 40A 300MA TYPE A SI |  | ACTI9 IID 2P 40A 300MA-S A-SI-TYPE RESID | [8 empty] | 09.07 | 1 | [8 empty] | 1 | 3606480089619 | 0 |  | 205 | 10 | 9 | 4 | 0.36 | 13606480089616 | 6 | 1342 | 26 | 9 | 11 |  | 43606480089617 | 54 | 12308 | 40 | 30 | 30 | [10 empty] | 6 | N | [12 empty] | CUR | ZR | 8536201090 | [14 empty] | Differentieelschakelaar iID 2P 40A 300mA-S A-SI-type | Interrupteur différentiel iID 2P 40A 300mA-S A-SI-type | [17 empty] | https://eref.se.com/be/nl/sis-tarif/product/A9R35240 | https://eref.se.com/be/fr/sis-tarif/product/A9R35240
Schneider Electric | Schneider Electric | 01022021 |  | Schneider Electric |  | SED | A9R35263 |  |  | 284.33 |  | 1 |  | 6 | IID AARDLEKSCHAKELAAR 2P 63A 300MA SA SI | INTER. DIFF. IID 2P 63A 300MA TYPE A SI |  | ACTI9 IID 2P 63A 300MA-S A-SI-TYPE RESID | [8 empty] | 09.07 | 1 | [8 empty] | 1 | 3606480089626 | 0 |  | 210 | 10 | 8 | 4 | 0.32 | 13606480089623 | 6 | 1299 | 25.5 | 10.2 | 9 |  | 43606480089624 | 54 | 12214 | 40 | 30 | 30 | [10 empty] | 6 | N | [12 empty] | CUR | ZR | 8536201090 | [14 empty] | Differentieelschakelaar iID 2P 63A 300mA-S A-SI-type | Interrupteur différentiel iID 2P 63A 300mA-S A-SI-type | [17 empty] | https://eref.se.com/be/nl/sis-tarif/product/A9R35263 | https://eref.se.com/be/fr/sis-tarif/product/A9R35263
Schneider Electric | Schneider Electric | 01022021 |  | Schneider Electric |  | SED | A9R35291 |  |  | 319.52 |  | 1 |  | 6 | iID AARDLEKSCHAKELAAR 2P 100A 300MA S A | INTER. DIFF. IID 2P 100A 300MA TYPE A SI |  | ACTI9 IID 2P 100A 300MA-S A-SI-TYPE RESI | [8 empty] | 09.07 | 1 | [8 empty] | 1 | 3606480089633 | 0 |  | 209 | 10 | 8 | 4 | 0.32 | 13606480089630 | 6 | 1301 | 25.4 | 10.7 | 9 |  | 43606480089631 | 54 | 12196 | 40 | 30 | 30 | [10 empty] | 12 | N | [12 empty] | CUR | ZR | 8536209090 | [14 empty] | iID - aardlekbescherming - 2P - 100A - 300mA - SI type | iID - protection différentielle - 2P - 100 A - 300 mA - type SI | [17 empty] | https://eref.se.com/be/nl/sis-tarif/product/A9R35291 | https://eref.se.com/be/fr/sis-tarif/product/A9R35291
Schneider Electric | Schneider Electric | 01022021 |  | Schneider Electric |  | SED | A9R35440 |  |  | 181.23 |  | 1 |  | 1 | IID AARDLEKSCHAKELAAR 4P 40A 300MA S A S | INTER. DIFF. IID 4P 40A 300MA TYPE A SI |  | ACTI9 IID 4P 40A 300MA-S A-SI-TYPE RESID | [8 empty] | 09.07 | 1 | [8 empty] | 1 | 3606480089671 | 0 |  | 351 | 10 | 9 | 8 | 0.72 | [7 empty] | 43606480089679 | 27 | 10747 | 40 | 30 | 30 | [10 empty] | 2 | Y | [12 empty] | CUR | ZR | 8536201090 | [14 empty] | Differentieelschakelaar iID 4P 40A 300mA-S A-SI-type | Interrupteur différentiel iID 4P 40A 300mA-S A-SI-type | [17 empty] | https://eref.se.com/be/nl/sis-tarif/product/A9R35440 | https://eref.se.com/be/fr/sis-tarif/product/A9R35440
Schneider Electric | Schneider Electric | 01022021 |  | Schneider Electric |  | SED | A9R35463 |  |  | 341.08 |  | 1 |  | 1 | IID AARDLEKSCHAKELAAR 4P 63A 300MA S A S | INTER. DIFF. IID 4P 63A 300MA TYPE A SI |  | ACTI9 IID 4P 63A 300MA-S A-SI-TYPE RESID | [8 empty] | 09.07 | 1 | [8 empty] | 1 | 3606480089695 | 0 |  | 366 | 10 | 8 | 8 | 0.64 | [7 empty] | 43606480089693 | 27 | 10747 | 40 | 30 | 30 | [10 empty] | 2 | Y | [12 empty] | CUR | ZR | 8536201090 | [14 empty] | Differentieelschakelaar iID 4P 63A 300mA-S A-SI-type | Interrupteur différentiel iID 4P 63A 300mA-S A-SI-type | [17 empty] | https://eref.se.com/be/nl/sis-tarif/product/A9R35463 | https://eref.se.com/be/fr/sis-tarif/product/A9R35463
Schneider Electric | Schneider Electric | 01022021 |  | Schneider Electric |  | SED | A9R35480 |  |  | 375.17 |  | 1 |  | 1 | IID AARDLEKSCHAKELAAR 4P 80A 300MA S A S | INTER. DIFF. IID 4P 80A 300MA TYPE A SI |  | ACTI9 IID 4P 80A 300MA-S A-SI-TYPE RESID | [8 empty] | 09.07 | 1 | [8 empty] | 1 | 3606480089657 | 0 |  | 351 | 10 | 8 | 8 | 0.64 | [7 empty] | 43606480089655 | 27 | 10747 | 40 | 30 | 30 | [10 empty] | 2 | Y | [12 empty] | CUR | ZR | 8536209090 | [14 empty] | Differentieelschakelaar iID 4P 80A 300mA-S A-SI-type | Interrupteur différentiel iID 4P 80A 300mA-S A-SI-type | [17 empty] | https://eref.se.com/be/nl/sis-tarif/product/A9R35480 | https://eref.se.com/be/fr/sis-tarif/product/A9R35480
Schneider Electric | Schneider Electric | 01022021 |  | Schneider Electric |  | SED | A9R35491 |  |  | 409.26 |  | 1 |  | 1 | ACTI9 IID 4P 100A 300MA-S A-SI-TYPE RESI | INTER. DIFF. IID 4P 100A 300MA TYPE A SI |  | ACTI9 IID 4P 100A 300MA-S A-SI-TYPE RESI | [8 empty] | 09.07 | 1 | [8 empty] | 1 | 3606480089749 | 0 |  | 351 | 10 | 8 | 8 | 0.64 | [7 empty] | 43606480089747 | 27 | 10747 | 40 | 30 | 30 | [10 empty] | 6 | N | [12 empty] | CUR | ZR | 8536209090 | [14 empty] | iID - aardlekbescherming - 4P - 100A - 300mA - SI type | iID - protection différentielle - 4P - 100 A - 300 mA - type SI | [17 empty] | https://eref.se.com/be/nl/sis-tarif/product/A9R35491 | https://eref.se.com/be/fr/sis-tarif/product/A9R35491
Schneider Electric | Schneider Electric | 01022021 |  | Schneider Electric |  | SED | A9R37440 |  |  | 190.3 |  | 1 |  | 1 | iID AARDLEKSCHAKELAAR 4P 40A 500MA S A S | IID 4P 40A 500MA S ASI |  | ACTI9 IID 4P 40A 500MA-S A-SI-TYPE RESID | [8 empty] | 09.07 | 1 | [8 empty] | 1 | 3606480089688 | 0 |  | 357 | 10 | 9 | 8 | 0.72 | [7 empty] | 43606480089686 | 27 | 10092 | 40 | 30 | 30 | [10 empty] | 6 | N | [12 empty] | CUR | ZR | 8536201090 | [14 empty] | iID - aardlekbescherming - 4P - 40A - 500mA - SI type | iID - protection différentielle - 4P - 40 A - 500 mA - type SI | [17 empty] | https://eref.se.com/be/nl/sis-tarif/product/A9R37440 | https://eref.se.com/be/fr/sis-tarif/product/A9R37440
Schneider Electric | Schneider Electric | 01022021 |  | Schneider Electric |  | SED | A9R37463 |  |  | 358.11 |  | 1 |  | 1 | iID AARDLEKSCHAKELAAR 4P 63A 500MA S A S | IID 4P 63A 500MA S ASI |  | ACTI9 IID 4P 63A 500MA-S A-SI-TYPE RESID | [8 empty] | 09.07 | 1 | [8 empty] | 1 | 3606480089701 | 0 |  | 356 | 10 | 8 | 8 | 0.64 | [7 empty] | 43606480089709 | 27 | 10099 | 40 | 30 | 30 | [10 empty] | 6 | N | [12 empty] | CUR | ZR | 8536201090 | [14 empty] | iID - aardlekbescherming - 4P - 63A - 500mA - SI type | iID - protection différentielle - 4P - 63 A - 500 mA - type SI | [17 empty] | https://eref.se.com/be/nl/sis-tarif/product/A9R37463 | https://eref.se.com/be/fr/sis-tarif/product/A9R37463
Schneider Electric | Schneider Electric | 01022021 |  | Schneider Electric |  | SED | A9R37480 |  |  | 393.91 |  | 1 |  | 1 | iID AARDLEKSCHAKELAAR 4P 80A 500MA S A S | IID 4P 80A 500MA S ASI |  | ACTI9 IID 4P 80A 500MA-S A-SI-TYPE RESID | [8 empty] | 09.07 | 1 | [8 empty] | 1 | 3606480089664 | 0 |  | 347 | 10 | 9 | 8 | 0.72 | [7 empty] | 43606480089662 | 27 | 9856 | 40 | 30 | 30 | [10 empty] | 6 | N | [12 empty] | CUR | ZR | 8536209090 | [14 empty] | iID - aardlekbescherming - 4P - 80A - 500mA - SI type | iID - protection différentielle - 4P - 80 A - 500 mA - type SI | [17 empty] | https://eref.se.com/be/nl/sis-tarif/product/A9R37480 | https://eref.se.com/be/fr/sis-tarif/product/A9R37480
Schneider Electric | Schneider Electric | 01022021 |  | Schneider Electric |  | SED | A9S60120 |  |  | 8.89 |  | 1 |  | 12 | iI LASTSCHAKELAAR 1P 20A 250V | iSW 1P 20A |  | ACTI9 ISW SWITCH 1P 20A 250V | [8 empty] | 09.07 | 1 | [8 empty] | 1 | 3606480088674 | 0 |  | 52 | 7 | 6 | 2 | 0.084 | 13606480088671 | 12 | 676 | 22.2 | 9.4 | 8.8 |  | 43606480088672 | 144 | 8553 | 40 | 30 | 30 | [10 empty] | 2 | Y | [12 empty] | CUC | ZC | 8536508090 | [14 empty] | Schakelaar iSW 1P 20A | Interrupteur iSW 1P 20A | [17 empty] | https://eref.se.com/be/nl/sis-tarif/product/A9S60120 | https://eref.se.com/be/fr/sis-tarif/product/A9S60120
Schneider Electric | Schneider Electric | 01022021 |  | Schneider Electric |  | SED | A9S60132 |  |  | 11.04 |  | 1 |  | 12 | iI LASTSCHAKELAAR 1P 32A 250V | iSW 1P 32A |  | ACTI9 ISW SWITCH 1P 32A 250V | [8 empty] | 09.07 | 1 | [8 empty] | 1 | 3606480088711 | 0 |  | 51.75 | 8 | 8 | 2 | 0.128 | 13606480088718 | 12 | 673.5 | 22 | 9 | 8.5 |  | 43606480088719 | 144 | 8508 | 40 | 30 | 30 | [10 empty] | 6 | N | [12 empty] | CUC | ZC | 8536508090 | [14 empty] | Schakelaar iSW 1P 32A | Interrupteur iSW 1P 32A | [17 empty] | https://eref.se.com/be/nl/sis-tarif/product/A9S60132 | https://eref.se.com/be/fr/sis-tarif/product/A9S60132
Schneider Electric | Schneider Electric | 01022021 |  | Schneider Electric |  | SED | A9S60220 |  |  | 13.87 |  | 1 |  | 12 | iI LASTSCHAKELAAR 2P 20A 415V | iSW 2P 20A |  | ACTI9 ISW SWITCH 2P 20A 415V | [8 empty] | 09.07 | 1 | [8 empty] | 1 | 3606480088681 | 0 |  | 66 | 8 | 7 | 2 | 0.112 | 13606480088688 | 12 | 838 | 20 | 30 | 2.9 |  | 43606480088689 | 144 | 10554 | 40 | 30 | 30 | [10 empty] | 2 | Y | [12 empty] | CUC | ZC | 8536508090 | [14 empty] | Schakelaar iSW 2P 20A | Interrupteur iSW 2P 20A | [17 empty] | https://eref.se.com/be/nl/sis-tarif/product/A9S60220 | https://eref.se.com/be/fr/sis-tarif/product/A9S60220
Schneider Electric | Schneider Electric | 01022021 |  | Schneider Electric |  | SED | A9S60232 |  |  | 17.87 |  | 1 |  | 12 | iI LASTSCHAKELAAR 2P 32A 415V | iSW 2P 32A |  | ACTI9 ISW SWITCH 2P 32A 415V | [8 empty] | 09.07 | 1 | [8 empty] | 1 | 3606480088728 | 0 |  | 65 | 8 | 2 | 8 | 0.128 | 13606480088725 | 12 | 840 | 22.2 | 9.6 | 8.8 |  | 43606480088726 | 144 | 10510 | 40 | 30 | 30 | [10 empty] | 2 | Y | [12 empty] | CUC | ZC | 8536508090 | [14 empty] | Schakelaar iSW 2P 32A | Interrupteur iSW 2P 32A | [17 empty] | https://eref.se.com/be/nl/sis-tarif/product/A9S60232 | https://eref.se.com/be/fr/sis-tarif/product/A9S60232
Schneider Electric | Schneider Electric | 01022021 |  | Schneider Electric |  | SED | A9S60320 |  |  | 21.82 |  | 1 |  | 6 | iI LASTSCHAKELAAR 3P 20A 415V | iSW 3P 20A |  | ACTI9 ISW SWITCH 3P 20A 415V. | [8 empty] | 09.07 | 1 | [8 empty] | 1 | 3606480088698 | 0 |  | 118.41 | 9 | 8 | 4 | 0.288 | 13606480088695 | 6 | 760 | 22.5 | 9.5 | 8.5 |  | 43606480088696 | 72 | 9557 | 40 | 30 | 30 | [10 empty] | 2 | Y | [12 empty] | CUC | ZC | 8536508090 | [14 empty] | Schakelaar iSW 3P 20A | Interrupteur iSW 3P 20A | [17 empty] | https://eref.se.com/be/nl/sis-tarif/product/A9S60320 | https://eref.se.com/be/fr/sis-tarif/product/A9S60320
Schneider Electric | Schneider Electric | 01022021 |  | Schneider Electric |  | SED | A9S60332 |  |  | 24.61 |  | 1 |  | 6 | iI LASTSCHAKELAAR 3P 32A 415V | iSW 3P 32A |  | ACTI9 ISW SWITCH 3P 32A 415V | [8 empty] | 09.07 | 1 | [8 empty] | 1 | 3606480088735 | 0 |  | 117 | 9 | 8 | 4 | 0.288 | 13606480088732 | 6 | 751.41 | 22 | 9.5 | 8.5 |  | 43606480088733 | 72 | 9452 | 40 | 30 | 30 | [10 empty] | 2 | Y | [12 empty] | CUC | ZC | 8536508090 | [14 empty] | Schakelaar iSW 3P 32A | Interrupteur iSW 3P 32A | [17 empty] | https://eref.se.com/be/nl/sis-tarif/product/A9S60332 | https://eref.se.com/be/fr/sis-tarif/product/A9S60332
Schneider Electric | Schneider Electric | 01022021 |  | Schneider Electric |  | SED | A9S60420 |  |  | 29.02 |  | 1 |  | 6 | iI LASTSCHAKELAAR 4P 20A 415V | iSW 4P 20A |  | ACTI9 ISW SWITCH 4P 20A 415V | [8 empty] | 09.07 | 1 | [8 empty] | 1 | 3606480088704 | 0 |  | 132 | 8 | 4 | 7 | 0.224 | 13606480088701 | 6 | 846 | 23 | 8 | 10 |  | 43606480088702 | 72 | 10676 | 40 | 30 | 30 | [10 empty] | 2 | Y | [12 empty] | CUC | ZC | 8536508090 | [14 empty] | Schakelaar iSW 4P 20A | Interrupteur iSW 4P 20A | [17 empty] | https://eref.se.com/be/nl/sis-tarif/product/A9S60420 | https://eref.se.com/be/fr/sis-tarif/product/A9S60420
Schneider Electric | Schneider Electric | 01022021 |  | Schneider Electric |  | SED | A9S60432 |  |  | 32.49 |  | 1 |  | 6 | iI LASTSCHAKELAAR 4P 32A 415V | iSW 4P 32A |  | ACTI9 ISW SWITCH 4P 32A 415V | [8 empty] | 09.07 | 1 | [8 empty] | 1 | 3606480088742 | 0 |  | 131 | 8 | 4 | 7 | 0.224 | 13606480088749 | 6 | 839 | 20 | 30 | 2.73 |  | 43606480088740 | 72 | 10672 | 40 | 30 | 30 | [10 empty] | 2 | Y | [12 empty] | CUC | ZC | 8536508090 | [14 empty] | Schakelaar iSW 4P 32A | Interrupteur iSW 4P 32A | [17 empty] | https://eref.se.com/be/nl/sis-tarif/product/A9S60432 | https://eref.se.com/be/fr/sis-tarif/product/A9S60432
Schneider Electric | Schneider Electric | 01022021 |  | Schneider Electric |  | SED | A9S61120 |  |  | 19.64 |  | 1 |  | 12 | iI LASTSCHAKELAAR 1P 20A MET SiIGN.LAMP | iSW 1P 20A voyant rouge |  | ACTI9 ISW SWITCH WITH INDICATOR 1P 20A 2 | [8 empty] | 09.07 | 1 | [8 empty] | 1 | 3606480088919 | 0 |  | 60.5 | 8 | 8 | 2 | 0.128 | 13606480088916 | 12 | 779.4 | 22.5 | 9.5 | 8.5 |  | 43606480088917 | 144 | 9773 | 40 | 30 | 30 | [10 empty] | 2 | Y | [12 empty] | CUC | ZC | 8536508090 | [14 empty] | Schakelaar iSW 1P 20A signaallamp rood | Interrupteur iSW 1P 20A voyant rouge | [17 empty] | https://eref.se.com/be/nl/sis-tarif/product/A9S61120 | https://eref.se.com/be/fr/sis-tarif/product/A9S61120
Schneider Electric | Schneider Electric | 01022021 |  | Schneider Electric |  | SED | A9S61132 |  |  | 25.92 |  | 1 |  | 12 | iI LASTSCHAKELAAR 1P 32A MET SiIGN.LAMP | iSW 1P 32A voyant rouge |  | ACTI9 ISW SWITCH WITH INDICATOR 1P 32A 2 | [8 empty] | 09.07 | 1 | [8 empty] | 1 | 3606480088933 | 0 |  | 60 | 8 | 7 | 2 | 0.112 | 13606480088930 | 12 | 775 | 23 | 8 | 10 |  | 43606480088931 | 144 | 9787 | 40 | 30 | 30 | [10 empty] | 6 | N | [12 empty] | CUC | ZC | 8536508090 | [14 empty] | Schakelaar iSW 1P 32A signaallamp rood | Interrupteur iSW 1P 32A voyant rouge | [17 empty] | https://eref.se.com/be/nl/sis-tarif/product/A9S61132 | https://eref.se.com/be/fr/sis-tarif/product/A9S61132
Schneider Electric | Schneider Electric | 01022021 |  | Schneider Electric |  | SED | A9S61220 |  |  | 22.23 |  | 1 |  | 12 | iI LASTSCHAKELAAR 2P 20A MET SiIGN.LAMP | iSW 2P 20A voyant rouge |  | ACTI9 ISW SWITCH WITH INDICATOR 2P 20A 2 | [8 empty] | 09.07 | 1 | [8 empty] | 1 | 3606480088926 | 0 |  | 68 | 9 | 8 | 2 | 0.144 | 13606480088923 | 12 | 867 | 24 | 9 | 10 |  | 43606480088924 | 144 | 11281 | 40 | 30 | 30 | [10 empty] | 2 | Y | [12 empty] | CUC | ZC | 8536508090 | [14 empty] | Schakelaar iSW 2P 20A signaallamp rood | Interrupteur iSW 2P 20A voyant rouge | [17 empty] | https://eref.se.com/be/nl/sis-tarif/product/A9S61220 | https://eref.se.com/be/fr/sis-tarif/product/A9S61220
Schneider Electric | Schneider Electric | 01022021 |  | Schneider Electric |  | SED | A9S61232 |  |  | 29.1 |  | 1 |  | 12 | iI LASTSCHAKELAAR 2P 32A MET SiIGN.LAMP | iSW 2P 32A voyant rouge |  | ACTI9 ISW SWITCH WITH INDICATOR 2P 32A 2 | [8 empty] | 09.07 | 1 | [8 empty] | 1 | 3606480088940 | 0 |  | 68 | 9 | 8 | 2 | 0.144 | 13606480088947 | 12 | 879 | 23 | 8 | 10 |  | 43606480088948 | 144 | 11038 | 40 | 30 | 30 | [10 empty] | 6 | N | [12 empty] | CUC | ZC | 8536508090 | [14 empty] | Schakelaar iSW 2P 32A signaallamp rood | Interrupteur iSW 2P 32A voyant rouge | [17 empty] | https://eref.se.com/be/nl/sis-tarif/product/A9S61232 | https://eref.se.com/be/fr/sis-tarif/product/A9S61232
Schneider Electric | Schneider Electric | 01022021 |  | Schneider Electric |  | SED | A9S65140 |  |  | 13.35 |  | 1 |  | 12 | iI LASTSCHAKELAAR 1P 40A 250V | ACTI9 ISW INTERRUPTEUR 1P 40A 250VAC |  | ACTI9 ISW SWITCH 1P 40A 250VAC | [8 empty] | 09.07 | 1 | [8 empty] | 1 | 3606480531040 | 0 |  | 83.75 | 10 | 7 | 2 | 0.14 | 13606480531047 | 12 | 1061 | 22 | 10 | 8.5 |  | 43606480531048 | 132 | 12091 | 40 | 30 | 30 | [10 empty] | 6 | N | [12 empty] | CUC | ZC | 8536508090 | [14 empty] | schakelaar-stroomonderbreker iSW - 1P - 40 A - 240 V | INTERRUPTEUR-sectionneur iSW - 1P - 40 A - 240 V | [17 empty] | https://eref.se.com/be/nl/sis-tarif/product/A9S65140 | https://eref.se.com/be/fr/sis-tarif/product/A9S65140
Schneider Electric | Schneider Electric | 01022021 |  | Schneider Electric |  | SED | A9S65163 |  |  | 24.9 |  | 1 |  | 12 | iI LASTSCHAKELAAR 1P 63A 250V | ACTI9 ISW INTERRUPTEUR 1P 63A 250VAC |  | ACTI9 ISW SWITCH 1P 63A 250VAC | [8 empty] | 09.07 | 1 | [8 empty] | 1 | 3606480531088 | 0 |  | 83.917 | 10 | 7 | 2 | 0.14 | 13606480531085 | 12 | 1061 | 22 | 10 | 8.5 |  | 43606480531086 | 132 | 12077 | 40 | 30 | 30 | [10 empty] | 6 | N | [12 empty] | CUC | ZC | 8536508090 | [14 empty] | schakelaar-stroomonderbreker iSW - 1P - 63 A - 240 V | INTERRUPTEUR-sectionneur iSW - 1P - 63 A - 240 V | [17 empty] | https://eref.se.com/be/nl/sis-tarif/product/A9S65163 | https://eref.se.com/be/fr/sis-tarif/product/A9S65163
Schneider Electric | Schneider Electric | 01022021 |  | Schneider Electric |  | SED | A9S65191 |  |  | 29.89 |  | 1 |  | 12 | iI LASTSCHAKELAAR 1P 100A 250V | ACTI9 ISW INTERRUPTEUR 1P 100A 250VAC |  | ACTI9 ISW SWITCH 1P 100A 250VAC | [8 empty] | 09.07 | 1 | [8 empty] | 1 | 3606480531125 | 0 |  | 85 | 10 | 8 | 2 | 0.16 | 13606480531122 | 12 | 1058 | 22 | 8 | 10 |  | 43606480531123 | 132 | 12125 | 40 | 30 | 30 | [10 empty] | 6 | N | [12 empty] | CUC | ZC | 8536508090 | [14 empty] | schakelaar-stroomonderbreker iSW - 1P - 100 A - 240 V | INTERRUPTEUR-sectionneur iSW - 1P - 100 A - 240 V | [17 empty] | https://eref.se.com/be/nl/sis-tarif/product/A9S65191 | https://eref.se.com/be/fr/sis-tarif/product/A9S65191
Schneider Electric | Schneider Electric | 01022021 |  | Schneider Electric |  | SED | A9S65192 |  |  | 35.8 |  | 1 |  | 12 | iI LASTSCHAKELAAR 1P 125A 250V | ACTI9 ISW INTERRUPTEUR 1P 125A 250VAC |  | ACTI9 ISW SWITCH 1P 125A 250VAC | [8 empty] | 09.07 | 1 | [8 empty] | 1 | 3606480531163 | 0 |  | 85 | 9 | 7 | 2 | 0.126 | 13606480531160 | 12 | 1065 | 22 | 8 | 10 |  | 43606480531161 | 60 | 5812 | 40 | 30 | 30 | [10 empty] | 6 | N | [12 empty] | CUC | ZC | 8536508090 | [14 empty] | schakelaar-stroomonderbreker iSW - 1P - 125 A - 240 V | INTERRUPTEUR-sectionneur iSW - 1P - 125 A - 240 V | [17 empty] | https://eref.se.com/be/nl/sis-tarif/product/A9S65192 | https://eref.se.com/be/fr/sis-tarif/product/A9S65192
Schneider Electric | Schneider Electric | 01022021 |  | Schneider Electric |  | SED | A9S65240 |  |  | 21.42 |  | 1 |  | 6 | iI LASTSCHAKELAAR 2P 40A 415V | ACTI9 ISW INTERRUPTEUR 2P 40A 415VAC |  | ACTI9 ISW SWITCH 2P 40A 415VAC | [8 empty] | 09.07 | 1 | [8 empty] | 1 | 3606480531057 | 0 |  | 168 | 4 | 9 | 8 | 0.288 | 13606480531054 | 6 | 1052 | 20 | 30 | 3.3 |  | 43606480531055 | 66 | 12060 | 40 | 30 | 30 |  | 73606480531056 | 528 | 108480 | 120 | 80 | 45 |  |  |  | 2 | Y | [12 empty] | CUC | ZC | 8536508090 | [14 empty] | schakelaar-stroomonderbreker iSW - 2P - 40 A - 240 V | INTERRUPTEUR-sectionneur iSW - 2P - 40 A - 240 V | [17 empty] | https://eref.se.com/be/nl/sis-tarif/product/A9S65240 | https://eref.se.com/be/fr/sis-tarif/product/A9S65240
Schneider Electric | Schneider Electric | 01022021 |  | Schneider Electric |  | SED | A9S65263 |  |  | 37.46 |  | 1 |  | 6 | iI LASTSCHAKELAAR 2P 63A 415V | ACTI9 ISW INTERRUPTEUR 2P 63A 415VAC |  | ACTI9 ISW SWITCH 2P 63A 415VAC | [8 empty] | 09.07 | 1 | [8 empty] | 1 | 3606480531095 | 0 |  | 167 | 8 | 4 | 9 | 0.288 | 13606480531092 | 6 | 1056 | 22 | 10 | 9 |  | 43606480531093 | 66 | 12078 | 40 | 30 | 30 |  | 73606480531094 | 528 | 109352 | 120 | 80 | 50 |  |  |  | 2 | Y | [12 empty] | CUC | ZC | 8536508090 | [14 empty] | schakelaar-stroomonderbreker iSW - 2P - 63 A - 240 V | INTERRUPTEUR-sectionneur iSW - 2P - 63 A - 240 V | [17 empty] | https://eref.se.com/be/nl/sis-tarif/product/A9S65263 | https://eref.se.com/be/fr/sis-tarif/product/A9S65263
Schneider Electric | Schneider Electric | 01022021 |  | Schneider Electric |  | SED | A9S65291 |  |  | 47.13 |  | 1 |  | 6 | iI LASTSCHAKELAAR 2P 100A 415V | ACTI9 ISW INTERRUPTEUR 2P 100A 415VAC |  | ACTI9 ISW SWITCH 2P 100A 415VAC | [8 empty] | 09.07 | 1 | [8 empty] | 1 | 3606480531132 | 0 |  | 167 | 10 | 8 | 4 | 0.32 | 13606480531139 | 6 | 1060 | 22 | 9 | 10 |  | 43606480531130 | 66 | 12147 | 40 | 30 | 30 | [10 empty] | 6 | N | [12 empty] | CUC | ZC | 8536508090 | [14 empty] | schakelaar-stroomonderbreker iSW - 2P - 100 A - 240 V | INTERRUPTEUR-sectionneur iSW - 2P - 100 A - 240 V | [17 empty] | https://eref.se.com/be/nl/sis-tarif/product/A9S65291 | https://eref.se.com/be/fr/sis-tarif/product/A9S65291
Schneider Electric | Schneider Electric | 01022021 |  | Schneider Electric |  | SED | A9S65292 |  |  | 56.55 |  | 1 |  | 6 | iI LASTSCHAKELAAR 2P 125A 415V | ACTI9 ISW INTERRUPTEUR 2P 125A 415VAC |  | ACTI9 ISW SWITCH 2P 125A 415VAC | [8 empty] | 09.07 | 1 | [8 empty] | 1 | 3606480531170 | 0 |  | 167 | 10 | 8 | 4 | 0.32 | 13606480531177 | 6 | 1070 | 22 | 9 | 10 |  | 43606480531178 | 66 | 12257 | 40 | 30 | 30 | [10 empty] | 6 | N | [12 empty] | CUC | ZC | 8536508090 | [14 empty] | schakelaar-stroomonderbreker iSW - 2P - 125 A - 240 V | INTERRUPTEUR-sectionneur iSW - 2P - 125 A - 240 V | [17 empty] | https://eref.se.com/be/nl/sis-tarif/product/A9S65292 | https://eref.se.com/be/fr/sis-tarif/product/A9S65292
Schneider Electric | Schneider Electric | 01022021 |  | Schneider Electric |  | SED | A9S65340 |  |  | 29.54 |  | 1 |  | 4 | iI LASTSCHAKELAAR 3P 40A 415V | ACTI9 ISW INTERRUPTEUR 3P 40A 415VAC |  | ACTI9 ISW SWITCH 3P 40A 415VAC | [8 empty] | 09.07 | 1 | [8 empty] | 1 | 3606480531064 | 0 |  | 250.5 | 10 | 7 | 5 | 0.35 | 13606480531061 | 4 | 1056 | 22 | 10 | 8.5 |  | 43606480531062 | 44 | 11969 | 40 | 30 | 30 |  | 73606480531063 | 352 | 107752 | 120 | 80 | 45 |  |  |  | 6 | N | [12 empty] | CUC | ZC | 8536508090 | [14 empty] | schakelaar-stroomonderbreker iSW - 3P - 40 A - 240 V | INTERRUPTEUR-sectionneur iSW - 3P - 40 A - 240 V | [17 empty] | https://eref.se.com/be/nl/sis-tarif/product/A9S65340 | https://eref.se.com/be/fr/sis-tarif/product/A9S65340
Schneider Electric | Schneider Electric | 01022021 |  | Schneider Electric |  | SED | A9S65363 |  |  | 55.95 |  | 1 |  | 4 | iI LASTSCHAKELAAR 3P 63A 415V | ACTI9 ISW INTERRUPTEUR 3P 63A 415VAC |  | ACTI9 ISW SWITCH 3P 63A 415VAC | [8 empty] | 09.07 | 1 | [8 empty] | 1 | 3606480531101 | 0 |  | 250.75 | 10 | 8 | 6 | 0.48 | 13606480531108 | 4 | 1060 | 22 | 10 | 8.5 |  | 43606480531109 | 44 | 12096 | 40 | 30 | 30 |  | 73606480531100 | 352 | 108768 | 120 | 80 | 45 |  |  |  | 2 | Y | [12 empty] | CUC | ZC | 8536508090 | [14 empty] | schakelaar-stroomonderbreker iSW - 3P - 63 A - 240 V | INTERRUPTEUR-sectionneur iSW - 3P - 63 A - 240 V | [17 empty] | https://eref.se.com/be/nl/sis-tarif/product/A9S65363 | https://eref.se.com/be/fr/sis-tarif/product/A9S65363
Schneider Electric | Schneider Electric | 01022021 |  | Schneider Electric |  | SED | A9S65391 |  |  | 75.55 |  | 1 |  | 4 | iI LASTSCHAKELAAR 3P 100A 415V | ACTI9 ISW INTERRUPTEUR 3P 100A 415VAC |  | ACTI9 ISW SWITCH 3P 100A 415VAC | [8 empty] | 09.07 | 1 | [8 empty] | 1 | 3606480531149 | 0 |  | 251.5 | 10 | 7 | 5 | 0.35 | 13606480531146 | 4 | 1060 | 22 | 10 | 8.5 |  | 43606480531147 | 44 | 12078 | 40 | 30 | 30 |  | 73606480531148 | 352 | 108624 | 120 | 80 | 45 |  |  |  | 2 | Y | [12 empty] | CUC | ZC | 8536508090 | [14 empty] | schakelaar-stroomonderbreker iSW - 3P - 100 A - 240 V | INTERRUPTEUR-sectionneur iSW - 3P - 100 A - 240 V | [17 empty] | https://eref.se.com/be/nl/sis-tarif/product/A9S65391 | https://eref.se.com/be/fr/sis-tarif/product/A9S65391
Schneider Electric | Schneider Electric | 01022021 |  | Schneider Electric |  | SED | A9S65392 |  |  | 90.74 |  | 1 |  | 4 | iI LASTSCHAKELAAR 3P 125A 415V | ACTI9 ISW INTERRUPTEUR 3P 125A 415VAC |  | ACTI9 ISW SWITCH 3P 125A 415VAC | [8 empty] | 09.07 | 1 | [8 empty] | 1 | 3606480531187 | 0 |  | 252 | 10 | 8 | 5 | 0.4 | 13606480531184 | 4 | 1072 | 22 | 8 | 10 |  | 43606480531185 | 44 | 12224 | 40 | 30 | 30 |  | 73606480531186 | 352 | 110232 | 120 | 80 | 80 |  |  |  | 6 | N | [12 empty] | CUC | ZC | 8536508090 | [14 empty] | schakelaar-stroomonderbreker iSW - 3P - 125 A - 240 V | INTERRUPTEUR-sectionneur iSW - 3P - 125 A - 240 V | [17 empty] | https://eref.se.com/be/nl/sis-tarif/product/A9S65392 | https://eref.se.com/be/fr/sis-tarif/product/A9S65392
Schneider Electric | Schneider Electric | 01022021 |  | Schneider Electric |  | SED | A9S65440 |  |  | 39.05 |  | 1 |  | 3 | iI LASTSCHAKELAAR 4P 40A 415V | ACTI9 ISW INTERRUPTEUR 4P 40A 415VAC |  | ACTI9 ISW SWITCH 4P 40A 415VAC | [8 empty] | 09.07 | 1 | [8 empty] | 1 | 3606480531071 | 0 |  | 336 | 9 | 8 | 7 | 0.504 | 13606480531078 | 3 | 1066 | 20 | 30 | 2.78 |  | 43606480531079 | 33 | 12164 | 40 | 30 | 30 |  | 73606480531070 | 264 | 109704 | 120 | 80 | 50 |  |  |  | 2 | Y | [12 empty] | CUC | ZC | 8536508090 | [14 empty] | schakelaar-stroomonderbreker iSW - 4P - 40 A - 240 V | INTERRUPTEUR-sectionneur iSW - 4P - 40 A - 240 V | [17 empty] | https://eref.se.com/be/nl/sis-tarif/product/A9S65440 | https://eref.se.com/be/fr/sis-tarif/product/A9S65440
Schneider Electric | Schneider Electric | 01022021 |  | Schneider Electric |  | SED | A9S65463 |  |  | 71.58 |  | 1 |  | 3 | iI LASTSCHAKELAAR 4P 63A 415V | ACTI9 ISW INTERRUPTEUR 4P 63A 415VAC |  | ACTI9 ISW SWITCH 4P 63A 415VAC | [8 empty] | 09.07 | 1 | [8 empty] | 1 | 3606480531118 | 0 |  | 335 | 8 | 7 | 9 | 0.504 | 13606480531115 | 3 | 1058 | 22 | 10 | 9 |  | 43606480531116 | 33 | 12195 | 40 | 30 | 30 |  | 73606480531117 | 264 | 109264 | 120 | 80 | 50 |  |  |  | 2 | Y | [12 empty] | CUC | ZC | 8536508090 | [14 empty] | schakelaar-stroomonderbreker iSW - 4P - 63 A - 240 V | INTERRUPTEUR-sectionneur iSW - 4P - 63 A - 240 V | [17 empty] | https://eref.se.com/be/nl/sis-tarif/product/A9S65463 | https://eref.se.com/be/fr/sis-tarif/product/A9S65463
Schneider Electric | Schneider Electric | 01022021 |  | Schneider Electric |  | SED | A9S65491 |  |  | 91.34 |  | 1 |  | 3 | iI LASTSCHAKELAAR 4P 100A 415V | Interrupteur iSW 4P 100A |  | ACTI9 ISW SWITCH 4P 100A 415VAC | [8 empty] | 09.07 | 1 | [8 empty] | 1 | 3606480531156 | 0 |  | 335.278 | 9 | 7 | 7 | 0.441 | 13606480531153 | 3 | 1060 | 22 | 10 | 8.5 |  | 43606480531154 | 33 | 12075 | 40 | 30 | 30 |  |  | 264 | 108600 | 120 | 80 | 45 |  |  |  | 2 | Y | [12 empty] | CUC | ZC | 8536508090 | [14 empty] | schakelaar-stroomonderbreker iSW - 4P - 100 A - 240 V | INTERRUPTEUR-sectionneur iSW - 4P - 100 A - 240 V | [17 empty] | https://eref.se.com/be/nl/sis-tarif/product/A9S65491 | https://eref.se.com/be/fr/sis-tarif/product/A9S65491
Schneider Electric | Schneider Electric | 01022021 |  | Schneider Electric |  | SED | A9S65492 |  |  | 109.59 |  | 1 |  | 3 | iI LASTSCHAKELAAR 4P 125A 415V | Interrupteur iSW 4P 125A |  | ACTI9 ISW SWITCH 4P 125A 415VAC | [8 empty] | 09.07 | 1 | [8 empty] | 1 | 3606480531194 | 0 |  | 336 | 9 | 7 | 7 | 0.441 | 13606480531191 | 3 | 1056 | 22 | 10 | 9 |  | 43606480531192 | 33 | 11967 | 40 | 30 | 30 | [10 empty] | 2 | Y | [12 empty] | CUC | ZC | 8536508090 | [14 empty] | schakelaar-stroomonderbreker iSW - 4P - 125 A - 240 V | INTERRUPTEUR-sectionneur iSW - 4P - 125 A - 240 V | [17 empty] | https://eref.se.com/be/nl/sis-tarif/product/A9S65492 | https://eref.se.com/be/fr/sis-tarif/product/A9S65492
Schneider Electric | Schneider Electric | 01022021 |  | Schneider Electric |  | SED | A9V01263 |  |  | 226.61 |  | 1 |  | 1 | VIGI IC60 2P 63A 30MA TYPE AC 130V | VIGI IC60 2P 40A 30MA TYPE AC 130V |  | ACTI9 VIGI IC60 2P 63A 30MA AC-TYPE 130V | [8 empty] | 09.07 | 1 | [8 empty] | 1 | 3606480087707 | 0 |  | 187 | 12 | 9 | 9 | 0.972 | [7 empty] | 43606480087705 | 27 | 5562 | 40 | 30 | 30 | [10 empty] | 6 | N | [12 empty] | CUW | ZW | 8536303099 | [14 empty] | Vigi iC60 - differentieel blok - 2P - 63A - 30mA - type AC | Vigi iC60 - bloc différentiel - 2P - 63A - 30mA - Type AC | [17 empty] | https://eref.se.com/be/nl/sis-tarif/product/A9V01263 | https://eref.se.com/be/fr/sis-tarif/product/A9V01263
Schneider Electric | Schneider Electric | 01022021 |  | Schneider Electric |  | SED | A9V04263 |  |  | 146.89 |  | 1 |  | 1 | VIGI IC60 2P 63A 300MA TYPE AC 130V | VIGI IC60 2P 63A 300MA TYPE AC 130V |  | ACTI9 VIGI IC60 2P 63A 300MA AC-TYPE 130 | [8 empty] | 09.07 | 1 | [8 empty] | 1 | 3606480087714 | 0 |  | 167 | 12 | 9 | 9 | 0.972 | [7 empty] | 43606480087712 | 27 | 4913 | 40 | 30 | 30 | [10 empty] | 6 | N | [12 empty] | CUW | ZW | 8536303099 | [14 empty] | Vigi iC60 - differentieel blok - 2P - 63A - 300mA - type AC | Vigi iC60 - bloc différentiel - 2P - 63A - 300mA - Type AC | [17 empty] | https://eref.se.com/be/nl/sis-tarif/product/A9V04263 | https://eref.se.com/be/fr/sis-tarif/product/A9V04263
Schneider Electric | Schneider Electric | 01022021 |  | Schneider Electric |  | SED | A9V10225 |  |  | 177.54 |  | 1 |  | 1 | Vigi iC60 2P 25A 10mA type AC | Vigi iC60 2P 25A 10mA type AC |  | ACTI9 VIGI IC60 2P 25A 10MA AC-TYPE ADD- | [8 empty] | 09.07 | 1 | [8 empty] | 1 | 3606480087462 | 0 |  | 153 | 12 | 8 | 9 | 0.864 | [23 empty] | 6 | N | [12 empty] | CUW | ZW | 8536303099 | [14 empty] | Differentieelblok Vigi iC60 2P 25A 10mA type AC | Bloc différentiel Vigi iC60 2P 25A 10mA type AC | [17 empty] | https://eref.se.com/be/nl/sis-tarif/product/A9V10225 | https://eref.se.com/be/fr/sis-tarif/product/A9V10225
Schneider Electric | Schneider Electric | 01022021 |  | Schneider Electric |  | SED | A9V11263 |  |  | 226.61 |  | 1 |  | 1 | Vigi iC60 2P 63A 30mA type AC | Vigi iC60 2P 63A 30mA type AC |  | ACTI9 VIGI IC60 2P 63A 30MA AC-TYPE ADD- | [8 empty] | 09.07 | 1 | [8 empty] | 1 | 3606480090813 | 0 |  | 194 | 12 | 9 | 9 | 0.972 | [7 empty] | 43606480090811 | 27 | 5552 | 40 | 30 | 30 | [10 empty] | 6 | N | [12 empty] | CUW | ZW | 8536303099 | [14 empty] | Differentieelblok Vigi iC60 2P 63A 30mA type AC | Bloc différentiel Vigi iC60 2P 63A 30mA type AC | [17 empty] | https://eref.se.com/be/nl/sis-tarif/product/A9V11263 | https://eref.se.com/be/fr/sis-tarif/product/A9V11263
Schneider Electric | Schneider Electric | 01022021 |  | Schneider Electric |  | SED | A9V11363 |  |  | 237.69 |  | 1 |  | 1 | Vigi iC60 3P 63A 30mA type AC | Vigi iC60 3P 63A 30mA type AC |  | ACTI9 VIGI IC60 3P 63A 30MA AC-TYPE ADD- | [8 empty] | 09.07 | 1 | [8 empty] | 1 | 3606480374746 | 0 |  | 255 | 15 | 12 | 9 | 1.62 | [7 empty] | 43606480374744 | 15 | 4313 | 40 | 30 | 30 | [10 empty] | 6 | N | [12 empty] | CUW | ZW | 8536303099 | [14 empty] | Differentieelblok Vigi iC60 3P 63A 30mA type AC | Bloc différentiel Vigi iC60 3P 63A 30mA type AC | [17 empty] | https://eref.se.com/be/nl/sis-tarif/product/A9V11363 | https://eref.se.com/be/fr/sis-tarif/product/A9V11363
Schneider Electric | Schneider Electric | 01022021 |  | Schneider Electric |  | SED | A9V11463 |  |  | 254.89 |  | 1 |  | 1 | Vigi iC60 4P 63A 30mA type AC | Vigi iC60 4P 63A 30mA type AC |  | ACTI9 VIGI IC60 4P 63A 30MA AC-TYPE ADD- | [8 empty] | 09.07 | 1 | [8 empty] | 1 | 3606480090936 | 0 |  | 279 | 15 | 12 | 9 | 1.62 | [7 empty] | 43606480090934 | 15 | 4673 | 40 | 30 | 30 | [10 empty] | 2 | Y | [12 empty] | CUW | ZW | 8536303099 | [14 empty] | Differentieelblok Vigi iC60 4P 63A 30mA type AC | Bloc différentiel Vigi iC60 4P 63A 30mA type AC | [17 empty] | https://eref.se.com/be/nl/sis-tarif/product/A9V11463 | https://eref.se.com/be/fr/sis-tarif/product/A9V11463
Schneider Electric | Schneider Electric | 01022021 |  | Schneider Electric |  | SED | A9V12225 |  |  | 143.21 |  | 1 |  | 1 | VIGI IC60 2P 25A 100MA TYPE AC | VIGI IC60 2P 25A 100MA TYPE AC |  | ACTI9 VIGI IC60 2P 25A 100MA AC-TYPE ADD | [8 empty] | 09.07 | 1 | [8 empty] | 1 | 3606480087479 | 0 |  | 142.9 | 12 | 9 | 8 | 0.864 | [23 empty] | 6 | N | [12 empty] | CUW | ZW | 8536303099 | [15 empty] | bloc différentiel Vigi iC60 2P 25 A 100 mA type CA | [17 empty] | https://eref.se.com/be/nl/sis-tarif/product/A9V12225 | https://eref.se.com/be/fr/sis-tarif/product/A9V12225
Schneider Electric | Schneider Electric | 01022021 |  | Schneider Electric |  | SED | A9V12263 |  |  | 233.28 |  | 1 |  | 1 | VIGI IC60 2P 63A 100MA TYPE AC | VIGI IC60 2P 63A 100MA TYPE AC |  | ACTI9 VIGI IC60 2P 63A 100MA AC-TYPE ADD | [8 empty] | 09.07 | 1 | [8 empty] | 1 | 3606480087509 | 0 |  | 168 | 12 | 9 | 9 | 0.972 | [23 empty] | 6 | N | [12 empty] | CUW | ZW | 8536303099 | [15 empty] | bloc différentiel Vigi iC60 2P 63 A 100 mA type CA | [17 empty] | https://eref.se.com/be/nl/sis-tarif/product/A9V12263 | https://eref.se.com/be/fr/sis-tarif/product/A9V12263
Schneider Electric | Schneider Electric | 01022021 |  | Schneider Electric |  | SED | A9V12425 |  |  | 202.24 |  | 1 |  | 1 | VIGI IC60 4P 25A 100MA TYPE AC | VIGI IC60 4P 25A 100MA TYPE AC |  | ACTI9 VIGI IC60 4P 25A 100MA AC-TYPE ADD | [8 empty] | 09.07 | 1 | [8 empty] | 1 | 3606480087592 | 0 |  | 230 | 14 | 12 | 9 | 1.512 | [8 empty] | 15 | 3742 | 40 | 30 | 30 | [10 empty] | 6 | N | [12 empty] | CUW | ZW | 8536303099 | [15 empty] | bloc différentiel Vigi iC60 4P 25 A 100 mA type CA | [17 empty] | https://eref.se.com/be/nl/sis-tarif/product/A9V12425 | https://eref.se.com/be/fr/sis-tarif/product/A9V12425
Schneider Electric | Schneider Electric | 01022021 |  | Schneider Electric |  | SED | A9V12463 |  |  | 272 |  | 1 |  | 1 | VIGI IC60 4P 63A 100MA TYPE AC | VIGI IC60 4P 63A 100MA TYPE AC |  | ACTI9 VIGI IC60 4P 63A 100MA AC-TYPE ADD | [8 empty] | 09.07 | 1 | [8 empty] | 1 | 3606480087622 | 0 |  | 269 | 14 | 12 | 9 | 1.512 | [23 empty] | 6 | N | [12 empty] | CUW | ZW | 8536303099 | [15 empty] | bloc différentiel Vigi iC60 4P 63 A 100 mA type CA | [17 empty] | https://eref.se.com/be/nl/sis-tarif/product/A9V12463 | https://eref.se.com/be/fr/sis-tarif/product/A9V12463
Schneider Electric | Schneider Electric | 01022021 |  | Schneider Electric |  | SED | A9V14263 |  |  | 146.89 |  | 1 |  | 1 | Vigi iC60 2P 63A 300mA type AC | Vigi iC60 2P 63A 300mA type AC |  | ACTI9 VIGI IC60 2P 63A 300MA AC-TYPE ADD | [8 empty] | 09.07 | 1 | [8 empty] | 1 | 3606480090820 | 0 |  | 163 | 11 | 9 | 8 | 0.792 | [7 empty] | 43606480090828 | 27 | 4806 | 40 | 30 | 30 | [10 empty] | 6 | N | [12 empty] | CUW | ZW | 8536303099 | [14 empty] | Differentieelblok Vigi iC60 2P 63A 300mA type AC | Bloc différentiel Vigi iC60 2P 63A 300mA type AC | [17 empty] | https://eref.se.com/be/nl/sis-tarif/product/A9V14263 | https://eref.se.com/be/fr/sis-tarif/product/A9V14263
Schneider Electric | Schneider Electric | 01022021 |  | Schneider Electric |  | SED | A9V14363 |  |  | 170.28 |  | 1 |  | 1 | Vigi iC60 3P 63A 300mA type AC | Vigi iC60 3P 63A 300mA type AC |  | ACTI9 VIGI IC60 3P 63A 300MA AC-TYPE ADD | [8 empty] | 09.07 | 1 | [8 empty] | 1 | 3606480374753 | 0 |  | 223 | 15 | 12 | 9 | 1.62 | [7 empty] | 43606480374751 | 15 | 3833 | 40 | 30 | 30 | [10 empty] | 6 | N | [12 empty] | CUW | ZW | 8536303099 | [14 empty] | Differentieelblok Vigi iC60 3P 63A 300mA type AC | Bloc différentiel Vigi iC60 3P 63A 300mA type AC | [17 empty] | https://eref.se.com/be/nl/sis-tarif/product/A9V14363 | https://eref.se.com/be/fr/sis-tarif/product/A9V14363
Schneider Electric | Schneider Electric | 01022021 |  | Schneider Electric |  | SED | A9V14463 |  |  | 171.52 |  | 1 |  | 1 | Vigi iC60 4P 63A 300mA type AC | Vigi iC60 4P 63A 300mA type AC |  | ACTI9 VIGI IC60 4P 63A 300MA AC-TYPE ADD | [8 empty] | 09.07 | 1 | [8 empty] | 1 | 3606480090943 | 0 |  | 250 | 14 | 12 | 9 | 1.512 | [23 empty] | 2 | Y | [12 empty] | CUV | ZV | 8536303099 | [14 empty] | Differentieelblok Vigi iC60 4P 63A 300mA type AC | Bloc différentiel Vigi iC60 4P 63A 300mA type AC | [17 empty] | https://eref.se.com/be/nl/sis-tarif/product/A9V14463 | https://eref.se.com/be/fr/sis-tarif/product/A9V14463
Schneider Electric | Schneider Electric | 01022021 |  | Schneider Electric |  | SED | A9V15263 |  |  | 172.57 |  | 1 |  | 1 | Vigi iC60 2P 63A 300mA-S type AC | Vigi iC60 2P 63A 300mA-S type AC |  | ACTI9 VIGI IC60 2P 63A 300MA-S AC-TYPE A | [8 empty] | 09.07 | 1 | [8 empty] | 1 | 3606480087523 | 0 |  | 163 | 12 | 9 | 9 | 0.972 | [23 empty] | 6 | N | [12 empty] | CUW | ZW | 8536303099 | [14 empty] | Differentieelblok Vigi iC60 2P 63A 300mA-S type AC | Bloc différentiel Vigi iC60 2P 63A 300mA-S type AC | [17 empty] | https://eref.se.com/be/nl/sis-tarif/product/A9V15263 | https://eref.se.com/be/fr/sis-tarif/product/A9V15263
Schneider Electric | Schneider Electric | 01022021 |  | Schneider Electric |  | SED | A9V15363 |  |  | 208.47 |  | 1 |  | 1 | Vigi iC60 3P 63A 300mA-S type AC | Vigi iC60 3P 63A 300mA-S type AC |  | ACTI9 VIGI IC60 3P 63A 300MA-S AC-TYPE A | [8 empty] | 09.07 | 1 | [8 empty] | 1 | 3606480087561 | 0 |  | 236 | 14 | 12 | 9 | 1.512 | [23 empty] | 6 | N | [12 empty] | CUW | ZW | 8536303099 | [14 empty] | Differentieelblok Vigi iC60 3P 63A 300mA-S type AC | Bloc différentiel Vigi iC60 3P 63A 300mA-S type AC | [17 empty] | https://eref.se.com/be/nl/sis-tarif/product/A9V15363 | https://eref.se.com/be/fr/sis-tarif/product/A9V15363
Schneider Electric | Schneider Electric | 01022021 |  | Schneider Electric |  | SED | A9V15463 |  |  | 215.78 |  | 1 |  | 1 | Vigi iC60 4P 63A 300mA-S type AC | Vigi iC60 4P 63A 300mA-S type AC |  | ACTI9 VIGI IC60 4P 63A 300MA-S AC-TYPE A | [8 empty] | 09.07 | 1 | [8 empty] | 1 | 3606480087646 | 0 |  | 263 | 14 | 11 | 9 | 1.386 | [8 empty] | 15 | 4387 | 40 | 30 | 30 | [10 empty] | 6 | N | [12 empty] | CUW | ZW | 8536303099 | [14 empty] | Differentieelblok Vigi iC60 4P 63A 300mA-S type AC | Bloc différentiel Vigi iC60 4P 63A 300mA-S type AC | [17 empty] | https://eref.se.com/be/nl/sis-tarif/product/A9V15463 | https://eref.se.com/be/fr/sis-tarif/product/A9V15463
Schneider Electric | Schneider Electric | 01022021 |  | Schneider Electric |  | SED | A9V16225 |  |  | 123.91 |  | 1 |  | 1 | VIGI IC60 2P 25A 500MA TYPE AC | VIGI IC60 2P 25A 500MA TYPE AC |  | ACTI9 VIGI IC60 2P 25A 500MA AC-TYPE ADD | [8 empty] | 09.07 | 1 | [8 empty] | 1 | 3606480087486 | 0 |  | 132 | 12 | 9 | 9 | 0.972 | [23 empty] | 12 | N | [12 empty] | CUW | ZW | 8536303099 | [15 empty] | bloc différentiel Vigi iC60 2P 25 A 500 mA type CA | [17 empty] | https://eref.se.com/be/nl/sis-tarif/product/A9V16225 | https://eref.se.com/be/fr/sis-tarif/product/A9V16225
Schneider Electric | Schneider Electric | 01022021 |  | Schneider Electric |  | SED | A9V16240 |  |  | 142.73 |  | 1 |  | 1 | VIGI IC60 2P 40A 500MA TYPE AC | VIGI IC60 2P 40A 500MA TYPE AC |  | ACTI9 VIGI IC60 2P 40A 500MA AC-TYPE ADD | [8 empty] | 09.07 | 1 | [8 empty] | 1 | 3606480087493 | 0 |  | 162 | 12 | 9 | 9 | 0.972 | [7 empty] | 43606480087491 | 27 | 4867 | 40 | 30 | 30 | [10 empty] | 12 | N | [12 empty] | CUW | ZW | 8536303099 | [15 empty] | bloc différentiel Vigi iC60 2P 40 A 500 mA type CA | [17 empty] | https://eref.se.com/be/nl/sis-tarif/product/A9V16240 | https://eref.se.com/be/fr/sis-tarif/product/A9V16240
Schneider Electric | Schneider Electric | 01022021 |  | Schneider Electric |  | SED | A9V16263 |  |  | 161.58 |  | 1 |  | 1 | Vigi iC60 2P 63A 500mA type AC | Vigi iC60 2P 63A 500mA type AC |  | ACTI9 VIGI IC60 2P 63A 500MA AC-TYPE ADD | [8 empty] | 09.07 | 1 | [8 empty] | 1 | 3606480087516 | 0 |  | 164 | 12 | 8 | 9 | 0.864 | [23 empty] | 6 | N | [12 empty] | CUW | ZW | 8536303099 | [14 empty] | Differentieelblok Vigi iC60 2P 63A 500mA type AC | Bloc différentiel Vigi iC60 2P 63A 500mA type AC | [17 empty] | https://eref.se.com/be/nl/sis-tarif/product/A9V16263 | https://eref.se.com/be/fr/sis-tarif/product/A9V16263
Schneider Electric | Schneider Electric | 01022021 |  | Schneider Electric |  | SED | A9V16325 |  |  | 165.11 |  | 1 |  | 1 | VIGI IC60 3P 25A 500MA TYPE AC | VIGI IC60 3P 25A 500MA TYPE AC |  | ACTI9 VIGI IC60 3P 25A 500MA AC-TYPE ADD | [8 empty] | 09.07 | 1 | [8 empty] | 1 | 3606480087547 | 0 |  | 188 | 15 | 12 | 9 | 1.62 | [23 empty] | 13 | N | [12 empty] | CUW | ZW | 8536303099 | [15 empty] | bloc différentiel Vigi iC60 3P 25 A 500 mA type CA | [17 empty] | https://eref.se.com/be/nl/sis-tarif/product/A9V16325 | https://eref.se.com/be/fr/sis-tarif/product/A9V16325
Schneider Electric | Schneider Electric | 01022021 |  | Schneider Electric |  | SED | A9V16340 |  |  | 179.71 |  | 1 |  | 1 | VIGI IC60 3P 40A 500MA TYPE AC | VIGI IC60 3P 40A 500MA TYPE AC |  | ACTI9 VIGI IC60 3P 40A 500MA AC-TYPE ADD | [8 empty] | 09.07 | 1 | [8 empty] | 1 | 3606480087554 | 0 |  | 239 | 12 | 9 | 9 | 0.972 | [7 empty] | 43606480087552 | 15 | 4072 | 40 | 30 | 30 | [10 empty] | 13 | N | [12 empty] | CUW | ZW | 8536303099 | [15 empty] | bloc différentiel Vigi iC60 3P 40 A 500 mA type CA | [17 empty] | https://eref.se.com/be/nl/sis-tarif/product/A9V16340 | https://eref.se.com/be/fr/sis-tarif/product/A9V16340
Schneider Electric | Schneider Electric | 01022021 |  | Schneider Electric |  | SED | A9V16363 |  |  | 194.31 |  | 1 |  | 1 | VIGI IC60 3P 63A 500MA TYPE AC | VIGI IC60 3P 63A 500MA TYPE AC |  | ACTI9 VIGI IC60 3P 63A 500MA AC-TYPE ADD | [8 empty] | 09.07 | 1 | [8 empty] | 1 | 3606480087585 | 0 |  | 234 | 14 | 12 | 9 | 1.512 | [8 empty] | 15 | 3892 | 40 | 30 | 30 | [10 empty] | 12 | N | [12 empty] | CUW | ZW | 8536303099 | [15 empty] | bloc différentiel Vigi iC60 3P 63 A 500 mA type CA | [17 empty] | https://eref.se.com/be/nl/sis-tarif/product/A9V16363 | https://eref.se.com/be/fr/sis-tarif/product/A9V16363
Schneider Electric | Schneider Electric | 01022021 |  | Schneider Electric |  | SED | A9V16425 |  |  | 167.45 |  | 1 |  | 1 | VIGI IC60 4P 25A 500MA TYPE AC | VIGI IC60 4P 25A 500MA TYPE AC |  | ACTI9 VIGI IC60 4P 25A 500MA AC-TYPE ADD | [8 empty] | 09.07 | 1 | [8 empty] | 1 | 3606480087608 | 0 |  | 206 | 14 | 12 | 9 | 1.512 | [23 empty] | 12 | N | [12 empty] | CUW | ZW | 8536303099 | [15 empty] | bloc différentiel Vigi iC60 4P 25 A 500 mA type CA | [17 empty] | https://eref.se.com/be/nl/sis-tarif/product/A9V16425 | https://eref.se.com/be/fr/sis-tarif/product/A9V16425
Schneider Electric | Schneider Electric | 01022021 |  | Schneider Electric |  | SED | A9V16440 |  |  | 181.33 |  | 1 |  | 1 | VIGI IC60 4P 40A 500MA TYPE AC | VIGI IC60 4P 40A 500MA TYPE AC |  | ACTI9 VIGI IC60 4P 40A 500MA AC-TYPE ADD | [8 empty] | 09.07 | 1 | [8 empty] | 1 | 3606480087615 | 0 |  | 264 | 14 | 12 | 9 | 1.512 | [7 empty] | 43606480087613 | 15 | 4416 | 40 | 30 | 30 | [10 empty] | 6 | N | [12 empty] | CUW | ZW | 8536303099 | [15 empty] | bloc différentiel Vigi iC60 4P 40 A 500 mA type CA | [17 empty] | https://eref.se.com/be/nl/sis-tarif/product/A9V16440 | https://eref.se.com/be/fr/sis-tarif/product/A9V16440
Schneider Electric | Schneider Electric | 01022021 |  | Schneider Electric |  | SED | A9V16463 |  |  | 195.19 |  | 1 |  | 1 | VIGI IC60 4P 63A 500MA TYPE AC | VIGI IC60 4P 63A 500MA TYPE AC |  | ACTI9 VIGI IC60 4P 63A 500MA AC-TYPE ADD | [8 empty] | 09.07 | 1 | [8 empty] | 1 | 3606480087639 | 0 |  | 251 | 15 | 12 | 9 | 1.62 | [23 empty] | 6 | N | [12 empty] | CUW | ZW | 8536303099 | [15 empty] | bloc différentiel Vigi iC60 4P 63 A 500 mA type CA | [17 empty] | https://eref.se.com/be/nl/sis-tarif/product/A9V16463 | https://eref.se.com/be/fr/sis-tarif/product/A9V16463
Schneider Electric | Schneider Electric | 01022021 |  | Schneider Electric |  | SED | A9V19263 |  |  | 181.7 |  | 1 |  | 1 | Vigi iC60 2P 63A 1000mA-S type AC | Vigi iC60 2P 63A 1000mA-S type AC |  | ACTI9 VIGI IC60 2P 63A 1000MA-S AC-TYPE | [8 empty] | 09.07 | 1 | [8 empty] | 1 | 3606480087530 | 0 |  | 162 | 12 | 9 | 9 | 0.972 | [23 empty] | 6 | N | [12 empty] | CUW | ZW | 8536303099 | [14 empty] | Differentieelblok Vigi iC60 2P 63A 1000mA-S type AC | Bloc différentiel Vigi iC60 2P 63A 1000mA-S type AC | [17 empty] | https://eref.se.com/be/nl/sis-tarif/product/A9V19263 | https://eref.se.com/be/fr/sis-tarif/product/A9V19263
Schneider Electric | Schneider Electric | 01022021 |  | Schneider Electric |  | SED | A9V19363 |  |  | 218.89 |  | 1 |  | 1 | Vigi iC60 3P 63A 1000mA-S type AC | Vigi iC60 3P 63A 1000mA-S type AC |  | ACTI9 VIGI IC60 3P 63A 1000MA-S AC-TYPE | [8 empty] | 09.07 | 1 | [8 empty] | 1 | 3606480087578 | 0 |  | 235 | 14 | 12 | 9 | 1.512 | [23 empty] | 6 | N | [12 empty] | CUW | ZW | 8536303099 | [14 empty] | Differentieelblok Vigi iC60 3P 63A 1000mA-S type AC | Bloc différentiel Vigi iC60 3P 63A 1000mA-S type AC | [17 empty] | https://eref.se.com/be/nl/sis-tarif/product/A9V19363 | https://eref.se.com/be/fr/sis-tarif/product/A9V19363
Schneider Electric | Schneider Electric | 01022021 |  | Schneider Electric |  | SED | A9V19463 |  |  | 234.4 |  | 1 |  | 1 | Vigi iC60 4P 63A 1000mA-S type AC | Vigi iC60 4P 63A 1000mA-S type AC |  | ACTI9 VIGI IC60 4P 63A 1000MA-S AC-TYPE | [8 empty] | 09.07 | 1 | [8 empty] | 1 | 3606480087653 | 0 |  | 260 | 14 | 12 | 9 | 1.512 | [23 empty] | 6 | N | [12 empty] | CUW | ZW | 8536303099 | [14 empty] | Differentieelblok Vigi iC60 4P 63A 1000mA-S type AC | Bloc différentiel Vigi iC60 4P 63A 1000mA-S type AC | [17 empty] | https://eref.se.com/be/nl/sis-tarif/product/A9V19463 | https://eref.se.com/be/fr/sis-tarif/product/A9V19463
Schneider Electric | Schneider Electric | 01022021 |  | Schneider Electric |  | SED | A9V21263 |  |  | 240.14 |  | 1 |  | 1 | VIGI IC60 2P 63A 30MA A | Vigi iC60 2P 63A 30mA type A |  | ACTI9 VIGI IC60 2P 63A 30MA A-TYPE ADD-O | [8 empty] | 09.07 | 1 | [8 empty] | 1 | 3606480090554 | 0 |  | 190 | 12 | 9 | 9 | 0.972 | [23 empty] | 2 | Y | [12 empty] | CUW | ZW | 8536303099 | [14 empty] | Differentieelblok Vigi iC60 2P 63A 30mA type A | Bloc différentiel Vigi iC60 2P 63A 30mA type A | [17 empty] | https://eref.se.com/be/nl/sis-tarif/product/A9V21263 | https://eref.se.com/be/fr/sis-tarif/product/A9V21263
Schneider Electric | Schneider Electric | 01022021 |  | Schneider Electric |  | SED | A9V21363 |  |  | 270.64 |  | 1 |  | 1 | VIGI IC60 3P 63A 30MA A | Vigi iC60 3P 63A 30mA type A |  | ACTI9 VIGI IC60 3P 63A 30MA A-TYPE ADD-O | [8 empty] | 09.07 | 1 | [8 empty] | 1 | 3606480090592 | 0 |  | 265 | 14 | 12 | 9 | 1.512 | [23 empty] | 6 | N | [12 empty] | CUW | ZW | 8536303099 | [14 empty] | Differentieelblok Vigi iC60 3P 63A 30mA type A | Bloc différentiel Vigi iC60 3P 63A 30mA type A | [17 empty] | https://eref.se.com/be/nl/sis-tarif/product/A9V21363 | https://eref.se.com/be/fr/sis-tarif/product/A9V21363
Schneider Electric | Schneider Electric | 01022021 |  | Schneider Electric |  | SED | A9V21463 |  |  | 281.47 |  | 1 |  | 1 | VIGI IC60 4P 63A 30MA A | Vigi iC60 4P 63A 30mA type A |  | ACTI9 VIGI IC60 4P 63A 30MA A-TYPE ADD-O | [8 empty] | 09.07 | 1 | [8 empty] | 1 | 3606480090639 | 0 |  | 291 | 14 | 12 | 9 | 1.512 | [23 empty] | 2 | Y | [12 empty] | CUV | ZV | 8536303099 | [14 empty] | Differentieelblok Vigi iC60 4P 63A 30mA type A | Bloc différentiel Vigi iC60 4P 63A 30mA type A | [17 empty] | https://eref.se.com/be/nl/sis-tarif/product/A9V21463 | https://eref.se.com/be/fr/sis-tarif/product/A9V21463
Schneider Electric | Schneider Electric | 01022021 |  | Schneider Electric |  | SED | A9V22225 |  |  | 177.44 |  | 1 |  | 1 | Vigi iC60 2P 25A 100mA type A | Vigi iC60 2P 25A 100mA type A |  | ACTI9 VIGI IC60 2P 25A 100MA A-TYPE ADD- | [8 empty] | 09.07 | 1 | [8 empty] | 1 | 3606480090950 | 0 |  | 141 | 12 | 8 | 9 | 0.864 | [7 empty] | 43606480090958 | 27 | 4168 | 40 | 30 | 30 | [10 empty] | 6 | N | [12 empty] | CUW | ZW | 8536303099 | [14 empty] | Differentieelblok Vigi iC60 2P 25A 100mA type A | Bloc différentiel Vigi iC60 2P 25A 100mA type A | [17 empty] | https://eref.se.com/be/nl/sis-tarif/product/A9V22225 | https://eref.se.com/be/fr/sis-tarif/product/A9V22225
Schneider Electric | Schneider Electric | 01022021 |  | Schneider Electric |  | SED | A9V22263 |  |  | 250.94 |  | 1 |  | 1 | VIGI iC60 2P 63A 100MA A | VIGI iC60 2P 63A 100MA TYPE A |  | ACTI9 VIGI IC60 2P 63A 100MA A-TYPE ADD- | [8 empty] | 09.07 | 1 | [8 empty] | 1 | 3606480090998 | 0 |  | 168 | 12 | 9 | 9 | 0.972 | [7 empty] | 43606480090996 | 27 | 5025 | 40 | 30 | 30 | [10 empty] | 6 | N | [12 empty] | CUW | ZW | 8536303099 | [15 empty] | bloc différentiel Vigi iC60 2P 63 A 100 mA type A | [17 empty] | https://eref.se.com/be/nl/sis-tarif/product/A9V22263 | https://eref.se.com/be/fr/sis-tarif/product/A9V22263
Schneider Electric | Schneider Electric | 01022021 |  | Schneider Electric |  | SED | A9V22325 |  |  | 220.25 |  | 1 |  | 1 | Vigi iC60 3P 25A 100mA type A | Vigi iC60 3P 25A 100mA type A |  | ACTI9 VIGI IC60 3P 25A 100MA A-TYPE ADD- | [8 empty] | 09.07 | 1 | [8 empty] | 1 | 3606480091070 | 0 |  | 194 | 15 | 12 | 9 | 1.62 | [7 empty] | 43606480091078 | 15 | 3394 | 40 | 30 | 30 | [10 empty] | 6 | N | [12 empty] | CUW | ZW | 8536303099 | [14 empty] | Differentieelblok Vigi iC60 3P 25A 100mA type A | Bloc différentiel Vigi iC60 3P 25A 100mA type A | [17 empty] | https://eref.se.com/be/nl/sis-tarif/product/A9V22325 | https://eref.se.com/be/fr/sis-tarif/product/A9V22325
Schneider Electric | Schneider Electric | 01022021 |  | Schneider Electric |  | SED | A9V22425 |  |  | 238.87 |  | 1 |  | 1 | Vigi iC60 4P 25A 100mA type A | Vigi iC60 4P 25A 100mA type A |  | ACTI9 VIGI IC60 4P 25A 100MA A-TYPE ADD- | [8 empty] | 09.07 | 1 | [8 empty] | 1 | 3606480091018 | 0 |  | 206 | 15 | 12 | 9 | 1.62 | [7 empty] | 43606480091016 | 15 | 3588 | 40 | 30 | 30 | [10 empty] | 6 | N | [12 empty] | CUW | ZW | 8536303099 | [14 empty] | Differentieelblok Vigi iC60 4P 25A 100mA type A | Bloc différentiel Vigi iC60 4P 25A 100mA type A | [17 empty] | https://eref.se.com/be/nl/sis-tarif/product/A9V22425 | https://eref.se.com/be/fr/sis-tarif/product/A9V22425
Schneider Electric | Schneider Electric | 01022021 |  | Schneider Electric |  | SED | A9V22463 |  |  | 302.94 |  | 1 |  | 1 | VIGI iC60 4P 63A 100MA A | VIGI iC60 4P 63A 100MA TYPE A |  | ACTI9 VIGI IC60 4P 63A 100MA A-TYPE ADD- | [8 empty] | 09.07 | 1 | [8 empty] | 1 | 3606480091056 | 0 |  | 265 | 14 | 12 | 9 | 1.512 | [7 empty] | 43606480091054 | 15 | 4739 | 40 | 30 | 30 | [10 empty] | 6 | N | [12 empty] | CUW | ZW | 8536303099 | [15 empty] | bloc différentiel Vigi iC60 4P 63 A 100 mA type A | [17 empty] | https://eref.se.com/be/nl/sis-tarif/product/A9V22463 | https://eref.se.com/be/fr/sis-tarif/product/A9V22463
Schneider Electric | Schneider Electric | 01022021 |  | Schneider Electric |  | SED | A9V24263 |  |  | 179.32 |  | 1 |  | 1 | VIGI IC60 2P 63A 300MA A | Vigi iC60 2P 63A 300mA type A |  | ACTI9 VIGI IC60 2P 63A 300MA A-TYPE ADD- | [8 empty] | 09.07 | 1 | [8 empty] | 1 | 3606480090561 | 0 |  | 167 | 12 | 9 | 9 | 0.972 | [23 empty] | 2 | Y | [12 empty] | CUV | ZV | 8536303099 | [14 empty] | Differentieelblok Vigi iC60 2P 63A 300mA type A | Bloc différentiel Vigi iC60 2P 63A 300mA type A | [17 empty] | https://eref.se.com/be/nl/sis-tarif/product/A9V24263 | https://eref.se.com/be/fr/sis-tarif/product/A9V24263
Schneider Electric | Schneider Electric | 01022021 |  | Schneider Electric |  | SED | A9V24363 |  |  | 201.28 |  | 1 |  | 1 | VIGI IC60 3P 63A 300MA A | Vigi iC60 3P 63A 300mA type A |  | ACTI9 VIGI IC60 3P 63A 300MA A-TYPE ADD- | [8 empty] | 09.07 | 1 | [8 empty] | 1 | 3606480090608 | 0 |  | 236 | 14 | 12 | 9 | 1.512 | [23 empty] | 2 | Y | [12 empty] | CUW | ZW | 8536303099 | [14 empty] | Differentieelblok Vigi iC60 3P 63A 300mA type A | Bloc différentiel Vigi iC60 3P 63A 300mA type A | [17 empty] | https://eref.se.com/be/nl/sis-tarif/product/A9V24363 | https://eref.se.com/be/fr/sis-tarif/product/A9V24363
Schneider Electric | Schneider Electric | 01022021 |  | Schneider Electric |  | SED | A9V24463 |  |  | 208.27 |  | 1 |  | 1 | VIGI IC60 4P 63A 300MA A | Vigi iC60 4P 63A 300mA type A |  | ACTI9 VIGI IC60 4P 63A 300MA A-TYPE ADD- | [8 empty] | 09.07 | 1 | [8 empty] | 1 | 3606480090646 | 0 |  | 253 | 14 | 12 | 9 | 1.512 | [23 empty] | 2 | Y | [12 empty] | CUV | ZV | 8536303099 | [14 empty] | Differentieelblok Vigi iC60 4P 63A 300mA type A | Bloc différentiel Vigi iC60 4P 63A 300mA type A | [17 empty] | https://eref.se.com/be/nl/sis-tarif/product/A9V24463 | https://eref.se.com/be/fr/sis-tarif/product/A9V24463
Schneider Electric | Schneider Electric | 01022021 |  | Schneider Electric |  | SED | A9V25263 |  |  | 203.03 |  | 1 |  | 1 | VIGI iC60 2P 63A 300MA S A | Vigi iC60 2P 63A 300mA-S type A |  | ACTI9 VIGI IC60 2P 63A 300MA-S A-TYPE AD | [8 empty] | 09.07 | 1 | [8 empty] | 1 | 3606480090974 | 0 |  | 165 | 12 | 9 | 8 | 0.864 | [23 empty] | 6 | N | [12 empty] | CUW | ZW | 8536303099 | [14 empty] | Differentieelblok Vigi iC60 2P 63A 300mA-S type A | Bloc différentiel Vigi iC60 2P 63A 300mA-S type A | [17 empty] | https://eref.se.com/be/nl/sis-tarif/product/A9V25263 | https://eref.se.com/be/fr/sis-tarif/product/A9V25263
Schneider Electric | Schneider Electric | 01022021 |  | Schneider Electric |  | SED | A9V25363 |  |  | 252.45 |  | 1 |  | 1 | VIGI iC60 3P 63A 300MA S A | Vigi iC60 3P 63A 300mA-S type A |  | VIGI IC60 3P 63A 300MA -S A ADD-ON RESID | [8 empty] | 09.07 | 1 | [8 empty] | 1 | 3606480091100 | 0 |  | 235 | 14 | 12 | 9 | 1.512 | [23 empty] | 6 | N | [12 empty] | CUW | ZW | 8536303099 | [14 empty] | Differentieelblok Vigi iC60 3P 63A 300mA-S type A | Bloc différentiel Vigi iC60 3P 63A 300mA-S type A | [17 empty] | https://eref.se.com/be/nl/sis-tarif/product/A9V25363 | https://eref.se.com/be/fr/sis-tarif/product/A9V25363
Schneider Electric | Schneider Electric | 01022021 |  | Schneider Electric |  | SED | A9V25463 |  |  | 262.28 |  | 1 |  | 1 | VIGI iC60 4P 63A 300MA S A | Vigi iC60 4P 63A 300mA-S type A |  | VIGI IC60 4P 63A 300MA -S A ADD-ON RESID | [8 empty] | 09.07 | 1 | [8 empty] | 1 | 3606480091032 | 0 |  | 263 | 14 | 12 | 9 | 1.512 | [23 empty] | 2 | Y | [12 empty] | CUW | ZW | 8536303099 | [14 empty] | Differentieelblok Vigi iC60 4P 63A 300mA-S type A | Bloc différentiel Vigi iC60 4P 63A 300mA-S type A | [17 empty] | https://eref.se.com/be/nl/sis-tarif/product/A9V25463 | https://eref.se.com/be/fr/sis-tarif/product/A9V25463
Schneider Electric | Schneider Electric | 01022021 |  | Schneider Electric |  | SED | A9V26225 |  |  | 153.54 |  | 1 |  | 1 | VIGI IC60 2P 25A 500MA A | VIGI IC60 2P 25A 500MA A |  | ACTI9 VIGI IC60 2P 25A 500MA A-TYPE ADD- | [8 empty] | 09.07 | 1 | [8 empty] | 1 | 3606480090967 | 0 |  | 133 | 12 | 9 | 9 | 0.972 | [7 empty] | 43606480090965 | 27 | 4082 | 40 | 30 | 30 | [10 empty] | 12 | N | [12 empty] | CUW | ZW | 8536303099 | [14 empty] | Vigi iC60 - aardlek hulpblok - 2P - 25A - 500mA - A type | Vigi iC60 - blocs additifs mis à la terre - 2P - 25 A - 500 mA - type A | [17 empty] | https://eref.se.com/be/nl/sis-tarif/product/A9V26225 | https://eref.se.com/be/fr/sis-tarif/product/A9V26225
Schneider Electric | Schneider Electric | 01022021 |  | Schneider Electric |  | SED | A9V26263 |  |  | 189.21 |  | 1 |  | 1 | VIGI iC60 2P 63A 500mA A | VIGI IC60 2P 63A 500MA A |  | ACTI9 VIGI IC60 2P 63A 500MA A-TYPE ADD- | [8 empty] | 09.07 | 1 | [8 empty] | 1 | 3606480091001 | 0 |  | 166 | 12 | 8 | 9 | 0.864 | [7 empty] | 43606480091009 | 27 | 5012 | 40 | 30 | 30 | [10 empty] | 6 | N | [12 empty] | CUW | ZW | 8536303099 | [14 empty] | Vigi iC60 - aardlek hulpblok - 2P - 63A - 500mA - A type | Vigi iC60 - blocs additifs mis à la terre - 2P - 63 A - 500 mA - type A | [17 empty] | https://eref.se.com/be/nl/sis-tarif/product/A9V26263 | https://eref.se.com/be/fr/sis-tarif/product/A9V26263
Schneider Electric | Schneider Electric | 01022021 |  | Schneider Electric |  | SED | A9V26325 |  |  | 205.25 |  | 1 |  | 1 | VIGI IC60 3P 25A 500MA A | VIGI IC60 3P 25A 500MA A |  | ACTI9 VIGI IC60 3P 25A 500MA A-TYPE ADD- | [8 empty] | 09.07 | 1 | [8 empty] | 1 | 3606480091087 | 0 |  | 191 | 15 | 12 | 9 | 1.62 | [7 empty] | 43606480091085 | 15 | 3352 | 40 | 30 | 30 | [10 empty] | 12 | N | [12 empty] | CUW | ZW | 8536303099 | [14 empty] | Vigi iC60 - aardlek hulpblok - 3P - 25A - 500mA - A type | Vigi iC60 - blocs additifs mis à la terre - 3P - 25 A - 500 mA - type A | [17 empty] | https://eref.se.com/be/nl/sis-tarif/product/A9V26325 | https://eref.se.com/be/fr/sis-tarif/product/A9V26325
Schneider Electric | Schneider Electric | 01022021 |  | Schneider Electric |  | SED | A9V26363 |  |  | 211.33 |  | 1 |  | 1 | VIGI iC60 3P 63A 500mA A | VIGI IC60 3P 63A 500MA A |  | ACTI9 VIGI IC60 3P 63A 500MA A-TYPE ADD- | [8 empty] | 09.07 | 1 | [8 empty] | 1 | 3606480091094 | 0 |  | 235 | 14 | 12 | 9 | 1.512 | [7 empty] | 43606480091092 | 15 | 4039 | 40 | 30 | 30 | [10 empty] | 6 | N | [12 empty] | CUW | ZW | 8536303099 | [14 empty] | Vigi iC60 - aardlek hulpblok - 3P - 63A - 500mA - A type | Vigi iC60 - blocs additifs mis à la terre - 3P - 63 A - 500 mA - type A | [17 empty] | https://eref.se.com/be/nl/sis-tarif/product/A9V26363 | https://eref.se.com/be/fr/sis-tarif/product/A9V26363
Schneider Electric | Schneider Electric | 01022021 |  | Schneider Electric |  | SED | A9V26425 |  |  | 205.25 |  | 1 |  | 1 | VIGI IC60 4P 25A 500MA A | VIGI IC60 4P 25A 500MA A |  | ACTI9 VIGI IC60 4P 25A 500MA A-TYPE ADD- | [8 empty] | 09.07 | 1 | [8 empty] | 1 | 3606480091025 | 0 |  | 212 | 12 | 9 | 9 | 0.972 | [7 empty] | 43606480091023 | 15 | 3667 | 30 | 40 | 30 | [10 empty] | 12 | N | [12 empty] | CUW | ZW | 8536303099 | [14 empty] | Vigi iC60 - aardlek hulpblok - 4P - 25A - 500mA - A type | Vigi iC60 - blocs additifs mis à la terre - 4P - 25 A - 500 mA - type A | [17 empty] | https://eref.se.com/be/nl/sis-tarif/product/A9V26425 | https://eref.se.com/be/fr/sis-tarif/product/A9V26425
Schneider Electric | Schneider Electric | 01022021 |  | Schneider Electric |  | SED | A9V26463 |  |  | 211.33 |  | 1 |  | 1 | VIGI iC60 4P 63A 500mA A | VIGI IC60 4P 63A 500MA A |  | ACTI9 VIGI IC60 4P 63A 500MA A-TYPE ADD- | [8 empty] | 09.07 | 1 | [8 empty] | 1 | 3606480091063 | 0 |  | 252 | 15 | 12 | 9 | 1.62 | [7 empty] | 43606480091061 | 15 | 4286 | 40 | 30 | 30 | [10 empty] | 6 | N | [12 empty] | CUW | ZW | 8536303099 | [14 empty] | Vigi iC60 - aardlek hulpblok - 4P - 63A - 500mA - A type | Vigi iC60 - blocs additifs mis à la terre - 4P - 63 A - 500 mA - type A | [17 empty] | https://eref.se.com/be/nl/sis-tarif/product/A9V26463 | https://eref.se.com/be/fr/sis-tarif/product/A9V26463
Schneider Electric | Schneider Electric | 01022021 |  | Schneider Electric |  | SED | A9V29263 |  |  | 215.87 |  | 1 |  | 1 | VIGI IC60 2P 63A 1000MA S A | VIGI IC60 2P 63A 1000MA S A |  | ACTI9 VIGI IC60 2P 63A 1000MA-S A-TYPE A | [8 empty] | 09.07 | 1 | [8 empty] | 1 | 3606480090981 | 0 |  | 162 | 12 | 9 | 9 | 0.972 | [7 empty] | 43606480090989 | 27 | 4882 | 40 | 30 | 30 | [10 empty] | 12 | N | [12 empty] | CUW | ZW | 8536303099 | [14 empty] | Vigi iC60 - aardlek hulpblok - 2P - 63A - 1000mA - A type | Vigi iC60 - blocs additifs mis à la terre - 2P - 63A - 1000 mA - type A | [17 empty] | https://eref.se.com/be/nl/sis-tarif/product/A9V29263 | https://eref.se.com/be/fr/sis-tarif/product/A9V29263
Schneider Electric | Schneider Electric | 01022021 |  | Schneider Electric |  | SED | A9V29363 |  |  | 265.09 |  | 1 |  | 1 | VIGI IC60 3P 63A 1000MA S A | VIGI IC60 3P 63A 1000MA S A |  | ACTI9 VIGI IC60 3P 63A 1000MA-S A-TYPE A | [8 empty] | 09.07 | 1 | [8 empty] | 1 | 3606480091117 | 0 |  | 233 | 14 | 12 | 9 | 1.512 | [7 empty] | 43606480091115 | 15 | 3967 | 40 | 30 | 30 | [10 empty] | 6 | N | [12 empty] | CUW | ZW | 8536303099 | [14 empty] | Vigi iC60 - aardlek hulpblok - 3P - 63A - 1000mA - A type | Vigi iC60 - blocs additifs mis à la terre - 3P - 63A - 1000 mA - type A | [17 empty] | https://eref.se.com/be/nl/sis-tarif/product/A9V29363 | https://eref.se.com/be/fr/sis-tarif/product/A9V29363
Schneider Electric | Schneider Electric | 01022021 |  | Schneider Electric |  | SED | A9V29463 |  |  | 284.93 |  | 1 |  | 1 | VIGI IC60 4P 63A 1000MA S A | VIGI IC60 4P 63A 1000MA S A |  | ACTI9 VIGI IC60 4P 63A 1000MA-S A-TYPE A | [8 empty] | 09.07 | 1 | [8 empty] | 1 | 3606480091049 | 0 |  | 254 | 15 | 12 | 9 | 1.62 | [7 empty] | 43606480091047 | 15 | 4337 | 40 | 30 | 30 | [10 empty] | 6 | N | [12 empty] | CUW | ZW | 8536303099 | [14 empty] | Vigi iC60 - aardlek hulpblok - 4P - 63A - 1000mA - A type | Vigi iC60 - blocs additifs mis à la terre - 4P - 63A - 1000 mA - type A | [17 empty] | https://eref.se.com/be/nl/sis-tarif/product/A9V29463 | https://eref.se.com/be/fr/sis-tarif/product/A9V29463
Schneider Electric | Schneider Electric | 01022021 |  | Schneider Electric |  | SED | A9V30225 |  |  | 262.81 |  | 1 |  | 1 | VIGI IC60 2P 25A 10MA ASI | VIGI IC60 2P 25A 10MA ASI |  | ACTI9 VIGI IC60 2P 25A 10MA A-SI-TYPE AD | [8 empty] | 09.07 | 1 | [8 empty] | 1 | 3606480087844 | 0 |  | 164 | 12 | 8 | 9 | 0.864 | [8 empty] | 27 | 4591 | 40 | 30 | 30 | [10 empty] | 12 | N | [12 empty] | CUW | ZW | 8536303099 | [14 empty] | Vigi iC60 - aardlek hulpblok - 2P - 25A - 10mA - SI type | Vigi iC60 - blocs additifs mis à la terre - 2P - 25 A - 10m A - type SI | [17 empty] | https://eref.se.com/be/nl/sis-tarif/product/A9V30225 | https://eref.se.com/be/fr/sis-tarif/product/A9V30225
Schneider Electric | Schneider Electric | 01022021 |  | Schneider Electric |  | SED | A9V31263 |  |  | 277.34 |  | 1 |  | 1 | VIGI IC60 2P 63A 30MA A SI | Vigi iC60 2P 63A 30mA A-type SI |  | ACTI9 VIGI IC60 2P 63A 30MA ASI-TYPE ADD | [8 empty] | 09.07 | 1 | [8 empty] | 1 | 3606480091759 | 0 |  | 191 | 12 | 8 | 9 | 0.864 | [7 empty] | 43606480091757 | 27 | 5685 | 40 | 30 | 30 | [10 empty] | 6 | N | [12 empty] | CUW | ZW | 8536303099 | [14 empty] | Differentieelblok Vigi iC60 2P 63A 30mA A-type SI | Bloc différentiel Vigi iC60 2P 63A 30mA A-type SI | [17 empty] | https://eref.se.com/be/nl/sis-tarif/product/A9V31263 | https://eref.se.com/be/fr/sis-tarif/product/A9V31263
Schneider Electric | Schneider Electric | 01022021 |  | Schneider Electric |  | SED | A9V31363 |  |  | 312.55 |  | 1 |  | 1 | VIGI IC60 3P 63A 30MA A SI | Vigi iC60 3P 63A 30mA A-type SI |  | ACTI9 VIGI IC60 3P 63A 30MA ASI-TYPE ADD | [8 empty] | 09.07 | 1 | [8 empty] | 1 | 3606480091797 | 0 |  | 266 | 14 | 12 | 9 | 1.512 | [7 empty] | 43606480091795 | 15 | 5236 | 40 | 30 | 30 | [10 empty] | 6 | N | [12 empty] | CUW | ZW | 8536303099 | [14 empty] | Differentieelblok Vigi iC60 3P 63A 30mA A-type SI | Bloc différentiel Vigi iC60 3P 63A 30mA A-type SI | [17 empty] | https://eref.se.com/be/nl/sis-tarif/product/A9V31363 | https://eref.se.com/be/fr/sis-tarif/product/A9V31363
Schneider Electric | Schneider Electric | 01022021 |  | Schneider Electric |  | SED | A9V31463 |  |  | 346.38 |  | 1 |  | 1 | VIGI IC60 4P 63A 30MA A SI | Vigi iC60 4P 63A 30mA A-type SI |  | ACTI9 VIGI IC60 4P 63A 30MA ASI-TYPE ADD | [8 empty] | 09.07 | 1 | [8 empty] | 1 | 3606480091834 | 0 |  | 292 | 14 | 12 | 9 | 1.512 | [7 empty] | 43606480091832 | 15 | 4887 | 40 | 30 | 30 | [10 empty] | 6 | N | [12 empty] | CUW | ZW | 8536303099 | [14 empty] | Differentieelblok Vigi iC60 4P 63A 30mA A-type SI | Bloc différentiel Vigi iC60 4P 63A 30mA A-type SI | [17 empty] | https://eref.se.com/be/nl/sis-tarif/product/A9V31463 | https://eref.se.com/be/fr/sis-tarif/product/A9V31463
Schneider Electric | Schneider Electric | 01022021 |  | Schneider Electric |  | SED | A9V35263 |  |  | 244.98 |  | 1 |  | 1 | VIGI IC60 2P 63A 300MA S A SI | Vigi iC60 2P 63A 300mA-S A-type SI |  | ACTI9 VIGI IC60 2P 63A 300MA-S ASI-TYPE | [8 empty] | 09.07 | 1 | [8 empty] | 1 | 3606480091742 | 0 |  | 161 | 9 | 12 | 9 | 0.972 | [7 empty] | 43606480091740 | 27 | 4835 | 40 | 30 | 30 | [10 empty] | 2 | Y | [12 empty] | CUW | ZW | 8536303099 | [14 empty] | Differentieelblok Vigi iC60 2P 63A 300mA-S A-type SI | Bloc différentiel Vigi iC60 2P 63A 300mA-S A-type SI | [17 empty] | https://eref.se.com/be/nl/sis-tarif/product/A9V35263 | https://eref.se.com/be/fr/sis-tarif/product/A9V35263
Schneider Electric | Schneider Electric | 01022021 |  | Schneider Electric |  | SED | A9V35363 |  |  | 291.61 |  | 1 |  | 1 | VIGI iC60 3P 63A 300MA S A SI | Vigi iC60 3P 63A 300mA-S A-type SI |  | ACTI9 VIGI IC60 3P 63A 300MA-S ASI-TYPE | [8 empty] | 09.07 | 1 | [8 empty] | 1 | 3606480091780 | 0 |  | 225 | 15 | 12 | 9 | 1.62 | [7 empty] | 43606480091788 | 15 | 3863 | 40 | 30 | 30 | [10 empty] | 6 | N | [12 empty] | CUW | ZW | 8536303099 | [14 empty] | Differentieelblok Vigi iC60 3P 63A 300mA-S A-type SI | Bloc différentiel Vigi iC60 3P 63A 300mA-S A-type SI | [17 empty] | https://eref.se.com/be/nl/sis-tarif/product/A9V35363 | https://eref.se.com/be/fr/sis-tarif/product/A9V35363
Schneider Electric | Schneider Electric | 01022021 |  | Schneider Electric |  | SED | A9V35463 |  |  | 312.02 |  | 1 |  | 1 | VIGI IC60 4P 63A 300MA S A SI | Vigi iC60 4P 63A 300mA-S A-type SI |  | ACTI9 VIGI IC60 4P 63A 300MA-S ASI-TYPE | [8 empty] | 09.07 | 1 | [8 empty] | 1 | 3606480091827 | 0 |  | 251 | 15 | 12 | 9 | 1.62 | [7 empty] | 43606480091825 | 15 | 4253 | 40 | 30 | 30 | [10 empty] | 2 | Y | [12 empty] | CUV | ZV | 8536303099 | [14 empty] | Differentieelblok Vigi iC60 4P 63A 300mA-S A-type SI | Bloc différentiel Vigi iC60 4P 63A 300mA-S A-type SI | [17 empty] | https://eref.se.com/be/nl/sis-tarif/product/A9V35463 | https://eref.se.com/be/fr/sis-tarif/product/A9V35463
Schneider Electric | Schneider Electric | 01022021 |  | Schneider Electric |  | SED | A9V39263 |  |  | 257.27 |  | 1 |  | 1 | Vigi iC60 2P 63A 1000mA-S A-type SI | Vigi iC60 2P 63A 1000mA-S A-type SI |  | ACTI9 VIGI IC60 2P 63A 1000MA-S A-SI-TYP | [8 empty] | 09.07 | 1 | [8 empty] | 1 | 3606480087851 | 0 |  | 164 | 12 | 8 | 9 | 0.864 | [23 empty] | 6 | N | [12 empty] | CUW | ZW | 8536303099 | [14 empty] | Differentieelblok Vigi iC60 2P 63A 1000mA-S A-type SI | Bloc différentiel Vigi iC60 2P 63A 1000mA-S A-type SI | [17 empty] | https://eref.se.com/be/nl/sis-tarif/product/A9V39263 | https://eref.se.com/be/fr/sis-tarif/product/A9V39263
Schneider Electric | Schneider Electric | 01022021 |  | Schneider Electric |  | SED | A9V39363 |  |  | 306.18 |  | 1 |  | 1 | Vigi iC60 3P 63A 1000mA-S A-type SI | Vigi iC60 3P 63A 1000mA-S A-type SI |  | ACTI9 VIGI IC60 3P 63A 1000MA-S A-SI-TYP | [8 empty] | 09.07 | 1 | [8 empty] | 1 | 3606480087868 | 0 |  | 235 | 14 | 11 | 9 | 1.386 | [23 empty] | 6 | N | [12 empty] | CUW | ZW | 8536303099 | [14 empty] | Differentieelblok Vigi iC60 3P 63A 1000mA-S A-type SI | Bloc différentiel Vigi iC60 3P 63A 1000mA-S A-type SI | [17 empty] | https://eref.se.com/be/nl/sis-tarif/product/A9V39363 | https://eref.se.com/be/fr/sis-tarif/product/A9V39363
Schneider Electric | Schneider Electric | 01022021 |  | Schneider Electric |  | SED | A9V39463 |  |  | 340.62 |  | 1 |  | 1 | Vigi iC60 4P 63A 1000mA-S A-type SI | Vigi iC60 4P 63A 1000mA-S A-type SI |  | ACTI9 VIGI IC60 4P 63A 1000MA-S A-SI-TYP | [8 empty] | 09.07 | 1 | [8 empty] | 1 | 3606480087875 | 0 |  | 260 | 14 | 12 | 9 | 1.512 | [23 empty] | 6 | N | [12 empty] | CUW | ZW | 8536303099 | [14 empty] | Differentieelblok Vigi iC60 4P 63A 1000mA-S A-type SI | Bloc différentiel Vigi iC60 4P 63A 1000mA-S A-type SI | [17 empty] | https://eref.se.com/be/nl/sis-tarif/product/A9V39463 | https://eref.se.com/be/fr/sis-tarif/product/A9V39463
Schneider Electric | Schneider Electric | 01022021 |  | Schneider Electric |  | SED | A9XAH157 |  |  | 17.82 |  | 1 |  | 5 | KAM AUX+1P (57 MODULES) AFSNIJDBAAR | PEIGNE RACCORDEMENT AUX1P 100A 57MOD. |  | Acti9 COMB BUSBAR AUX1P 100A 57 MODULES | [18 empty] | 1 | 3606480485121 | 0 |  | 220 | 101 | 3 | 1 | 0.303 | 13606480485128 | 5 | 1270 | 9 | 106.5 | 5 | [8 empty] | 73606480485120 | 135 | 46290 | 120 | 80 | 50 |  |  |  | 2 | Y | [12 empty] | CUX | ZX | 8536901000 | [14 empty] | combinatierail - gemakkelijk te snijden - Acti 9 1 pool + AUX 57 modules 100A | barre omnibus en peigne - Facile à couper - Acti 9 1 pôle + AUX 57 modules 100 A | [17 empty] | https://eref.se.com/be/nl/sis-tarif/product/A9XAH157 | https://eref.se.com/be/fr/sis-tarif/product/A9XAH157
Schneider Electric | Schneider Electric | 01022021 |  | Schneider Electric |  | SED | A9XAH257 |  |  | 25.93 |  | 1 |  | 5 | KAM AUX+2P (57 MODULES) AFSNIJDBAAR | PEIGNE RACCORDEMENT AUX2P 100A 57MOD. |  | Acti9 COMB BUSBAR AUX2P 100A 57 MODULES | [18 empty] | 1 | 3606480485145 | 0 |  | 481 | 102 | 3 | 1 | 0.306 | 13606480485142 | 5 | 2407 | 106.6 | 9 | 5 | [8 empty] | 73606480485144 | 135 | 76989 | 120 | 80 | 50 |  |  |  | 2 | Y | [12 empty] | CUX | ZX | 8536901000 | [14 empty] | combinatierail - gemakkelijk te snijden - Acti 9 2 polen + AUX 57 modules 100A | barre omnibus en peigne - Facile à couper - Acti9 2 pôles + AUX 57 modules 100 A | [17 empty] | https://eref.se.com/be/nl/sis-tarif/product/A9XAH257 | https://eref.se.com/be/fr/sis-tarif/product/A9XAH257
Schneider Electric | Schneider Electric | 01022021 |  | Schneider Electric |  | SED | A9XAH357 |  |  | 38.37 |  | 1 |  | 5 | KAM AUX+3P (57 MODULES) AFSNIJDBAAR | PEIGNE RACCORDEMENT AUX3P 100A 57MOD. |  | Acti9 COMB BUSBAR AUX3P 100A 57 MODULES | [18 empty] | 1 | 3606480485169 | 0 |  | 542 | 99 | 3 | 2 | 0.594 | 13606480485166 | 5 | 2998 | 105 | 9 | 5.5 | [8 empty] | 73606480485168 | 135 | 92946 | 120 | 80 | 50 |  |  |  | 2 | Y | [12 empty] | CUX | ZX | 8536901000 | [14 empty] | combinatierail - gemakkelijk te snijden - Acti 9 3 polen + AUX 57 modules 100A | barre omnibus en peigne - Facile à couper - Acti9 3 pôles + AUX 57 modules 100 A | [17 empty] | https://eref.se.com/be/nl/sis-tarif/product/A9XAH357 | https://eref.se.com/be/fr/sis-tarif/product/A9XAH357
Schneider Electric | Schneider Electric | 01022021 |  | Schneider Electric |  | SED | A9XAH457 |  |  | 54.14 |  | 1 |  | 5 | KAM AUX+4P (57 MODULES) AFSNIJDBAAR | PEIGNE RACCORDEMENT AUX4P 100A 57MOD. |  | Acti9 COMB BUSBAR AUX4P 100A 57 MODULES | [18 empty] | 5 | 3606480485183 | 0 |  | 720 | 107 | 9 | 6 | 5.778 | 13606480485180 | 5 | 3606 | 107 | 9 | 5.6 | [8 empty] | 73606480485182 | 135 | 109362 | 120 | 80 | 112 |  |  |  | 6 | N | [12 empty] | CUX | ZX | 8536901000 | [14 empty] | combinatierail - gemakkelijk te snijden - Acti 9 4 polen + AUX 57 modules 100A | barre omnibus en peigne - Facile à couper - Acti9 4 pôles + AUX 57 modules 100 A | [17 empty] | https://eref.se.com/be/nl/sis-tarif/product/A9XAH457 | https://eref.se.com/be/fr/sis-tarif/product/A9XAH457
Schneider Electric | Schneider Electric | 01022021 |  | Schneider Electric |  | SED | A9XAH557 |  |  | 48.91 |  | 1 |  | 5 | KAM 3X(AUX+1P) (57 MODULES) AFSNIJDBAAR | Peigne de raccordement 3 x (AUX+N+1P) |  | Acti9 COMB BUSBAR AUX4P REPART. 100A 57M | [18 empty] | 1 | 3606480485213 | 0 |  | 701 | 12 | 3 | 2 | 0.072 | 13606480485210 | 5 | 3667 | 9 | 106.5 | 5 | [8 empty] | 73606480485212 | 135 | 111009 | 120 | 80 | 50 |  |  |  | 2 | Y | [12 empty] | CUX | ZX | 8536901000 | [14 empty] | combinatierail-gemakkelijk te snijden-Acti 9 gebalanceerd 4 p.+AUX 57 mod. 100A | barre omnibus en peigne -Facile à couper-Acti9 4 pôles équi. + AUX 57 mod. 100 A | [17 empty] | https://eref.se.com/be/nl/sis-tarif/product/A9XAH557 | https://eref.se.com/be/fr/sis-tarif/product/A9XAH557
Schneider Electric | Schneider Electric | 01022021 |  | Schneider Electric |  | SED | A9XAH657 |  |  | 36.81 |  | 1 |  | 5 | KAM 3X(AUX+N+1P) (57 MODULES) AFSNIJDBAA | Peigne de raccordement 3 x (AUX+1P) |  | Acti9 COMB BUSBAR AUX3P REPART. 100A 57M | [18 empty] | 1 | 3606480485206 | 0 |  | 532 | 101 | 3 | 2 | 0.606 | 13606480485203 | 5 | 2836 | 5.5 | 9 | 106.5 | [8 empty] | 73606480485205 | 135 | 88572 | 120 | 80 | 50 |  |  |  | 2 | Y | [12 empty] | CUX | ZX | 8536901000 | [14 empty] | combinatierail-gemakkelijk te snijden-Acti 9 gebalanceerd 3 p.+AUX 57 mod. 100A | barre omnibus en peigne -Facile à couper-Acti9 3 pôles équi. + AUX 57 mod. 100 A | [17 empty] | https://eref.se.com/be/nl/sis-tarif/product/A9XAH657 | https://eref.se.com/be/fr/sis-tarif/product/A9XAH657
Schneider Electric | Schneider Electric | 01022021 |  | Schneider Electric |  | SED | A9XC2412 |  |  | 43.65 |  | 1 |  | 1 | 5 PUNTS CONNECTOREN (1ST=12) | Connecteurs 5 points (12pièces) |  | CONNECTORS 5 PIN | [18 empty] | 1 | 3606480437274 | 0 |  | 40 | 13 | 10 | 2 | 0.26 | [7 empty] | 43606480437272 | 100 | 4341 | 40 | 30 | 15 | [10 empty] | 2 | Y | [12 empty] | CUF | ZF | 8536909500 | [15 empty] | lot de 12 connecteurs à ressort 5 broches Ti24 | [17 empty] | https://eref.se.com/be/nl/sis-tarif/product/A9XC2412 | https://eref.se.com/be/fr/sis-tarif/product/A9XC2412
Schneider Electric | Schneider Electric | 01022021 |  | Schneider Electric |  | SED | A9XCAH06 |  |  | 38.44 |  | 1 |  | 1 | Kabels met 2 connectoren 450mm (6 stuks) | CABLES PREFABRIQUES H |  | PREFABRICATED CABLES H | [18 empty] | 1 | 3606480793097 | 0 |  | 110 | 24 | 11 | 4 | 1.056 | [7 empty] | 43606480793095 | 70 | 8187 | 40 | 30 | 30 | [10 empty] | 6 | N | [12 empty] | CUF | ZF | 8544429090 | [14 empty] | voorbedrade kabels met twee uiteinden - 450 mm - 5 draden | câbles préfabriqués à deux extrémités 450 mm 5 fils | [17 empty] | https://eref.se.com/be/nl/sis-tarif/product/A9XCAH06 | https://eref.se.com/be/fr/sis-tarif/product/A9XCAH06
Schneider Electric | Schneider Electric | 01022021 |  | Schneider Electric |  | SED | A9XCAL06 |  |  | 41.16 |  | 1 |  | 1 | LANGE KABELS MET 2 CONNECTOREN (1ST=6) | Câbles à 2 connecteurs longs (6 pièces) |  | PREFABRICATED CABLES L | [18 empty] | 1 | 3606480437250 | 0 |  | 136 | 21 | 19 | 3 | 1.197 | [7 empty] | 43606480437258 | 50 | 7422 | 40 | 30 | 30 | [10 empty] | 6 | N | [12 empty] | CUF | ZF | 8544429090 | [14 empty] | aan beide uiteinden geprefabriceerde kabels groot formaat 5 draden | câbles préfabriqués à deux extrémités, grande taille, 5 fils | [17 empty] | https://eref.se.com/be/nl/sis-tarif/product/A9XCAL06 | https://eref.se.com/be/fr/sis-tarif/product/A9XCAL06
Schneider Electric | Schneider Electric | 01022021 |  | Schneider Electric |  | SED | A9XCAM06 |  |  | 34.66 |  | 1 |  | 1 | MEDIUM KABELS MET 2 CONNECTOREN (1ST=6) | Câbles à 2 connecteurs moyens (6 pièces) |  | PREFABRICATED CABLES M | [18 empty] | 1 | 3606480437243 | 0 |  | 82 | 13 | 11 | 3 | 0.429 | [7 empty] | 43606480437241 | 100 | 8789 | 40 | 30 | 30 | [10 empty] | 2 | Y | [12 empty] | CUF | ZF | 8544429090 | [14 empty] | aan beide uiteinden geprefabriceerde kabels medium formaat 5 draden | câbles préfabriqués à deux extrémités, taille moyenne, 5 fils | [17 empty] | https://eref.se.com/be/nl/sis-tarif/product/A9XCAM06 | https://eref.se.com/be/fr/sis-tarif/product/A9XCAM06
Schneider Electric | Schneider Electric | 01022021 |  | Schneider Electric |  | SED | A9XCAS06 |  |  | 33.59 |  | 1 |  | 1 | KORTE KABELS MET 2 CONNECTOREN (1ST=6) | Câbles à 2 connecteurs courts (6 pièces) |  | PREFABRICATED CABLES S | [18 empty] | 1 | 3606480437236 | 0 |  | 78 | 18 | 9 | 2 | 0.324 | [7 empty] | 43606480437234 | 100 | 8444 | 40 | 30 | 30 | [10 empty] | 6 | N | [12 empty] | CUF | ZF | 8544429090 | [14 empty] | aan beide uiteinden geprefabriceerde kabels klein formaat 5 draden | câbles préfabriqués à deux extrémités, petite taille, 5 fils | [17 empty] | https://eref.se.com/be/nl/sis-tarif/product/A9XCAS06 | https://eref.se.com/be/fr/sis-tarif/product/A9XCAS06
Schneider Electric | Schneider Electric | 01022021 |  | Schneider Electric |  | SED | A9XCATM1 |  |  | 73.77 |  | 1 |  | 1 | ACTI9 SMARTLINKKABEL TEST USB/MODBUS | Câble test USB-Modbus |  | USB-MODBUS CABLE TEST ACTI 9 SMARTLINK | [18 empty] | 1 | 3606480504310 | 0 |  | 163 | 17 | 10 | 3 | 0.51 | [7 empty] | 43606480504318 | 12 | 2588 | 40 | 30 | 15 | [10 empty] | 6 | N | [12 empty] | CUF | ZF | 8544429090 | [15 empty] | Câble USB-Modbus pour test Acti 9 Smartlink | [17 empty] | https://eref.se.com/be/nl/sis-tarif/product/A9XCATM1 | https://eref.se.com/be/fr/sis-tarif/product/A9XCATM1
Schneider Electric | Schneider Electric | 01022021 |  | Schneider Electric |  | SED | A9XCAU06 |  |  | 29.24 |  | 1 |  | 1 | LANGE KABELS MET 1 CONNECTOR (1ST=6) | Câbles à 1 connecteur longs (6 pièces) |  | SEMI - PREFABRICATED CABLES U | [18 empty] | 1 | 3606480437267 | 0 |  | 111 | 22 | 16 | 3 | 1.056 | [7 empty] | 43606480437265 | 50 | 6146 | 40 | 30 | 30 | [10 empty] | 6 | N | [12 empty] | CUF | ZF | 8544429090 | [14 empty] | aan een uiteinde geprefabriceerde kabels groot formaat 5 draden | câbles préfabriqués à une extrémité, grande taille, 5 fils | [17 empty] | https://eref.se.com/be/nl/sis-tarif/product/A9XCAU06 | https://eref.se.com/be/fr/sis-tarif/product/A9XCAU06
Schneider Electric | Schneider Electric | 01022021 |  | Schneider Electric |  | SED | A9XM2B04 |  |  | 5.62 |  | 1 |  | 1 | MONTAGESET VOOR MULTICLIP 200A | Kit de montage pour multiclip 200A |  | MOUNTING KIT FOR MULTICLIP 200 | [18 empty] | 1 | 3606480437212 | 0 |  | 19 | 7 | 4 | 2 | 0.056 | [7 empty] | 43606480437210 | 100 | 2355 | 40 | 30 | 15 | [10 empty] | 7 | N | [12 empty] | CUF | ZF | 3926909790 | [33 empty] | https://eref.se.com/be/nl/sis-tarif/product/A9XM2B04 | https://eref.se.com/be/fr/sis-tarif/product/A9XM2B04
Schneider Electric | Schneider Electric | 01022021 |  | Schneider Electric |  | SED | A9XMBP02 |  |  | 6.7 |  | 1 |  | 100 | Montagekit Smartlink op achterpaneel | KIT DE MONTAGE SMARTLINK SUR PLAQUE DE T |  | SMARTLINK MOUNTING KIT ON DISTRIBUTION B | [18 empty] | 1 | 3606480733314 | 0 |  | 15 | 8 | 5 | 2 | 0.08 | 23606480733318 | 100 | 1600 | 36 | 21 | 25 |  | 43606480733312 | 300 | 4922 | 40 | 30 | 30 | [10 empty] | 6 | N | [12 empty] | CUF | ZF | 3926909790 | [33 empty] | https://eref.se.com/be/nl/sis-tarif/product/A9XMBP02 | https://eref.se.com/be/fr/sis-tarif/product/A9XMBP02
Schneider Electric | Schneider Electric | 01022021 |  | Schneider Electric |  | SED | A9XMC1D3 |  |  | 124.85 |  | 1 |  | 1 | POWERTAG CONTROL IO | Module PowerTag C entrée / sortie |  | PowerTag C IO 230V | [8 empty] | 09.07 | 1 | [8 empty] | 1 | 3606489749118 | 0 |  | 116 | 12 | 8 | 3 | 0.288 | [7 empty] | 43606489749116 | 80 | 9650 | 40 | 30 | 30 | [10 empty] | 2 | Y | [12 empty] | CUF | ZF | 9030332090 | [33 empty] | https://eref.se.com/be/nl/sis-tarif/product/A9XMC1D3 | https://eref.se.com/be/fr/sis-tarif/product/A9XMC1D3
Schneider Electric | Schneider Electric | 01022021 |  | Schneider Electric |  | SED | A9XMC2D3 |  |  | 114.44 |  | 1 |  | 1 | POWERTAG CONTROL 2DI | Module PowerTag C entrée |  | PowerTag C 2DI 230V | [8 empty] | 09.07 | 1 | [8 empty] | 1 | 3606489749125 | 0 |  | 110 | 12 | 8 | 3 | 0.288 | [7 empty] | 43606489749123 | 80 | 9308 | 40 | 30 | 30 | [10 empty] | 2 | Y | [12 empty] | CUF | ZF | 9030332090 | [33 empty] | https://eref.se.com/be/nl/sis-tarif/product/A9XMC2D3 | https://eref.se.com/be/fr/sis-tarif/product/A9XMC2D3
Schneider Electric | Schneider Electric | 01022021 |  | Schneider Electric |  | SED | A9XMFA04 |  |  | 9.03 |  | 1 |  | 1 | MONTAGESET VOOR DINRAIL | Kit de montage pour rail DIN |  | MOUNTING KIT FOR DIN RAIL | [18 empty] | 1 | 3606480437205 | 0 |  | 91 | 15 | 13 | 5 | 0.975 | [7 empty] | 43606480437203 | 20 | 2136 | 40 | 30 | 15 | [10 empty] | 7 | N | [12 empty] | CUF | ZF | 7326909890 | [33 empty] | https://eref.se.com/be/nl/sis-tarif/product/A9XMFA04 | https://eref.se.com/be/fr/sis-tarif/product/A9XMFA04
Schneider Electric | Schneider Electric | 01022021 |  | Schneider Electric |  | SED | A9XMLA02 |  |  | 2.59 |  | 1 |  | 1 | MONTAGESET VOOR MULTICLIP 80A | Verrous pour multiclip 80A |  | LOCKING CLIPS FOR MULTICLIP 80 | [18 empty] | 1 | 3606480437229 | 0 |  | 2 | 3 | 1 | 0 | 0 | [7 empty] | 43606480437227 | 500 | 1322 | 40 | 30 | 15 | [10 empty] | 7 | N | [12 empty] | CUF | ZF | 8301409000 | [33 empty] | https://eref.se.com/be/nl/sis-tarif/product/A9XMLA02 | https://eref.se.com/be/fr/sis-tarif/product/A9XMLA02
Schneider Electric | Schneider Electric | 01022021 |  | Schneider Electric |  | SED | A9XMSB11 |  |  | 234.74 |  | 1 |  | 1 | ACTI9 SMARTLINK MODBUS 485 I/O MODULE | Smartlink Acti9 24Vcc |  | SMART MODBUS RS485 COMMUNICATING I/O MOD | [8 empty] | 09.07 | 1 | [8 empty] | 1 | 3606480430602 | 0 |  | 271 | 36 | 6 | 3 | 0.648 | [7 empty] | 43606480430600 | 32 | 9063 | 40 | 30 | 30 | [10 empty] | 2 | Y | [12 empty] | CUF | ZF | 8538909999 | [33 empty] | https://eref.se.com/be/nl/sis-tarif/product/A9XMSB11 | https://eref.se.com/be/fr/sis-tarif/product/A9XMSB11
Schneider Electric | Schneider Electric | 01022021 |  | Schneider Electric |  | SED | A9XMVA01 |  |  | 15.84 |  | 1 |  | 1 | Montagekit Smartlink Pragma & Kaedra | Kit Vert mount A9 Smartlink-PragmaKaedra |  | Kit Vert mount A9 Smartlink-PragmaKaedra | [18 empty] | 1 | 3606485445564 | 0 |  | 61 | 20 | 12 | 3 | 0.72 | [7 empty] | 43606485445562 | 90 | 5890 | 40 | 30 | 15 | [10 empty] | 7 | N | [12 empty] | CUF | ZF | 3926909790 | [33 empty] | https://eref.se.com/be/nl/sis-tarif/product/A9XMVA01 | https://eref.se.com/be/fr/sis-tarif/product/A9XMVA01
Schneider Electric | Schneider Electric | 01022021 |  | Schneider Electric |  | SED | A9XMWD100 |  |  | 169.86 |  | 1 |  | 1 | Powertag Link HD 100 tags IP | Powertag Link HD |  | A9 PowerTag Link HD RF/ IP gateway | [8 empty] | 09.07 | 1 | [8 empty] | 1 | 3606489730475 | 0 |  | 192 | 11 | 6 | 8 | 0.528 | 3606489730475 | 1 | 196 | 11.3 | 6.5 | 8.2 |  | 43606489730473 | 36 | 7320 | 40 | 30 | 30 |  | 73606489730474 | 288 | 68924000 | 77 | 60 | 80 |  |  |  | 2 | Y | [12 empty] | CUF | ZF | 8517620000 | [33 empty] | https://eref.se.com/be/nl/sis-tarif/product/A9XMWD100 | https://eref.se.com/be/fr/sis-tarif/product/A9XMWD100
Schneider Electric | Schneider Electric | 01022021 |  | Schneider Electric |  | SED | A9XMWD20 |  |  | 169.86 |  | 1 |  | 1 | Powertag Link 20 tags IP | Powertag Link |  | A9 PowerTag Link RF to IP gateway | [8 empty] | 09.07 | 1 | [8 empty] | 1 | 3606489730468 | 0 |  | 184 | 11 | 7 | 8 | 0.616 | 3606489730468 | 1 | 196 | 11.3 | 6 | 8.2 |  | 43606489730466 | 36 | 7111 | 40 | 30 | 30 | [10 empty] | 2 | Y | [12 empty] | CUF | ZF | 8517620000 | [33 empty] | https://eref.se.com/be/nl/sis-tarif/product/A9XMWD20 | https://eref.se.com/be/fr/sis-tarif/product/A9XMWD20
Schneider Electric | Schneider Electric | 01022021 |  | Schneider Electric |  | SED | A9XMZA08 |  |  | 292.52 |  | 1 |  | 1 | ACTI 9 SMARTLINK SI B (BAR UITVOERING) | MODULE E/S MODBUS TCP/IP ET CONCENTRATEU |  | MODULE E/S MODBUS TCP/IP ET CONCENTRATEU | [8 empty] | 09.07 | 1 | [8 empty] | 1 | 3606480982972 | 0 |  | 302 | 37 | 6 | 3 | 0.666 | [7 empty] | 43606480982970 | 32 | 10151 | 40 | 30 | 30 | [10 empty] | 2 | Y | [12 empty] | CUF | ZF | 8517620000 | [33 empty] | https://eref.se.com/be/nl/sis-tarif/product/A9XMZA08 | https://eref.se.com/be/fr/sis-tarif/product/A9XMZA08
Schneider Electric | Schneider Electric | 01022021 |  | Schneider Electric |  | SED | A9XPC748 |  |  | 66.3 |  | 1 |  | 6 | IC40 KAMRAIL 3PN 48 MOD | ACTI9 Comb busbar iC40 3PN 48 mod. 18mm |  | ACTI9 Comb busbar iC40 3PN 48 mod. 18mm | [18 empty] | 1 | 3606489443528 | 0 |  | 580 | 86 | 3 | 3 | 0.774 | 13606489443525 | 6 | 3604 | 89 | 7 | 9 | [8 empty] | 73606489443527 | 120 | 84580 | 120 | 80 | 50 |  |  |  | 2 | Y | [12 empty] | MB6 | IT | 8536901000 | [33 empty] | https://eref.se.com/be/nl/sis-tarif/product/A9XPC748 | https://eref.se.com/be/fr/sis-tarif/product/A9XPC748
Schneider Electric | Schneider Electric | 01022021 |  | Schneider Electric |  | SED | A9XPCD04 |  |  | 14.78 |  | 1 |  | 1 | AANSLUITKLEM KORT (1ST=4) | LOT DE 4 CONNECTEURS |  | Acti9 Set of 4 Connectors DT | [18 empty] | 1 | 3606480485282 | 0 |  | 50 | 5 | 4 | 3 | 0.06 | [7 empty] | 43606480485280 | 100 | 6815 | 40 | 30 | 15 | [10 empty] | 2 | Y | [12 empty] | CUX | ZX | 8536901000 | [33 empty] | https://eref.se.com/be/nl/sis-tarif/product/A9XPCD04 | https://eref.se.com/be/fr/sis-tarif/product/A9XPCD04
Schneider Electric | Schneider Electric | 01022021 |  | Schneider Electric |  | SED | A9XPCM04 |  |  | 14.07 |  | 1 |  | 1 | AANSLUITKLEM LANG (1ST=4) | LOT DE 4 CONNECTEURS |  | Acti9 SET OF 4 CONNECTORS MONOCON | [18 empty] | 1 | 3606480485275 | 0 |  | 64 | 6 | 8 | 3 | 0.144 | [7 empty] | 43606480485273 | 100 | 6569 | 40 | 30 | 15 | [10 empty] | 2 | Y | [12 empty] | CUX | ZX | 8536901000 | [33 empty] | https://eref.se.com/be/nl/sis-tarif/product/A9XPCM04 | https://eref.se.com/be/fr/sis-tarif/product/A9XPCM04
Schneider Electric | Schneider Electric | 01022021 |  | Schneider Electric |  | SED | A9XPE110 |  |  | 3.98 |  | 1 |  | 1 | EINDSTUKKEN KAM 1P (1ST=10) | 200LOT DE 10 EMBOUTS LATERAUX 1P A |  | Acti9 SET OF 10 END CAPS 1P | [18 empty] | 1 | 3606480485220 | 0 |  | 4 | 5 | 3 | 2 | 0.03 | [7 empty] | 43606480485228 | 200 | 1171 | 40 | 30 | 15 | [10 empty] | 2 | Y | [12 empty] | CUX | ZX | 3926909790 | [33 empty] | https://eref.se.com/be/nl/sis-tarif/product/A9XPE110 | https://eref.se.com/be/fr/sis-tarif/product/A9XPE110
Schneider Electric | Schneider Electric | 01022021 |  | Schneider Electric |  | SED | A9XPE210 |  |  | 3.98 |  | 1 |  | 1 | EINDSTUKKEN KAM 2P (1ST=10) | LOT DE 10 EMBOUTS LATERAUX 2P A |  | Acti9 SET OF 10 END CAPS 2P | [18 empty] | 1 | 3606480485237 | 0 |  | 20 | 10 | 13 | 1 | 0.13 | [7 empty] | 43606480485235 | 200 | 1855 | 4 | 3 | 1.5 | [10 empty] | 2 | Y | [12 empty] | CUX | ZX | 3926909790 | [14 empty] | set van 10 eindkappen 2 polen voor Acti 9 | [18 empty] | https://eref.se.com/be/nl/sis-tarif/product/A9XPE210 | https://eref.se.com/be/fr/sis-tarif/product/A9XPE210
Schneider Electric | Schneider Electric | 01022021 |  | Schneider Electric |  | SED | A9XPE310 |  |  | 4.87 |  | 1 |  | 10 | EINDSTUKKEN KAM 3P (1ST=10) | LOT DE 10 EMBOUTS LATERAUX 3P A |  | Acti9 SET OF 10 END CAPS 3P | [18 empty] | 1 | 3606480485244 | 0 |  | 25 | 10 | 13 | 2 | 0.26 |  | 10 | 0 | 0 | 0 | 0 |  | 43606480485242 | 250 | 2713 | 40 | 30 | 30 | [10 empty] | 2 | Y | [12 empty] | CUX | ZX | 3926909790 | [14 empty] | set van 10 eindkappen 3 polen voor Acti 9 | [18 empty] | https://eref.se.com/be/nl/sis-tarif/product/A9XPE310 | https://eref.se.com/be/fr/sis-tarif/product/A9XPE310
Schneider Electric | Schneider Electric | 01022021 |  | Schneider Electric |  | SED | A9XPE410 |  |  | 5.29 |  | 1 |  | 1 | EINDSTUKKEN KAM 4P (1ST=10) | LOT DE 10 EMBOUTS LATERAUX 4P A |  | Acti9 SET OF 10 END CAPS 4P | [18 empty] | 1 | 3606480485251 | 0 |  | 30 | 10 | 13 | 2 | 0.26 | [7 empty] | 43606480485259 | 200 | 2887 | 40 | 30 | 30 | [10 empty] | 2 | Y | [12 empty] | CUX | ZX | 3926909790 | [14 empty] | set van 10 eindkappen 4 polen voor Acti 9 | [18 empty] | https://eref.se.com/be/nl/sis-tarif/product/A9XPE410 | https://eref.se.com/be/fr/sis-tarif/product/A9XPE410
Schneider Electric | Schneider Electric | 01022021 |  | Schneider Electric |  | SED | A9XPH106 |  |  | 4.64 |  | 1 |  | 20 | KAM 1P AFSNIJDBAAR (6 MODULES) | PEIGNE RACCORDEMENT 1P 100A 6MOD. |  | ACTI 9 COMB BUSBAR 1P 100A 6 MODULES | [18 empty] | 20 | 3606480484995 | 0 |  | 25 | 11 | 3 | 5 | 0.165 | 13606480484992 | 20 | 562 | 24.5 | 8.5 | 5.5 |  | 43606480484993 | 160 | 4951 | 40 | 30 | 15 | [10 empty] | 2 | Y | [12 empty] | CUX | ZX | 8536909500 | [14 empty] | combinatierail - gemakkelijk te snijden - Acti 9 1 pool 6 modules 100A | barre omnibus en peigne - Facile à couper - Acti 9 1 pôle 6 modules 100 A | [17 empty] | https://eref.se.com/be/nl/sis-tarif/product/A9XPH106 | https://eref.se.com/be/fr/sis-tarif/product/A9XPH106
Schneider Electric | Schneider Electric | 01022021 |  | Schneider Electric |  | SED | A9XPH112 |  |  | 6.22 |  | 1 |  | 10 | KAM 1P AFSNIJDBAAR (12 MODULES) | PEIGNE RACCORDEMENT 1P 100A 12MOD. |  | Acti9 COMB BUSBAR 1P 100A 12 MODULES | [18 empty] | 1 | 3606480485008 | 0 |  | 50 | 21 | 3 | 5 | 0.315 | 13606480485005 | 10 | 568 | 24.8 | 8.7 | 6 |  | 43606480485006 | 160 | 9575 | 40 | 30 | 30 | [10 empty] | 2 | Y | [12 empty] | CUX | ZX | 8536909500 | [14 empty] | combinatierail - gemakkelijk te snijden - Acti 9 1 pool 12 modules 100A | barre omnibus en peigne - Facile à couper - Acti 9 1 pôle 12 modules 100 A | [17 empty] | https://eref.se.com/be/nl/sis-tarif/product/A9XPH112 | https://eref.se.com/be/fr/sis-tarif/product/A9XPH112
Schneider Electric | Schneider Electric | 01022021 |  | Schneider Electric |  | SED | A9XPH124 |  |  | 9.26 |  | 1 |  | 10 | KAM 1P AFSNIJDBAAR (24 MODULES) | PEIGNE RACCORDEMENT 1P 100A 24MOD. |  | Acti9 COMB BUSBAR 1P 100A 24 MODULES | [18 empty] | 1 | 3606480485015 | 0 |  | 98 | 43 | 3 | 1 | 0.129 | 13606480485012 | 10 | 1118 | 46.7 | 9 | 6.2 |  | 43606480485013 | 160 | 18613 | 60 | 40 | 30 | [10 empty] | 6 | N | [12 empty] | CUX | ZX | 8536909500 | [14 empty] | combinatierail - gemakkelijk te snijden - Acti 9 1 pool 24 modules 100A | barre omnibus en peigne - Facile à couper - Acti 9 1 pôle 24 modules 100 A | [17 empty] | https://eref.se.com/be/nl/sis-tarif/product/A9XPH124 | https://eref.se.com/be/fr/sis-tarif/product/A9XPH124
Schneider Electric | Schneider Electric | 01022021 |  | Schneider Electric |  | SED | A9XPH157 |  |  | 17.08 |  | 1 |  | 5 | KAM 1P AFSNIJDBAAR (57 MODULES) | PEIGNE RACCORDEMENT 1P 100A 57MOD. |  | Acti9 COMB BUSBAR 1P 100A 57 MODULES | [18 empty] | 1 | 3606480485114 | 0 |  | 240 | 102 | 3 | 1 | 0.306 | 13606480485111 | 5 | 1376 | 9 | 106.5 | 5.2 | [8 empty] | 73606480485113 | 270 | 86304 | 120 | 80 | 50 |  |  |  | 2 | Y | [12 empty] | CUX | ZX | 8536909500 | [14 empty] | combinatierail - gemakkelijk te snijden - Acti 9 1 pool 57 modules 100A | barre omnibus en peigne - Facile à couper - Acti 9 1 pôle 57 modules 100 A | [17 empty] | https://eref.se.com/be/nl/sis-tarif/product/A9XPH157 | https://eref.se.com/be/fr/sis-tarif/product/A9XPH157
Schneider Electric | Schneider Electric | 01022021 |  | Schneider Electric |  | SED | A9XPH212 |  |  | 8.85 |  | 1 |  | 5 | KAM 2P AFSNIJDBAAR (12 MODULES) | PEIGNE RACCORDEMENT 2P 100A 12MOD. |  | Acti9 COMB BUSBAR 2P 100A 12 MODULES | [18 empty] | 1 | 3606480485022 | 0 |  | 34 | 21 | 1 | 3 | 0.063 | 13606480485029 | 5 | 468 | 24.5 | 8.5 | 5.5 |  | 43606480485020 | 80 | 7975 | 40 | 30 | 30 | [10 empty] | 2 | Y | [12 empty] | CUX | ZX | 8536909500 | [14 empty] | combinatierail - gemakkelijk te snijden - Acti 9 2 polen 12 modules 100A | barre omnibus en peigne - Facile à couper - Acti 9 2 pôles 12 modules 100 A | [17 empty] | https://eref.se.com/be/nl/sis-tarif/product/A9XPH212 | https://eref.se.com/be/fr/sis-tarif/product/A9XPH212
Schneider Electric | Schneider Electric | 01022021 |  | Schneider Electric |  | SED | A9XPH224 |  |  | 13.48 |  | 1 |  | 5 | KAM 2P AFSNIJDBAAR (24 MODULES) | PEIGNE RACCORDEMENT 2P 100A 24MOD. |  | Acti9 COMB BUSBAR 2P 100A 24 MODULES | [18 empty] | 1 | 3606480485039 | 0 |  | 166 | 3 | 43 | 1 | 0.129 | 13606480485036 | 5 | 944 | 8.8 | 46.4 | 5.6 |  | 43606480485037 | 80 | 15788 | 60 | 40 | 30 | [10 empty] | 2 | Y | [12 empty] | CUX | ZX | 8536909500 | [14 empty] | combinatierail - gemakkelijk te snijden - Acti 9 2 polen 24 modules 100A | barre omnibus en peigne - Facile à couper - Acti 9 2 pôles 24 modules 100 A | [17 empty] | https://eref.se.com/be/nl/sis-tarif/product/A9XPH224 | https://eref.se.com/be/fr/sis-tarif/product/A9XPH224
Schneider Electric | Schneider Electric | 01022021 |  | Schneider Electric |  | SED | A9XPH257 |  |  | 25.86 |  | 1 |  | 5 | KAM 2P AFSNIJDBAAR (57 MODULES) | PEIGNE RACCORDEMENT 2P 100A 57MOD. |  | Acti9 COMB BUSBAR 2P 100A 57 MODULES | [18 empty] | 1 | 3606480485138 | 0 |  | 394 | 100 | 3 | 1 | 0.3 | 13606480485135 | 5 | 2280 | 105 | 9 | 5.4 | [8 empty] | 73606480485137 | 270 | 135120 | 120 | 80 | 50 |  |  |  | 2 | Y | [12 empty] | CUX | ZX | 8536909500 | [14 empty] | combinatierail - gemakkelijk te snijden - Acti 9 2 polen 57 modules 100A | barre omnibus en peigne - Facile à couper - Acti 9 2 pôles 57 modules 100 A | [17 empty] | https://eref.se.com/be/nl/sis-tarif/product/A9XPH257 | https://eref.se.com/be/fr/sis-tarif/product/A9XPH257
Schneider Electric | Schneider Electric | 01022021 |  | Schneider Electric |  | SED | A9XPH312 |  |  | 11.52 |  | 1 |  | 5 | KAM 3P AFSNIJDBAAR (12 MODULES) | PEIGNE RACCORDEMENT 3P 100A 12MOD. |  | Acti9 COMB BUSBAR 3P 100A 12 MODULES | [18 empty] | 1 | 3606480485046 | 0 |  | 108 | 21 | 2 | 3 | 0.126 | 13606480485043 | 5 | 607 | 24.8 | 8.6 | 6 |  | 43606480485044 | 80 | 10190 | 40 | 30 | 30 |  | 23606480485040 | 640 | 90092 | 80 | 60 | 77 |  |  |  | 2 | Y | [12 empty] | CUX | ZX | 8536909500 | [14 empty] | combinatierail - gemakkelijk te snijden - Acti 9 3 polen 12 modules 100A | barre omnibus en peigne - Facile à couper - Acti 9 3 pôles 12 modules 100 A | [17 empty] | https://eref.se.com/be/nl/sis-tarif/product/A9XPH312 | https://eref.se.com/be/fr/sis-tarif/product/A9XPH312
Schneider Electric | Schneider Electric | 01022021 |  | Schneider Electric |  | SED | A9XPH324 |  |  | 17.61 |  | 1 |  | 5 | KAM 3P AFSNIJDBAAR (24 MODULES) | PEIGNE RACCORDEMENT 3P 100A 24MOD. |  | Acti9 COMB BUSBAR 3P 100A 24 MODULES | [18 empty] | 1 | 3606480485053 | 0 |  | 232 | 43 | 3 | 2 | 0.258 | 13606480485050 | 5 | 1278 | 46.6 | 8.7 | 6 |  | 43606480485051 | 80 | 21276 | 60 | 40 | 30 | [10 empty] | 2 | Y | [12 empty] | CUX | ZX | 8536909500 | [14 empty] | combinatierail - gemakkelijk te snijden - Acti 9 3 polen 24 modules 100A | barre omnibus en peigne - Facile à couper - Acti 9 3 pôles 24 modules 100 A | [17 empty] | https://eref.se.com/be/nl/sis-tarif/product/A9XPH324 | https://eref.se.com/be/fr/sis-tarif/product/A9XPH324
Schneider Electric | Schneider Electric | 01022021 |  | Schneider Electric |  | SED | A9XPH357 |  |  | 34.84 |  | 1 |  | 5 | KAM 3P AFSNIJDBAAR (57 MODULES) | PEIGNE RACCORDEMENT 3P 100A 57MOD. |  | Acti9 COMB BUSBAR 3P 100A 57 MODULES | [18 empty] | 1 | 3606480485152 | 0 |  | 578 | 107 | 9 | 6 | 5.778 | 13606480485159 | 5 | 3090 | 9 | 107.3 | 5.5 | [8 empty] | 73606480485151 | 270 | 178968 | 120 | 80 | 112 |  |  |  | 2 | Y | [12 empty] | CUX | ZX | 8536909500 | [14 empty] | combinatierail - gemakkelijk te snijden - Acti 9 3 polen 57 modules 100A | barre omnibus en peigne - Facile à couper - Acti 9 3 pôles 57 modules 100 A | [17 empty] | https://eref.se.com/be/nl/sis-tarif/product/A9XPH357 | https://eref.se.com/be/fr/sis-tarif/product/A9XPH357
Schneider Electric | Schneider Electric | 01022021 |  | Schneider Electric |  | SED | A9XPH412 |  |  | 15.31 |  | 1 |  | 5 | KAM 4P AFSNIJDBAAR (12 MODULES) | PEIGNE RACCORDEMENT 4P 100A 12MOD. |  | Acti9 COMB BUSBAR 4P 100A 12 MODULES | [18 empty] | 1 | 3606480485060 | 0 |  | 132 | 21 | 3 | 2 | 0.126 | 13606480485067 | 5 | 715 | 24.5 | 8.5 | 5.5 |  | 43606480485068 | 40 | 6175 | 40 | 30 | 15 | [10 empty] | 2 | Y | [12 empty] | CUX | ZX | 8536909500 | [14 empty] | combinatierail - gemakkelijk te snijden - Acti 9 4 polen 12 modules 100A | barre omnibus en peigne - Facile à couper - Acti 9 4 pôles 12 modules 100 A | [17 empty] | https://eref.se.com/be/nl/sis-tarif/product/A9XPH412 | https://eref.se.com/be/fr/sis-tarif/product/A9XPH412
Schneider Electric | Schneider Electric | 01022021 |  | Schneider Electric |  | SED | A9XPH424 |  |  | 23.32 |  | 1 |  | 5 | KAM 4P AFSNIJDBAAR (24 MODULES) | PEIGNE RACCORDEMENT 4P 100A 24MOD. |  | Acti9 COMB BUSBAR 4P 100A 24 MODULES | [18 empty] | 1 | 3606480485077 | 0 |  | 296 | 3 | 43 | 2 | 0.258 | 13606480485074 | 5 | 1610 | 9 | 46.4 | 5.8 |  | 43606480485075 | 75 | 24624 | 60 | 40 | 30 | [10 empty] | 2 | Y | [12 empty] | CUX | ZX | 8536909500 | [14 empty] | combinatierail - gemakkelijk te snijden - Acti 9 4 polen 24 modules 100A | barre omnibus en peigne - Facile à couper - Acti 9 4 pôles 24 modules 100 A | [17 empty] | https://eref.se.com/be/nl/sis-tarif/product/A9XPH424 | https://eref.se.com/be/fr/sis-tarif/product/A9XPH424
Schneider Electric | Schneider Electric | 01022021 |  | Schneider Electric |  | SED | A9XPH457 |  |  | 49.22 |  | 1 |  | 5 | KAM 4P AFSNIJDBAAR (57 MODULES) | PEIGNE RACCORDEMENT 4P 100A 57MOD. |  | Acti9 COMB BUSBAR 4P 100A 57 MODULES | [18 empty] | 1 | 3606480485176 | 0 |  | 751 | 2 | 100 | 3 | 0.6 | 13606480485173 | 5 | 3916 | 104.5 | 9 | 5.8 | [8 empty] | 73606480485175 | 270 | 223464 | 80 | 120 | 112 |  |  |  | 2 | Y | [12 empty] | CUX | ZX | 8536909500 | [14 empty] | combinatierail - gemakkelijk te snijden - Acti 9 4 polen 57 modules 100A | barre omnibus en peigne - Facile à couper - Acti 9 4 pôles 57 modules 100 A | [17 empty] | https://eref.se.com/be/nl/sis-tarif/product/A9XPH457 | https://eref.se.com/be/fr/sis-tarif/product/A9XPH457
Schneider Electric | Schneider Electric | 01022021 |  | Schneider Electric |  | SED | A9XPH512 |  |  | 19.79 |  | 1 |  | 5 | KAM 3P+N AFSNIJDBAAR (12 MODULES) | PEIGNE RACCORDEMENT 4P REPART. 100A 12MO |  | Acti9 COMB BUSBAR 4P REPART. 100A 12 M | [18 empty] | 1 | 3606480485084 | 0 |  | 130 | 21 | 2 | 3 | 0.126 | 13606480485081 | 5 | 672 | 9 | 24.8 | 5.8 |  | 43606480485082 | 80 | 11044 | 40 | 30 | 30 | [10 empty] | 2 | Y | [12 empty] | CUX | ZX | 8536909500 | [14 empty] | combinatierail-gemakkelijk te snijden-Acti 9 gebalanceerd 4 p. 12 modules 100A | barre omnibus en peigne-Facile à couper-Acti9 4 pôles équilibrés 12 modules 100A | [17 empty] | https://eref.se.com/be/nl/sis-tarif/product/A9XPH512 | https://eref.se.com/be/fr/sis-tarif/product/A9XPH512
Schneider Electric | Schneider Electric | 01022021 |  | Schneider Electric |  | SED | A9XPH518 |  |  | 24.54 |  | 1 |  | 5 | KAM 3P+N AFSNIJDBAAR (18 MODULES) | PEIGNE RACCORDEMENT 4P REPART. 100A 18MO |  | Acti9 COMB BUSBAR 4P REPART. 100A 18 M | [18 empty] | 5 | 3606480485091 | 0 |  | 202 | 32 | 2 | 3 | 0.192 | 13606480485098 | 5 | 1070 | 34.6 | 8.5 | 5.5 |  | 43606480485099 | 60 | 13327 | 40 | 30 | 30 | [10 empty] | 2 | Y | [12 empty] | CUX | ZX | 8536909500 | [14 empty] | combinatierail-gemakkelijk te snijden-Acti 9 gebalanceerd 4 p. 18 modules 100A | barre omnibus en peigne-Facile à couper-Acti9 4 pôles équilibrés 18 modules 100A | [17 empty] | https://eref.se.com/be/nl/sis-tarif/product/A9XPH518 | https://eref.se.com/be/fr/sis-tarif/product/A9XPH518
Schneider Electric | Schneider Electric | 01022021 |  | Schneider Electric |  | SED | A9XPH524 |  |  | 27.5 |  | 1 |  | 5 | KAM 3P+N AFSNIJDBAAR (24 MODULES) | PEIGNE RACCORDEMENT 4P REPART. 100A 24MO |  | Acti9 COMB BUSBAR 4P REPART. 100A 24 M | [18 empty] | 5 | 3606480485107 | 0 |  | 273 | 2 | 43 | 3 | 0.258 | 13606480485104 | 5 | 1526 | 8.8 | 46.4 | 5.8 |  | 43606480485105 | 80 | 25062 | 60 | 40 | 30 | [10 empty] | 2 | Y | [12 empty] | CUX | ZX | 8536909500 | [14 empty] | combinatierail-gemakkelijk te snijden-Acti 9 gebalanceerd 4 p. 24 modules 100A | barre omnibus en peigne-Facile à couper-Acti9 4 pôles équilibrés 24 modules 100A | [17 empty] | https://eref.se.com/be/nl/sis-tarif/product/A9XPH524 | https://eref.se.com/be/fr/sis-tarif/product/A9XPH524
Schneider Electric | Schneider Electric | 01022021 |  | Schneider Electric |  | SED | A9XPH557 |  |  | 52.33 |  | 1 |  | 5 | KAM 3P+N AFSNIJDBAAR (57 MODULES) | PEIGNE RACCORDEMENT 4P REPART. 100A 57MO |  | Acti9 COMB BUSBAR 4P REPART. 100A 57 M | [18 empty] | 1 | 3606480485190 | 0 |  | 723 | 100 | 3 | 2 | 0.6 | 13606480485197 | 5 | 3814 | 9.2 | 105 | 5.8 | [8 empty] | 73606480485199 | 270 | 217956 | 80 | 120 | 92 |  |  |  | 2 | Y | [12 empty] | CUX | ZX | 8536909500 | [14 empty] | combinatierail-gemakkelijk te snijden-Acti 9 gebalanceerd 4 p. 57 modules 100A | barre omnibus en peigne-Facile à couper-Acti9 4 pôles équilibrés 57 modules 100A | [17 empty] | https://eref.se.com/be/nl/sis-tarif/product/A9XPH557 | https://eref.se.com/be/fr/sis-tarif/product/A9XPH557
Schneider Electric | Schneider Electric | 01022021 |  | Schneider Electric |  | SED | A9XPP724 |  |  | 81.6 |  | 1 |  | 6 | Peigne + connecteur 3P+N248 modules 80A | A9 Comb busbar with connectors 3PN 24MOD |  | A9 Comb busbar with connectors 3PN 24MOD | [18 empty] | 1 | 3606489598891 | 0 |  | 432 | 48 | 5 | 5 | 1.2 | 13606489598898 | 6 | 3102 | 63 | 7 | 35 | [8 empty] | 23606489598895 | 54 | 40420 | 80 | 60 | 75 |  |  |  | 2 | Y | [12 empty] | MB6 | IT | 8536901000 | [33 empty] | https://eref.se.com/be/nl/sis-tarif/product/A9XPP724 | https://eref.se.com/be/fr/sis-tarif/product/A9XPP724
Schneider Electric | Schneider Electric | 01022021 |  | Schneider Electric |  | SED | A9XPT920 |  |  | 5.88 |  | 1 |  | 1 | ISOLATIEKAPJES (1ST=20) | LOT DE 20 CACHE DENTS |  | SET OF 20 TOOTH CAPS | [18 empty] | 1 | 3606480485268 | 0 |  | 14 | 9 | 5 | 2 | 0.09 | [7 empty] | 43606480485266 | 50 | 1110 | 40 | 30 | 15 | [10 empty] | 2 | Y | [12 empty] | CUX | ZX | 3926909790 | [33 empty] | https://eref.se.com/be/nl/sis-tarif/product/A9XPT920 | https://eref.se.com/be/fr/sis-tarif/product/A9XPT920
Schneider Electric | Schneider Electric | 01022021 |  | Schneider Electric |  | SED | A9Z51216 |  |  | 494.19 |  | 1 |  | 1 | ID AARDLEKSCH. 2P 16A 30MA TYPE B-EV | iID 2P 16A 30mA B EV type 230V |  | Acti9 iID 2P 16A 30mA B EV RCCB | [8 empty] | 09.07 | 1 | [8 empty] | 1 | 3606489502775 | 0 |  | 362 | 10 | 9 | 8 | 0.72 | [7 empty] | 43606489502773 | 27 | 10204 | 40 | 30 | 30 | [10 empty] | 6 | N | [12 empty] | CUR | ZR | 8536303099 | [33 empty] | https://eref.se.com/be/nl/sis-tarif/product/A9Z51216 | https://eref.se.com/be/fr/sis-tarif/product/A9Z51216
Schneider Electric | Schneider Electric | 01022021 |  | Schneider Electric |  | SED | A9Z51225 |  |  | 590.95 |  | 1 |  | 1 | ID AARDLEKSCH. 2P 25A 30MA TYPE B-EV | iID 2P 25A 30mA B EV type 230V |  | Acti9 iID 2P 25A 30mA B EV RCCB | [8 empty] | 09.07 | 1 | [8 empty] | 1 | 3606489502782 | 0 |  | 363 | 10 | 9 | 8 | 0.72 | [7 empty] | 43606489502780 | 27 | 10206 | 40 | 30 | 30 | [10 empty] | 6 | N | [12 empty] | CUR | ZR | 8536303099 | [33 empty] | https://eref.se.com/be/nl/sis-tarif/product/A9Z51225 | https://eref.se.com/be/fr/sis-tarif/product/A9Z51225
Schneider Electric | Schneider Electric | 01022021 |  | Schneider Electric |  | SED | A9Z51240 |  |  | 590.95 |  | 1 |  | 1 | ID AARDLEKSCH. 2P 40A 30MA TYPE B-EV | iID 2P 40A 30mA B EV type 230V |  | Acti9 iID 2P 40A 30mA B EV RCCB | [8 empty] | 09.07 | 1 | [8 empty] | 1 | 3606489567248 | 0 |  | 361 | 10 | 9 | 8 | 0.72 | [7 empty] | 43606489567246 | 27 | 10227 | 40 | 30 | 30 | [10 empty] | 6 | N | [12 empty] | CUR | ZR | 8536303099 | [33 empty] | https://eref.se.com/be/nl/sis-tarif/product/A9Z51240 | https://eref.se.com/be/fr/sis-tarif/product/A9Z51240
Schneider Electric | Schneider Electric | 01022021 |  | Schneider Electric |  | SED | A9Z51440 |  |  | 708.55 |  | 1 |  | 1 | ID AARDLEKSCH. 4P 40A 30MA TYPE B-EV | iID 4P 40A 30mA B EV type 400V |  | Acti9 iID 4P 40A 30mA B EV RCCB | [8 empty] | 09.07 | 1 | [8 empty] | 1 | 3606489502799 | 0 |  | 448 | 10 | 9 | 8 | 0.72 | [7 empty] | 43606489502797 | 27 | 12550 | 40 | 30 | 30 | [10 empty] | 2 | Y | [12 empty] | CUR | ZR | 8536303099 | [33 empty] | https://eref.se.com/be/nl/sis-tarif/product/A9Z51440 | https://eref.se.com/be/fr/sis-tarif/product/A9Z51440
Schneider Electric | Schneider Electric | 01022021 |  | Schneider Electric |  | SED | A9Z51463 |  |  | 879.58 |  | 1 |  | 1 | ID AARDLEKSCH. 4P 63A 30MA TYPE B-EV | iID 4P 63A 30mA B EV type 400V |  | Acti9 iID 4P 63A 30mA B EV RCCB | [8 empty] | 09.07 | 1 | [8 empty] | 1 | 3606489502805 | 0 |  | 450 | 10 | 9 | 8 | 0.72 | [7 empty] | 43606489502803 | 27 | 12565 | 40 | 30 | 30 | [10 empty] | 2 | Y | [12 empty] | CUR | ZR | 8536303099 | [33 empty] | https://eref.se.com/be/nl/sis-tarif/product/A9Z51463 | https://eref.se.com/be/fr/sis-tarif/product/A9Z51463
Schneider Electric | Schneider Electric | 01022021 |  | Schneider Electric |  | SED | A9Z61225 |  |  | 738.68 |  | 1 |  | 1 | ID AARDLEKSCH. 2P 25A 30MA TYPE B-SI | iID 2P 25A 30mA B-SI type 230V |  | Acti9 iID 2P 25A 30mA B-SI RCCB | [8 empty] | 09.07 | 1 | [8 empty] | 1 | 3606489502744 | 0 |  | 363 | 10 | 9 | 8 | 0.72 | [7 empty] | 43606489502742 | 27 | 10240 | 40 | 30 | 30 | [10 empty] | 6 | N | [12 empty] | CUR | ZR | 8536303099 | [33 empty] | https://eref.se.com/be/nl/sis-tarif/product/A9Z61225 | https://eref.se.com/be/fr/sis-tarif/product/A9Z61225
Schneider Electric | Schneider Electric | 01022021 |  | Schneider Electric |  | SED | A9Z61240 |  |  | 738.68 |  | 1 |  | 1 | ID AARDLEKSCH. 2P 40A 30MA TYPE B-SI | iID 2P 40A 30mA B-SI type 230V |  | Acti9 iID 2P 40A 30mA B-SI RCCB | [8 empty] | 09.07 | 1 | [8 empty] | 1 | 3606489502751 | 0 |  | 363 | 10 | 9 | 8 | 0.72 | [7 empty] | 43606489502759 | 27 | 10242 | 40 | 30 | 30 | [10 empty] | 6 | N | [12 empty] | CUR | ZR | 8536303099 | [33 empty] | https://eref.se.com/be/nl/sis-tarif/product/A9Z61240 | https://eref.se.com/be/fr/sis-tarif/product/A9Z61240
Schneider Electric | Schneider Electric | 01022021 |  | Schneider Electric |  | SED | A9Z61263 |  |  | 899.95 |  | 1 |  | 1 | ID AARDLEKSCH. 2P 63A 30MA TYPE B-SI | iID 2P 63A 30mA B-SI type 230V |  | Acti9 iID 2P 63A 30mA B-SI RCCB | [8 empty] | 09.07 | 1 | [8 empty] | 1 | 3606489502768 | 0 |  | 362 | 10 | 9 | 8 | 0.72 | [7 empty] | 43606489502766 | 27 | 10254 | 40 | 30 | 30 | [10 empty] | 6 | N | [12 empty] | CUR | ZR | 8536303099 | [33 empty] | https://eref.se.com/be/nl/sis-tarif/product/A9Z61263 | https://eref.se.com/be/fr/sis-tarif/product/A9Z61263
Schneider Electric | Schneider Electric | 01022021 |  | Schneider Electric |  | SED | A9Z61425 |  |  | 885.7 |  | 1 |  | 1 | ID AARDLEKSCH. 4P 25A 30MA TYPE B-SI | iID 4P 25A 30mA B-SI type 400V |  | Acti9 iID 4P 25A 30mA B-SI RCCB | [8 empty] | 09.07 | 1 | [8 empty] | 1 | 3606489502690 | 0 |  | 451 | 10 | 8 | 8 | 0.64 | [7 empty] | 43606489502698 | 27 | 12594 | 40 | 30 | 30 | [10 empty] | 2 | Y | [12 empty] | CUR | ZR | 8536303099 | [33 empty] | https://eref.se.com/be/nl/sis-tarif/product/A9Z61425 | https://eref.se.com/be/fr/sis-tarif/product/A9Z61425
Schneider Electric | Schneider Electric | 01022021 |  | Schneider Electric |  | SED | A9Z61440 |  |  | 885.7 |  | 1 |  | 1 | ID AARDLEKSCH. 4P 40A 30MA TYPE B-SI | iID 4P 40A 30mA B-SI type 400V |  | Acti9 iID 4P 40A 30mA B-SI RCCB | [8 empty] | 09.07 | 1 | [8 empty] | 1 | 3606489502706 | 0 |  | 450 | 10 | 8 | 8 | 0.64 | [7 empty] | 43606489502704 | 27 | 12700 | 40 | 30 | 30 | [10 empty] | 2 | Y | [12 empty] | CUR | ZR | 8536303099 | [33 empty] | https://eref.se.com/be/nl/sis-tarif/product/A9Z61440 | https://eref.se.com/be/fr/sis-tarif/product/A9Z61440
Schneider Electric | Schneider Electric | 01022021 |  | Schneider Electric |  | SED | A9Z61463 |  |  | 1099.48 |  | 1 |  | 1 | ID AARDLEKSCH. 4P 63A 30MA TYPE B-SI | iID 4P 63A 30mA B-SI type 400V |  | Acti9 iID 4P 63A 30mA B-SI RCCB | [8 empty] | 09.07 | 1 | [8 empty] | 1 | 3606489502713 | 0 |  | 450 | 10 | 9 | 8 | 0.72 | [7 empty] | 43606489502711 | 27 | 12600 | 40 | 30 | 30 | [10 empty] | 2 | Y | [12 empty] | CUR | ZR | 8536303099 | [33 empty] | https://eref.se.com/be/nl/sis-tarif/product/A9Z61463 | https://eref.se.com/be/fr/sis-tarif/product/A9Z61463
Schneider Electric | Schneider Electric | 01022021 |  | Schneider Electric |  | SED | A9Z61480 |  |  | 1343.8 |  | 1 |  | 1 | ID AARDLEKSCH. 4P 80A 30MA TYPE B-SI | iID 4P 80A 30mA B-SI type 400V |  | Acti9 iID 4P 80A 30mA B-SI RCCB | [8 empty] | 09.07 | 1 | [8 empty] | 1 | 3606489502720 | 0 |  | 451 | 10 | 8 | 8 | 0.64 | [7 empty] | 43606489502728 | 27 | 12614 | 40 | 30 | 30 | [10 empty] | 6 | N | [12 empty] | CUR | ZR | 8536303099 | [33 empty] | https://eref.se.com/be/nl/sis-tarif/product/A9Z61480 | https://eref.se.com/be/fr/sis-tarif/product/A9Z61480
Schneider Electric | Schneider Electric | 01022021 |  | Schneider Electric |  | SED | A9Z64225 |  |  | 629.44 |  | 1 |  | 1 | ID AARDLEKSCH. 2P 25A 300MA TYPE B-SI | iID 2P 25A 300mA B-SI type 230V |  | Acti9 iID 2P 25A 300mA B-SI RCCB | [8 empty] | 09.07 | 1 | [8 empty] | 1 | 3606489502942 | 0 |  | 343 | 10 | 9 | 8 | 0.72 | [7 empty] | 43606489502940 | 27 | 9703 | 40 | 30 | 30 | [10 empty] | 6 | N | [12 empty] | CUR | ZR | 8536303099 | [33 empty] | https://eref.se.com/be/nl/sis-tarif/product/A9Z64225 | https://eref.se.com/be/fr/sis-tarif/product/A9Z64225
Schneider Electric | Schneider Electric | 01022021 |  | Schneider Electric |  | SED | A9Z64240 |  |  | 589.51 |  | 1 |  | 1 | ID AARDLEKSCH. 2P 40A 300MA TYPE B-SI | iID 2P 40A 300mA B-SI type 230V |  | Acti9 iID 2P 40A 300mA B-SI RCCB | [8 empty] | 09.07 | 1 | [8 empty] | 1 | 3606489502959 | 0 |  | 342 | 10 | 9 | 8 | 0.72 | [7 empty] | 43606489502957 | 27 | 9700 | 40 | 30 | 30 | [10 empty] | 6 | N | [12 empty] | CUR | ZR | 8536303099 | [33 empty] | https://eref.se.com/be/nl/sis-tarif/product/A9Z64240 | https://eref.se.com/be/fr/sis-tarif/product/A9Z64240
Schneider Electric | Schneider Electric | 01022021 |  | Schneider Electric |  | SED | A9Z64263 |  |  | 696.33 |  | 1 |  | 1 | ID AARDLEKSCH. 2P 63A 300MA TYPE B-SI | iID 2P 63A 300mA B-SI type 230V |  | Acti9 iID 2P 63A 300mA B-SI RCCB | [8 empty] | 09.07 | 1 | [8 empty] | 1 | 3606489502966 | 0 |  | 342 | 10 | 9 | 8 | 0.72 | [7 empty] | 43606489502964 | 27 | 9700 | 40 | 30 | 30 | [10 empty] | 6 | N | [12 empty] | CUR | ZR | 8536303099 | [33 empty] | https://eref.se.com/be/nl/sis-tarif/product/A9Z64263 | https://eref.se.com/be/fr/sis-tarif/product/A9Z64263
Schneider Electric | Schneider Electric | 01022021 |  | Schneider Electric |  | SED | A9Z64425 |  |  | 809.33 |  | 1 |  | 1 | ID AARDLEKSCH. 4P 25A 300MA TYPE B-SI | iID 4P 25A 300mA B-SI type 400V |  | Acti9 iID 4P 25A 300mA B-SI RCCB | [8 empty] | 09.07 | 1 | [8 empty] | 1 | 3606489502812 | 0 |  | 622 | 10 | 8 | 8 | 0.64 | [7 empty] | 43606489502810 | 27 | 11995 | 40 | 30 | 30 | [10 empty] | 6 | N | [12 empty] | CUR | ZR | 8536303099 | [33 empty] | https://eref.se.com/be/nl/sis-tarif/product/A9Z64425 | https://eref.se.com/be/fr/sis-tarif/product/A9Z64425
Schneider Electric | Schneider Electric | 01022021 |  | Schneider Electric |  | SED | A9Z64440 |  |  | 760.47 |  | 1 |  | 1 | ID AARDLEKSCH. 4P 40A 300MA TYPE B-SI | iID 4P 40A 300mA B-SI type 400V |  | Acti9 iID 4P 40A 300mA B-SI RCCB | [8 empty] | 09.07 | 1 | [8 empty] | 1 | 3606489502829 | 0 |  | 427 | 10 | 9 | 8 | 0.72 | [7 empty] | 43606489502827 | 27 | 12000 | 40 | 30 | 30 | [10 empty] | 2 | Y | [12 empty] | CUR | ZR | 8536303099 | [33 empty] | https://eref.se.com/be/nl/sis-tarif/product/A9Z64440 | https://eref.se.com/be/fr/sis-tarif/product/A9Z64440
Schneider Electric | Schneider Electric | 01022021 |  | Schneider Electric |  | SED | A9Z64463 |  |  | 916.23 |  | 1 |  | 1 | ID AARDLEKSCH. 4P 63A 300MA TYPE B-SI | iID 4P 63A 300mA B-SI type 400V |  | Acti9 iID 4P 63A 300mA B-SI RCCB | [8 empty] | 09.07 | 1 | [8 empty] | 1 | 3606489502836 | 0 |  | 428 | 10 | 8 | 9 | 0.72 | [7 empty] | 43606489502834 | 27 | 11970 | 40 | 30 | 30 | [10 empty] | 2 | Y | [12 empty] | CUR | ZR | 8536303099 | [33 empty] | https://eref.se.com/be/nl/sis-tarif/product/A9Z64463 | https://eref.se.com/be/fr/sis-tarif/product/A9Z64463
Schneider Electric | Schneider Electric | 01022021 |  | Schneider Electric |  | SED | A9Z64480 |  |  | 1313.26 |  | 1 |  | 1 | ID AARDLEKSCH. 4P 80A 300MA TYPE B-SI | iID 4P 80A 300mA B-SI type 400V |  | Acti9 iID 4P 80A 300mA B-SI RCCB | [8 empty] | 09.07 | 1 | [8 empty] | 1 | 3606489502843 | 0 |  | 426 | 10 | 9 | 8 | 0.72 | [7 empty] | 43606489502841 | 27 | 11972 | 40 | 30 | 30 | [10 empty] | 6 | N | [12 empty] | CUR | ZR | 8536303099 | [33 empty] | https://eref.se.com/be/nl/sis-tarif/product/A9Z64480 | https://eref.se.com/be/fr/sis-tarif/product/A9Z64480
Schneider Electric | Schneider Electric | 01022021 |  | Schneider Electric |  | SED | A9Z65440 |  |  | 1142.24 |  | 1 |  | 1 | ID AARDLEKSCH. 4P 40A 300SMA Type B-SI | iID 4P 40A 300SmA B-SI type 400V |  | Acti9 iID 4P 40A 300SmA B-SI RCCB | [8 empty] | 09.07 | 1 | [8 empty] | 1 | 3606489502867 | 0 |  | 426 | 10 | 9 | 8 | 0.72 | [7 empty] | 43606489502865 | 27 | 12024 | 40 | 30 | 30 | [10 empty] | 2 | Y | [12 empty] | CUR | ZR | 8536303099 | [33 empty] | https://eref.se.com/be/nl/sis-tarif/product/A9Z65440 | https://eref.se.com/be/fr/sis-tarif/product/A9Z65440
Schneider Electric | Schneider Electric | 01022021 |  | Schneider Electric |  | SED | A9Z65463 |  |  | 1383.51 |  | 1 |  | 1 | ID AARDLEKSCH. 4P 63A 300SMA Type B-SI | iID 4P 63A 300SmA B-SI type 400V |  | Acti9 iID 4P 63A 300SmA B-SI RCCB | [8 empty] | 09.07 | 1 | [8 empty] | 1 | 3606489502874 | 0 |  | 426 | 10 | 9 | 8 | 0.72 | [7 empty] | 43606489502872 | 27 | 11978 | 40 | 30 | 30 | [10 empty] | 6 | N | [12 empty] | CUR | ZR | 8536303099 | [33 empty] | https://eref.se.com/be/nl/sis-tarif/product/A9Z65463 | https://eref.se.com/be/fr/sis-tarif/product/A9Z65463
Schneider Electric | Schneider Electric | 01022021 |  | Schneider Electric |  | SED | A9Z65480 |  |  | 1615.61 |  | 1 |  | 1 | ID AARDLEKSCH. 4P 80A 300SMA Type B-SI | iID 4P 80A 300SmA B-SI type 400V |  | Acti9 iID 4P 80A 300SmA B-SI RCCB | [8 empty] | 09.07 | 1 | [8 empty] | 1 | 3606489502881 | 0 |  | 427 | 10 | 8 | 8 | 0.64 | [7 empty] | 43606489502889 | 27 | 11967 | 40 | 30 | 30 | [10 empty] | 6 | N | [12 empty] | CUR | ZR | 8536303099 | [33 empty] | https://eref.se.com/be/nl/sis-tarif/product/A9Z65480 | https://eref.se.com/be/fr/sis-tarif/product/A9Z65480
Schneider Electric | Schneider Electric | 01022021 |  | Schneider Electric |  | SED | A9Z66440 |  |  | 913.18 |  | 1 |  | 1 | ID AARDLEKSCH. 4P 40A 500MA Type B-SI | iID 4P 40A 500mA B-SI type 400V |  | Acti9 iID 4P 40A 500mA B-SI RCCB | [8 empty] | 09.07 | 1 | [8 empty] | 1 | 3606489502904 | 0 |  | 427 | 10 | 9 | 8 | 0.72 | [7 empty] | 43606489502902 | 27 | 11983 | 40 | 30 | 30 | [10 empty] | 6 | N | [12 empty] | CUR | ZR | 8536303099 | [33 empty] | https://eref.se.com/be/nl/sis-tarif/product/A9Z66440 | https://eref.se.com/be/fr/sis-tarif/product/A9Z66440
Schneider Electric | Schneider Electric | 01022021 |  | Schneider Electric |  | SED | A9Z66463 |  |  | 1218.58 |  | 1 |  | 1 | ID AARDLEKSCH. 4P 63A 500MA Type B-SI | iID 4P 63A 500mA B-SI type 400V |  | Acti9 iID 4P 63A 500mA B-SI RCCB | [8 empty] | 09.07 | 1 | [8 empty] | 1 | 3606489502911 | 0 |  | 428 | 10 | 9 | 8 | 0.72 | [7 empty] | 43606489502919 | 27 | 11977 | 40 | 30 | 30 | [10 empty] | 2 | Y | [12 empty] | CUR | ZR | 8536303099 | [33 empty] | https://eref.se.com/be/nl/sis-tarif/product/A9Z66463 | https://eref.se.com/be/fr/sis-tarif/product/A9Z66463
Schneider Electric | Schneider Electric | 01022021 |  | Schneider Electric |  | SED | A9Z66480 |  |  | 1706.02 |  | 1 |  | 1 | ID AARDLEKSCH. 4P 80A 500MA Type B-SI | iID 4P 80A 500mA B-SI type 400V |  | Acti9 iID 4P 80A 500mA B-SI RCCB | [8 empty] | 09.07 | 1 | [8 empty] | 1 | 3606489502928 | 0 |  | 427 | 10 | 9 | 8 | 0.72 | [7 empty] | 43606489502926 | 27 | 11976 | 40 | 30 | 30 | [10 empty] | 6 | N | [12 empty] | CUR | ZR | 8536303099 | [33 empty] | https://eref.se.com/be/nl/sis-tarif/product/A9Z66480 | https://eref.se.com/be/fr/sis-tarif/product/A9Z66480
Schneider Electric | Schneider Electric | 01022021 |  | Schneider Electric |  | SRL | AF1CG4 |  |  | 214.95 |  | 100 |  | 100 | INKLIKBARE MOER M4 | ECROU ENCLIQUETABLE D4 |  | SLIDING NUT M4 | [18 empty] | 100 | 3389110543247 | 0 |  | 7 | 3 | 16 | 0.1 | 4.8 | 13389110543244 | 100 | 750 | 3 | 16 | 13.5 |  | 43389110543245 | 1200 | 9244 | 40 | 30 | 15 | [10 empty] | 16 | N | [12 empty] | TEE | JU | 7318190090 | [33 empty] | https://eref.se.com/be/nl/sis-tarif/product/AF1CG4 | https://eref.se.com/be/fr/sis-tarif/product/AF1CG4
Schneider Electric | Schneider Electric | 01022021 |  | Schneider Electric |  | SRL | AF1CG5 |  |  | 219.25 |  | 100 |  | 100 | INKLIKBARE MOER M5 | ECROU ENCLIQUETABLE D5 |  | SLIDING NUT | [18 empty] | 100 | 3389110543223 | 0 |  | 6 | 4 | 2 | 1 | 0.008 | 13389110543220 | 100 | 736 | 15 | 12 | 6 |  | 43389110543221 | 1200 | 9196 | 40 | 30 | 15 |  |  | 38400 | 312000 | 120 | 80 | 100 |  |  |  | 2 | Y | [12 empty] | TEE | JU | 7318190090 | [5 empty] | 220060 | [27 empty] | https://eref.se.com/be/nl/sis-tarif/product/AF1CG5 | https://eref.se.com/be/fr/sis-tarif/product/AF1CG5
Schneider Electric | Schneider Electric | 01022021 |  | Schneider Electric |  | SRL | AF1CG6 |  |  | 219.25 |  | 100 |  | 100 | INKLIKBARE MOER M6 | ECROU ENCLIQUETABLE D6 |  | SLIDING NUT M6 | [18 empty] | 100 | 3389110543209 | 0 |  | 7.213 | 4 | 2 | 1 | 0.008 | 13389110543206 | 100 | 712 | 14 | 3.5 | 16 |  | 43389110543207 | 1200 | 8943 | 40 | 30 | 15 |  | 73389110543208 | 38400 | 312700 | 120 | 80 | 100 |  |  |  | 15 | N | [12 empty] | TEE | JU | 7318190090 | [5 empty] | 220060 | [27 empty] | https://eref.se.com/be/nl/sis-tarif/product/AF1CG6 | https://eref.se.com/be/fr/sis-tarif/product/AF1CG6
Schneider Electric | Schneider Electric | 01022021 |  | Schneider Electric |  | SRL | AF1EA3 |  |  | 68.97 |  | 100 |  | 100 | CLIPMOER M3 | ECROU CLIPS DE 3 |  | SLIDING NUT M3 | [18 empty] | 100 | 3389110573596 | 0 |  | 4 | 13 | 16 | 2 | 416 | 13389110573593 | 100 | 472 | 10 | 2.5 | 12 | [9 empty] | 4000 | 20276 | 30 | 40 | 30 |  |  |  | 15 | N | [12 empty] | TEE | JU | 7318169990 | [33 empty] | https://eref.se.com/be/nl/sis-tarif/product/AF1EA3 | https://eref.se.com/be/fr/sis-tarif/product/AF1EA3
Schneider Electric | Schneider Electric | 01022021 |  | Schneider Electric |  | SRL | AF1EA4 |  |  | 76.77 |  | 100 |  | 100 | CLIPMOER M4 | ECROU CLIPS DE 4 |  | SLIDING NUT M4 | [18 empty] | 100 | 3389110570045 | 0 |  | 4 | 2 | 12 | 12 | 288 | 13389110570042 | 100 | 474 | 0.3 | 1.3 | 0.7 |  | 43389110570043 | 2000 | 10295 | 15 | 40 | 30 |  | 73389110570044 | 32000 | 173220 | 77 | 60 | 80 |  |  |  | 16 | N | [12 empty] | TEE | JU | 7318169990 | [5 empty] | 220060 | [27 empty] | https://eref.se.com/be/nl/sis-tarif/product/AF1EA4 | https://eref.se.com/be/fr/sis-tarif/product/AF1EA4
Schneider Electric | Schneider Electric | 01022021 |  | Schneider Electric |  | SRL | AF1EA5 |  |  | 76.77 |  | 100 |  | 100 | CLIPMOER M5 | ECROU CLIPS DE 5 |  | SLIDING NUT | [18 empty] | 100 | 3389110570069 | 0 |  | 4 | 15 | 9 | 6 | 0.81 | 13389110570066 | 100 | 474 | 10 | 3.5 | 14 |  | 43389110570067 | 2000 | 9588 | 40 | 30 | 15 |  | 73389110570068 | 32000 | 161908 | 80 | 60 | 71.5 |  |  |  | 15 | N | [12 empty] | TEE | JU | 7318169990 | [5 empty] | 220060 | [27 empty] | https://eref.se.com/be/nl/sis-tarif/product/AF1EA5 | https://eref.se.com/be/fr/sis-tarif/product/AF1EA5
Schneider Electric | Schneider Electric | 01022021 |  | Schneider Electric |  | SRL | AF1EA6 |  |  | 76.77 |  | 100 |  | 100 | CLIPMOER M6 | ECROU CLIPS DE 6 |  | SLIDING NUT M6 | [18 empty] | 100 | 3389110570083 | 0 |  | 5 | 3 | 10 | 12 | 360 | 13389110570080 | 100 | 446 | 1 | 1.2 | 0.3 |  | 43389110570081 | 2000 | 9495 | 15 | 40 | 30 |  | 73389110570082 | 32000 | 160420 | 77 | 60 | 80 |  |  |  | 15 | N | [12 empty] | TEE | JU | 7318190090 | [5 empty] | 220060 | [27 empty] | https://eref.se.com/be/nl/sis-tarif/product/AF1EA6 | https://eref.se.com/be/fr/sis-tarif/product/AF1EA6
Schneider Electric | Schneider Electric | 01022021 |  | Schneider Electric |  | SRL | AF1VA410 |  |  | 36.56 |  | 100 |  | 100 | BOUT MET RING M4X10 | VIS H 4X10 A RONDELLE |  | SCREW H 4X10 WASHER LC3D | [18 empty] | 100 | 3389110568523 | 0 |  | 1.65 | 15 | 10 | 1 | 0.15 | 13389110568520 | 100 | 172 | 10 | 1 | 11 |  | 43389110568521 | 4500 | 8076 | 40 | 30 | 15 |  | 73389110568522 | 72000 | 154740 | 80 | 60 | 77 |  |  |  | 16 | N | [12 empty] | TEE | JU | 7318159590 | [5 empty] | 220060 | [27 empty] | https://eref.se.com/be/nl/sis-tarif/product/AF1VA410 | https://eref.se.com/be/fr/sis-tarif/product/AF1VA410
Schneider Electric | Schneider Electric | 01022021 |  | Schneider Electric |  | SRL | AF1VA416 |  |  | 36.56 |  | 100 |  | 100 | BOUT MET RING M4X16 | VIS H 4X16 A RONDELLE |  | FIXING SCREW | [18 empty] | 100 | 3389110568561 | 0 |  | 2 | 14 | 10 | 1 | 0.14 | 13389110568568 | 100 | 215 | 14 | 1 | 10 |  | 43389110568569 | 4500 | 10030 | 40 | 30 | 15 |  | 73389110568560 | 72000 | 170580 | 80 | 60 | 77 |  |  |  | 15 | N | [12 empty] | TEE | JU | 7318159590 | [5 empty] | 220060 | [27 empty] | https://eref.se.com/be/nl/sis-tarif/product/AF1VA416 | https://eref.se.com/be/fr/sis-tarif/product/AF1VA416
Schneider Electric | Schneider Electric | 01022021 |  | Schneider Electric |  | SRL | AF1VA512 |  |  | 36.56 |  | 100 |  | 100 | BOUT MET RING M5X12 | VIS A RONDELLE 5X12 |  | FIXING SCREW | [18 empty] | 100 | 3389110570168 | 0 |  | 3 | 15 | 10 | 1 | 0.15 | 13389110570165 | 100 | 302 | 3 | 12 | 8 |  | 43389110570166 | 3000 | 9745 | 40 | 30 | 15 |  | 73389110570167 | 48000 | 166980 | 80 | 60 | 77 |  |  |  | 15 | N | [12 empty] | TEE | JU | 7318159590 | [5 empty] | 220060 | [27 empty] | https://eref.se.com/be/nl/sis-tarif/product/AF1VA512 | https://eref.se.com/be/fr/sis-tarif/product/AF1VA512
Schneider Electric | Schneider Electric | 01022021 |  | Schneider Electric |  | SRL | AF1VA518 |  |  | 36.56 |  | 100 |  | 100 | BOUT MET RING M5X18 | VIS A RONDELLE 5X18 |  | FIXING SCREW | [18 empty] | 100 | 3389110570182 | 0 |  | 4 | 11 | 7 | 3 | 0.231 | 13389110570189 | 100 | 410 | 11 | 3 | 7 |  | 43389110570180 | 2500 | 9854 | 40 | 30 | 15 |  | 73389110570181 | 40000 | 164980 | 80 | 60 | 77 |  |  |  | 15 | N | [12 empty] | TEE | JU | 7318159590 | [5 empty] | 220060 | [27 empty] | https://eref.se.com/be/nl/sis-tarif/product/AF1VA518 | https://eref.se.com/be/fr/sis-tarif/product/AF1VA518
Schneider Electric | Schneider Electric | 01022021 |  | Schneider Electric |  | SRL | AF1VA612 |  |  | 36.56 |  | 100 |  | 100 | BOUT MET RING M6X12 | VIS A RONDELLE 6X12 |  | FIXING SCREW | [18 empty] | 100 | 3389110570205 | 0 |  | 0.036 | 9 | 9 | 4 | 0.324 | 13389110570202 | 100 | 482 | 9 | 4 | 9 |  | 43389110570203 | 1800 | 9406 | 40 | 30 | 15 |  | 73389110570204 | 28800 | 159780 | 80 | 60 | 77 |  |  |  | 15 | N | [12 empty] | TEE | JU | 7318159590 | [5 empty] | 220060 | [27 empty] | https://eref.se.com/be/nl/sis-tarif/product/AF1VA612 | https://eref.se.com/be/fr/sis-tarif/product/AF1VA612
Schneider Electric | Schneider Electric | 01022021 |  | Schneider Electric |  | SRL | AF1VA618 |  |  | 42.64 |  | 100 |  | 100 | BOUT MET RING M6X18 | VIS A RONDELLE 6X18 |  | FIXING SCREW | [18 empty] | 100 | 3389110570229 | 0 |  | 5 | 15 | 11 | 2 | 0.33 | 13389110570226 | 100 | 604 | 11.5 | 3 | 15 |  | 43389110570227 | 1600 | 9966 | 40 | 30 | 15 |  | 73389110570228 | 25600 | 165028 | 80 | 60 | 77 |  |  |  | 17 | N | [12 empty] | TEE | JU | 7318155290 | [5 empty] | 220060 | [27 empty] | https://eref.se.com/be/nl/sis-tarif/product/AF1VA618 | https://eref.se.com/be/fr/sis-tarif/product/AF1VA618
Schneider Electric | Schneider Electric | 01022021 |  | Schneider Electric |  | SRL | AF1VC820 |  |  | 10.97 |  | 10 |  | 10 | BOUT M8X20 | V1S TH 8X20 +RONDEL PLATE |  | SCREW FIXING 8X20 | [18 empty] | 10 | 3389110543667 | 0 |  | 14 | 7 | 5 | 3 | 105 | 13389110543664 | 10 | 142 | 5 | 2 | 13 | [9 empty] | 8160 | 133744 | 100 | 120 | 45 |  |  |  | 18 | N | [12 empty] | TEE | JU | 7318155290 | [5 empty] | 220060 | [27 empty] | https://eref.se.com/be/nl/sis-tarif/product/AF1VC820 | https://eref.se.com/be/fr/sis-tarif/product/AF1VC820
Schneider Electric | Schneider Electric | 01022021 |  | Schneider Electric |  | SRL | AK2CA3 |  |  | 9.47 |  | 1 |  | 8 | DEKSEL LENGTE 2MTR | COUVERCLE L30MM |  | COVER FOR CABLE CLIP | [18 empty] | 8 | 3389110570243 | 0 |  | 251 | 200 | 10 | 3 | 6 | 53389110570248 | 8 | 1982 | 7 | 6 | 202.5 | [8 empty] | 73389110570242 | 1792 | 475000 | 200 | 120 | 101 |  |  |  | 15 | N | [12 empty] | TEE | JU | 3925908000 | [5 empty] | 220060 | [27 empty] | https://eref.se.com/be/nl/sis-tarif/product/AK2CA3 | https://eref.se.com/be/fr/sis-tarif/product/AK2CA3
Schneider Electric | Schneider Electric | 01022021 |  | Schneider Electric |  | SRL | AK2CA6 |  |  | 20.69 |  | 1 |  | 8 | DEKSEL LENGTE 2MTR | COUVERCLE L60MM |  | COVER FOR CABLE CLIP | [18 empty] | 8 | 3389110570267 | 0 |  | 454 | 200 | 10 | 6 | 12 | 53389110570262 | 8 | 3640 | 20 | 1 | 0.6 | [17 empty] | 15 | N | [12 empty] | TEE | JU | 3925908000 | [5 empty] | 220060 | [27 empty] | https://eref.se.com/be/nl/sis-tarif/product/AK2CA6 | https://eref.se.com/be/fr/sis-tarif/product/AK2CA6
Schneider Electric | Schneider Electric | 01022021 |  | Schneider Electric |  | SRL | AK2CD25 |  |  | 5.45 |  | 1 |  | 8 | DEKSEL V. KABELGOOT 25MM | COUVERCLE GOULOTTE DIN |  | COVER FOR CABLE DUCT DIN | [18 empty] | 8 | 3389110570502 | 0 |  | 192 | 200 | 5 | 3 | 3 | [14 empty] | 73389110570501 | 1344 | 258048 | 120 | 50 | 201.5 |  |  |  | 15 | N | [12 empty] | TEE | JU | 3925902000 | [5 empty] | 220060 | [27 empty] | https://eref.se.com/be/nl/sis-tarif/product/AK2CD25 | https://eref.se.com/be/fr/sis-tarif/product/AK2CD25
Schneider Electric | Schneider Electric | 01022021 |  | Schneider Electric |  | SRL | AK2CD37 |  |  | 6.28 |  | 1 |  | 8 | GRIJZE DEKSEL V. KABELGOOT | COUVERCLE GOULOTTE DIN |  | COVER FOR CABLE DUCT DIN | [18 empty] | 8 | 3389110570519 | 0 |  | 231 | 200 | 5 | 4 | 4 | [14 empty] | 73389110570518 | 1728 | 431000 | 120 | 50 | 201 |  |  |  | 16 | N | [12 empty] | TEE | JU | 3925908000 | [5 empty] | 220060 | [27 empty] | https://eref.se.com/be/nl/sis-tarif/product/AK2CD37 | https://eref.se.com/be/fr/sis-tarif/product/AK2CD37
Schneider Electric | Schneider Electric | 01022021 |  | Schneider Electric |  | SRL | AK2CD50 |  |  | 7.47 |  | 1 |  | 8 | DEKSEL V. KABELGOOT 50 | COUVERCLE GOULOTTE DIN |  | COVER FOR CABLE DUCT DIN | [18 empty] | 8 | 3389110570533 | 0 |  | 309 | 200 | 6 | 4 | 4.8 | 53389110570538 | 8 | 2286 | 5 | 3.5 | 201 | [8 empty] | 73389110570532 | 1440 | 443000 | 200 | 120 | 45 |  |  |  | 17 | N | [12 empty] | TEE | JU | 3925908000 | [5 empty] | 220060 | [27 empty] | https://eref.se.com/be/nl/sis-tarif/product/AK2CD50 | https://eref.se.com/be/fr/sis-tarif/product/AK2CD50
Schneider Electric | Schneider Electric | 01022021 |  | Schneider Electric |  | SRL | AK2CD75 |  |  | 10.14 |  | 1 |  | 8 | DEKSEL V. KABELGOOT 75 | COUVERCLE GOULOTTE DIN |  | COVER FOR CABLE DUCT DIN | [18 empty] | 8 | 3389110570557 | 0 |  | 405 | 200 | 3.7 | 1 | 740 | 53389110570552 | 8 | 3240 | 201 | 4 | 7.5 | [8 empty] | 73389110570556 | 960 | 388800 | 200 | 120 | 45 |  |  |  | 17 | N | [12 empty] | TEE | JU | 3925908000 | [5 empty] | 220060 | [27 empty] | https://eref.se.com/be/nl/sis-tarif/product/AK2CD75 | https://eref.se.com/be/fr/sis-tarif/product/AK2CD75
Schneider Electric | Schneider Electric | 01022021 |  | Schneider Electric |  | SRL | AK2GA35 |  |  | 24.69 |  | 1 |  | 8 | KABELGOOT LXBXH 2000X30X55 MM | GOULOTTE L x l x H 2000X30X55 MM |  | CABLE DUCTING | [18 empty] | 1 | 3389110570144 | 0 |  | 625 | 200 | 11 | 9 | 19.8 | 53389110570149 | 8 | 5000 | 20 | 8.5 | 1.1 | [8 empty] | 73389110570143 | 320 | 200000 | 120 | 280 | 77 |  |  |  | 15 | N | [12 empty] | TEE | JU | 3926909790 | [5 empty] | 220060 | [27 empty] | https://eref.se.com/be/nl/sis-tarif/product/AK2GA35 | https://eref.se.com/be/fr/sis-tarif/product/AK2GA35
Schneider Electric | Schneider Electric | 01022021 |  | Schneider Electric |  | SRL | AK2GA39 |  |  | 27.64 |  | 1 |  | 1 | KABELGOOT LXBXH 2000X30X90 MM | GOULOTTE L x l x H 2000X30X90 MM |  | CABLE DUCTING | [18 empty] | 1 | 3389110570274 | 0 |  | 1675 | 200 | 9 | 19 | 34.2 | [15 empty] | 336 | 562800 | 202 | 120 | 70 |  |  |  | 17 | N | [12 empty] | TEE | JU | 3926909790 | [5 empty] | 220060 | [27 empty] | https://eref.se.com/be/nl/sis-tarif/product/AK2GA39 | https://eref.se.com/be/fr/sis-tarif/product/AK2GA39
Schneider Electric | Schneider Electric | 01022021 |  | Schneider Electric |  | SRL | AK2GA65 |  |  | 28.28 |  | 1 |  | 8 | KABELGOOT LXBXH 2000X60X55 MM | GOULOTTE L x l x H 2000X60X55 MM |  | CABLE DUCTING | [18 empty] | 8 | 3389110570540 | 0 |  | 901 | 14 | 1.3 | 201 | 3658.2 | 53389110570545 | 8 | 7208 | 14 | 11 | 201 | [8 empty] | 73389110570549 | 256 | 230656 | 120 | 70 | 202 |  |  |  | 16 | N | [12 empty] | TEE | JU | 3926909790 | [5 empty] | 220060 | [27 empty] | https://eref.se.com/be/nl/sis-tarif/product/AK2GA65 | https://eref.se.com/be/fr/sis-tarif/product/AK2GA65
Schneider Electric | Schneider Electric | 01022021 |  | Schneider Electric |  | SRL | AK2GA69 |  |  | 34.56 |  | 1 |  | 8 | KABELGOOT LXBXH 2000X60X90 MM | GOULOTTE L x l x H 2000X60X90 MM |  | CABLE DUCTING | [18 empty] | 8 | 3389110570564 | 0 |  | 1105 | 14.5 | 215 | 18.5 | 57673.75 | 53389110570569 | 8 | 8840 | 14 | 200.5 | 18 | [8 empty] | 73389110570563 | 304 | 663200 | 120 | 103 | 201 |  |  |  | 16 | N | [12 empty] | TEE | JU | 3926909790 | [5 empty] | 220060 | [27 empty] | https://eref.se.com/be/nl/sis-tarif/product/AK2GA69 | https://eref.se.com/be/fr/sis-tarif/product/AK2GA69
Schneider Electric | Schneider Electric | 01022021 |  | Schneider Electric |  | SRL | AK2GD2525 |  |  | 9.57 |  | 1 |  | 8 | GRIJZE KABELGOOT L x B x H 2000X25X25 | GOULOTTE DIN GRISE L x l x H 2000X25X25 |  | CABLE DUCT (DIN 25X25) | [18 empty] | 8 | 3389110570335 | 0 |  | 235 | 6 | 200 | 4.5 | 5400 | [14 empty] | 73389110570334 | 336 | 306000 | 200 | 90 | 70 |  |  |  | 16 | N | [12 empty] | TEE | JU | 3925902000 | [5 empty] | 220060 | [27 empty] | https://eref.se.com/be/nl/sis-tarif/product/AK2GD2525 | https://eref.se.com/be/fr/sis-tarif/product/AK2GD2525
Schneider Electric | Schneider Electric | 01022021 |  | Schneider Electric |  | SRL | AK2GD2550 |  |  | 10.75 |  | 1 |  | 8 | GRIJZE KABELGOOT L x B x H 2000X25X50 | GOULOTTE DIN GRISE L x l x H 2000X25X25 |  | CABLE DUCT (DIN 25X50) | [18 empty] | 8 | 3389110570359 | 0 |  | 440 | 6 | 200 | 10 | 12000 | 53389110570354 | 8 | 3520 | 9 | 5.5 | 200.5 | [9 empty] | 560 | 255000 | 120 | 57.2 | 200.5 |  |  |  | 2 | Y | [12 empty] | TEE | JU | 3925902000 | [5 empty] | 220060 | [27 empty] | https://eref.se.com/be/nl/sis-tarif/product/AK2GD2550 | https://eref.se.com/be/fr/sis-tarif/product/AK2GD2550
Schneider Electric | Schneider Electric | 01022021 |  | Schneider Electric |  | SRL | AK2GD3750 |  |  | 12.02 |  | 1 |  | 8 | GRIJZE KABELGOOT L x B x H 2000X37X50 | GOULOTTE DIN GRISE L x l x H 2000X37X50 |  | CABLE DUCT (DIN 37X50) | [18 empty] | 8 | 3389110570373 | 0 |  | 480 | 8.5 | 200 | 9.5 | 16150 | 53389110570378 | 8 | 4000 | 9.5 | 8 | 200.5 | [8 empty] | 73389110570372 | 360 | 205000 | 200 | 120 | 57 |  |  |  | 15 | N | [12 empty] | TEE | JU | 3925902000 | [5 empty] | 220060 | [27 empty] | https://eref.se.com/be/nl/sis-tarif/product/AK2GD3750 | https://eref.se.com/be/fr/sis-tarif/product/AK2GD3750
Schneider Electric | Schneider Electric | 01022021 |  | Schneider Electric |  | SRL | AK2GD3775 |  |  | 16.39 |  | 1 |  | 8 | GRIJZE KABELGOOT L x B x H 2000X37X75 | GOULOTTE DIN GRISE L x l x H 2000X37X75 |  | CABLE DECT (DIN 37X75) | [18 empty] | 8 | 3389110570397 | 0 |  | 1123 | 200 | 7 | 4 | 5.6 | 53389110570392 | 8 | 9200000 | 20 | 1.45 | 0.85 | [8 empty] | 73389110570396 | 240 | 284000 | 12 | 28 | 7.7 |  |  |  | 2 | Y | [12 empty] | TEE | JU | 3925902000 | [5 empty] | 220060 | [27 empty] | https://eref.se.com/be/nl/sis-tarif/product/AK2GD3775 | https://eref.se.com/be/fr/sis-tarif/product/AK2GD3775
Schneider Electric | Schneider Electric | 01022021 |  | Schneider Electric |  | SRL | AK2GD5050 |  |  | 13.89 |  | 1 |  | 8 | GRIJZE KABELGOOT L x B x H 2000X50X50 | GOULOTTE DIN GRISE L x l x H 2000X50X50 |  | CABLE DUCT (DIN 50X50) | [18 empty] | 8 | 3389110570410 | 0 |  | 527 | 200 | 5 | 5 | 5 | 53389110570415 | 8 | 5000000000 | 10.5 | 9.5 | 200.5 | [8 empty] | 73389110570419 | 320 | 222000 | 20 | 12 | 5.6 |  |  |  | 18 | N | [12 empty] | TEE | JU | 3925902000 | [5 empty] | 220060 | [27 empty] | https://eref.se.com/be/nl/sis-tarif/product/AK2GD5050 | https://eref.se.com/be/fr/sis-tarif/product/AK2GD5050
Schneider Electric | Schneider Electric | 01022021 |  | Schneider Electric |  | SRL | AK2GD5075 |  |  | 24.27 |  | 1 |  | 8 | GRIJZE KABELGOOT L x B x H 2000X50X75 | GOULOTTE DIN GRISE L x l x H 2000X50X75 |  | CABLE DUCT (DIN 50X75) | [18 empty] | 8 | 3389110570427 | 0 |  | 852 | 200 | 15 | 11 | 33 | 53389110570422 | 8 | 7000000 | 14 | 10.5 | 200.5 | [8 empty] | 73389110570426 | 512 | 479000 | 20 | 8.8 | 13.5 |  |  |  | 17 | N | [12 empty] | TEE | JU | 3925902000 | [5 empty] | 220060 | [27 empty] | https://eref.se.com/be/nl/sis-tarif/product/AK2GD5075 | https://eref.se.com/be/fr/sis-tarif/product/AK2GD5075
Schneider Electric | Schneider Electric | 01022021 |  | Schneider Electric |  | SRL | AK2GD7550 |  |  | 16 |  | 1 |  | 8 | GRIJZE KABELGOOT L x B x H 2000X75X50 | GOULOTTE DIN GRISE L x l x H 2000X75X50 |  | CABLE DUCT (DIN 75X50) | [18 empty] | 8 | 3389110570465 | 0 |  | 700 | 17 | 200 | 9.5 | 32300 | 53389110570460 | 8 | 5600 | 15 | 10.5 | 200.5 | [8 empty] | 73389110570464 | 200 | 163000 | 20 | 9 | 7 |  |  |  | 18 | N | [12 empty] | TEE | JU | 3925902000 | [5 empty] | 220060
Schneider Electric | Schneider Electric | 01022021 |  | Schneider Electric |  | SRL | AK2GD7575 |  |  | 24.6 |  | 1 |  | 8 | GRIJZE KABELGOOT L x B x H 2000X75X75 | GOULOTTE DIN GRISE L x l x H 2000X75X75 |  | CABLE DUCT (DIN 75X75) | [18 empty] | 8 | 3389110570472 | 0 |  | 1072 | 16 | 210 | 14.5 | 48720 | 53389110570477 | 8 | 9000 | 15.5 | 14.5 | 201 | [8 empty] | 73389110570471 | 320 | 377000 | 200 | 120 | 108 |  |  |  | 18 | N | [12 empty] | TEE | JU | 3925902000 | [5 empty] | 220060 | [27 empty] | https://eref.se.com/be/nl/sis-tarif/product/AK2GD7575 | https://eref.se.com/be/fr/sis-tarif/product/AK2GD7575
Schneider Electric | Schneider Electric | 01022021 |  | Schneider Electric |  | SRL | AK2LA39 |  |  | 11.92 |  | 10 |  | 10 | DRAADSTEUN | LYRE ENCLIQUETABLE |  | CABLE CLIP | [18 empty] | 10 | 3389110570328 | 0 |  | 8 | 16 | 16 | 0.4 | 102.4 |  | 10 | 86 | 3.5 | 16 | 16 |  | 43389110570326 | 200 | 1720 | 40 | 30 | 15 |  |  | 6400 | 81000 | 120 | 70 | 100 |  |  |  | 15 | N | [12 empty] | TEE | JU | 3925908000 | [33 empty] | https://eref.se.com/be/nl/sis-tarif/product/AK2LA39 | https://eref.se.com/be/fr/sis-tarif/product/AK2LA39
Schneider Electric | Schneider Electric | 01022021 |  | Schneider Electric |  | SED | ALB44021 |  |  | 8.66 |  | 1 |  | 10 | Wisselschakelaar 20A polar wit | Inter va et vient 20A blanc polaire |  | TWO WAY SWITCH 20A | [8 empty] | 09.07 | 1 | [8 empty] | 10 | 3606480463174 | 0 |  | 32 | 5 | 5 | 3 | 0.075 | 13606480463171 | 10 | 359 | 22 | 9 | 9 |  | 43606480463172 | 120 | 4795 | 40 | 30 | 30 | [10 empty] | 9 | N | [12 empty] | SA1 | PA | 8536508090 | [14 empty] | Altira - schakelaar - 2-weg schakelaar - 20 A - polarwit | Altira - interrupteur - interrupteur bidirectionnel - 20 A - blanc polaire | [17 empty] | https://eref.se.com/be/nl/sis-tarif/product/ALB44021 | https://eref.se.com/be/fr/sis-tarif/product/ALB44021
Schneider Electric | Schneider Electric | 01022021 |  | Schneider Electric |  | SED | ALB44024 |  |  | 13.4 |  | 1 |  | 10 | Tweepolige wisselschakelaar 20A polar wi | Inter va et vient bipolaire 20A blanc po |  | TWO POLE SWITCH 20A | [8 empty] | 09.07 | 1 | [8 empty] | 10 | 3606480463181 | 0 |  | 42.9 | 5 | 5 | 3 | 0.075 | 13606480463188 | 10 | 476 | 22 | 9 | 9 |  | 43606480463189 | 120 | 6199 | 40 | 30 | 30 | [10 empty] | 9 | N | [12 empty] | SA1 | PA | 8536508090 | [14 empty] | Altira - schakelaar - 2-polige schakelaar - 20 A - polarwit | Altira - interrupteur - interrupteur bipolaire - 20 A - blanc polaire | [17 empty] | https://eref.se.com/be/nl/sis-tarif/product/ALB44024 | https://eref.se.com/be/fr/sis-tarif/product/ALB44024
Schneider Electric | Schneider Electric | 01022021 |  | Schneider Electric |  | SED | ALB44026 |  |  | 14.27 |  | 1 |  | 10 | Dubbele wisselschakelaar 20A polar wit | Inter double va et vient 20A blanc polai |  | DOUBLE TWO WAY SWITCH 20A | [8 empty] | 09.07 | 1 | [8 empty] | 10 | 3606480463235 | 0 |  | 44 | 5 | 5 | 3 | 0.075 | 13606480463232 | 10 | 481 | 22 | 9 | 9 |  | 43606480463233 | 120 | 6259 | 40 | 30 | 30 | [10 empty] | 9 | N | [12 empty] | SA1 | PA | 8536508090 | [14 empty] | Altira - schakelaar - dubbele 2-weg schakelaar - 20 A - polarwit | Altira - interrupteur - interrupteur bidirectionnel double - 20 A -blanc polaire | [17 empty] | https://eref.se.com/be/nl/sis-tarif/product/ALB44026 | https://eref.se.com/be/fr/sis-tarif/product/ALB44026
Schneider Electric | Schneider Electric | 01022021 |  | Schneider Electric |  | SED | ALB44030 |  |  | 98.08 |  | 1 |  | 1 | Sleutelschakelaar met 3 standen polar wi | Inter à clé 3 positions blanc polaire |  | ONE WAY KEY SWITCH 3 POSITIONS 16A | [8 empty] | 09.07 | 1 | [8 empty] | 1 | 3606480463358 | 0 |  | 96 | 10 | 10 | 9 | 0.9 | [7 empty] | 43606480463356 | 24 | 2791 | 40 | 30 | 30 | [10 empty] | 9 | N | [12 empty] | SA1 | PA | 8536508090 | [14 empty] | Altira - sleutelschakelaar - 1-weg schakelaar, 3 posities - 16 A - polarwit | Altira - sélecteur à clé - inter. unidirectionnel, 3 positions-16A-blanc polaire | [17 empty] | https://eref.se.com/be/nl/sis-tarif/product/ALB44030 | https://eref.se.com/be/fr/sis-tarif/product/ALB44030
Schneider Electric | Schneider Electric | 01022021 |  | Schneider Electric |  | SED | ALB44031 |  |  | 86.9 |  | 1 |  | 1 | Sleuteldrukknop met 3 standen polar wit | Poussoir à clé 3 positions blanc polaire |  | One-way key push-button 3 positions 10A | [8 empty] | 09.07 | 1 | [8 empty] | 1 | 3606480463365 | 0 |  | 99 | 11 | 10 | 9 | 0.99 | [7 empty] | 43606480463363 | 24 | 2772 | 40 | 30 | 30 | [10 empty] | 9 | N | [12 empty] | SA1 | PA | 8536508090 | [14 empty] | Altira - sleutelschakelaar - 1-weg drukknop, 3 posities - 10 A - polarwit | Altira-sélecteur à clé-bout.-pous. unidirectionnel 3 positions-10A-blanc polaire | [17 empty] | https://eref.se.com/be/nl/sis-tarif/product/ALB44031 | https://eref.se.com/be/fr/sis-tarif/product/ALB44031
Schneider Electric | Schneider Electric | 01022021 |  | Schneider Electric |  | SED | ALB44035 |  |  | 54.94 |  | 1 |  | 1 | Kaartschakelaar eenpolig polar wit | Inter à carte simple allumage blanc pola |  | ONE WAY CARD SWITCH W.LED 16A | [8 empty] | 09.07 | 1 | [8 empty] | 1 | 3606480463372 | 0 |  | 76 | 10 | 10 | 9 | 0.9 | [7 empty] | 43606480463370 | 24 | 2253 | 40 | 30 | 30 | [10 empty] | 9 | N | [12 empty] | SA1 | PA | 8536508090 | [14 empty] | Altira - sleutelkaartschakelaar - 2-weg - polarwit | Altira - interrupteur carte-clé - bidirectionnel - blanc polaire | [17 empty] | https://eref.se.com/be/nl/sis-tarif/product/ALB44035 | https://eref.se.com/be/fr/sis-tarif/product/ALB44035
Schneider Electric | Schneider Electric | 01022021 |  | Schneider Electric |  | SED | ALB44036 |  |  | 54.94 |  | 1 |  | 1 | Kaartschakelaar tweepolig polar wit | Inter à carte bipolaire sa, va et vient |  | 2 POLE 1WAY, 2WAY CARD SWITCH W.LED 16A | [8 empty] | 09.07 | 1 | [8 empty] | 1 | 3606480463389 | 0 |  | 91 | 10 | 10 | 9 | 0.9 | [7 empty] | 43606480463387 | 24 | 2821 | 40 | 30 | 30 | [10 empty] | 9 | N | [12 empty] | SA1 | PA | 8536508090 | [14 empty] | Altira - sleutelkaartschakelaar - dubbel 2-weg - polarwit | Altira - interrupteur carte-clé - bidirectionnel double - blanc polaire | [17 empty] | https://eref.se.com/be/nl/sis-tarif/product/ALB44036 | https://eref.se.com/be/fr/sis-tarif/product/ALB44036
Schneider Electric | Schneider Electric | 01022021 |  | Schneider Electric |  | SED | ALB44051 |  |  | 6.05 |  | 1 |  | 10 | Wisselschakelaar polar wit | Inter va et vient blanc polaire |  | TWO-WAY SWITCH 10A | [8 empty] | 09.07 | 1 | [8 empty] | 10 | 3606480460999 | 0 |  | 29 | 5 | 5 | 3 | 0.075 | 13606480460996 | 10 | 324 | 22 | 9 | 9 |  | 43606480460997 | 280 | 10002 | 60 | 40 | 30 | [10 empty] | 6 | N | [12 empty] | SA1 | PA | 8536508090 | [14 empty] | Altira - schakelaar - 2-weg schakelaar - 16 A - polarwit | Altira - interrupteur - interrupteur bidirectionnel - 16 A - blanc polaire | [17 empty] | https://eref.se.com/be/nl/sis-tarif/product/ALB44051 | https://eref.se.com/be/fr/sis-tarif/product/ALB44051
Schneider Electric | Schneider Electric | 01022021 |  | Schneider Electric |  | SED | ALB44053 |  |  | 9.35 |  | 1 |  | 10 | Tweepolige schakelaar polar wit | Inter bipolaire sa blanc polaire |  | TWO POLE SWITCH 16A | [8 empty] | 09.07 | 1 | [8 empty] | 10 | 3606480463204 | 0 |  | 31 | 5 | 5 | 4 | 0.1 | 13606480463201 | 10 | 344 | 22 | 9 | 9 |  | 43606480463202 | 40 | 1680 | 40 | 30 | 15 | [10 empty] | 6 | N | [12 empty] | SA1 | PA | 8536508090 | [14 empty] | Altira - schakelaar - 2-polige schakelaar - 16 A - polarwit | Altira - interrupteur - interrupteur bipolaire - 16 A - blanc polaire | [17 empty] | https://eref.se.com/be/nl/sis-tarif/product/ALB44053 | https://eref.se.com/be/fr/sis-tarif/product/ALB44053
Schneider Electric | Schneider Electric | 01022021 |  | Schneider Electric |  | SED | ALB44054 |  |  | 12.25 |  | 1 |  | 10 | Kruisschakelaar polar wit | Inter permutateur blanc polaire |  | INTERMEDIATE SWITCH 16A | [8 empty] | 09.07 | 1 | [8 empty] | 10 | 3606480463211 | 0 |  | 36 | 5 | 5 | 4 | 0.1 | 13606480463218 | 10 | 385 | 22 | 9 | 9 |  | 43606480463219 | 40 | 2031 | 40 | 30 | 15 |  |  | 640 | 40390 | 60 | 80 | 60 |  |  |  | 17 | N | [12 empty] | SA1 | PA | 8536508090 | [14 empty] | Altira - schakelaar - tussenschakelaar - 16 A - polarwit | Altira - interrupteur - interrupteur intermédiaire - 16 A - blanc polaire | [17 empty] | https://eref.se.com/be/nl/sis-tarif/product/ALB44054 | https://eref.se.com/be/fr/sis-tarif/product/ALB44054
Schneider Electric | Schneider Electric | 01022021 |  | Schneider Electric |  | SED | ALB44056 |  |  | 11.15 |  | 1 |  | 10 | Dubbele wisselschakelaar polar wit | Inter double va et vient blanc polaire |  | DOUBLE TWO-WAY SWITCH 10A | [8 empty] | 09.07 | 1 | [8 empty] | 10 | 3606480463242 | 0 |  | 34 | 5 | 5 | 3 | 0.075 | 13606480463249 | 10 | 384 | 9 | 21.4 | 9 |  | 43606480463240 | 280 | 11350 | 60 | 40 | 30 | [10 empty] | 6 | N | [12 empty] | SA1 | PA | 8536508090 | [14 empty] | Altira - schakelaar - dubbele 2-weg schakelaar - 16 A - polarwit | Altira - interrupteur - interrupteur bidirectionnel double - 16 A -blanc polaire | [17 empty] | https://eref.se.com/be/nl/sis-tarif/product/ALB44056 | https://eref.se.com/be/fr/sis-tarif/product/ALB44056
Schneider Electric | Schneider Electric | 01022021 |  | Schneider Electric |  | SED | ALB44060 |  |  | 9.54 |  | 1 |  | 10 | Drukknop NO polar wit | Poussoir sa 1NO blanc polaire |  | One-way push-button 10A | [8 empty] | 09.07 | 1 | [8 empty] | 10 | 3606480463228 | 0 |  | 27 | 5 | 5 | 3 | 0.075 | 13606480463225 | 10 | 316 | 9 | 21.4 | 9 |  | 43606480463226 | 280 | 9476 | 40 | 60 | 30 | [10 empty] | 6 | N | [12 empty] | SA1 | PA | 8536508090 | [14 empty] | Altira - drukknop - 1-weg drukknop - 10 A - polarwit | Altira - bouton-poussoir - bouton-poussoir unidirectionnel - 10 A -blanc polaire | [17 empty] | https://eref.se.com/be/nl/sis-tarif/product/ALB44060 | https://eref.se.com/be/fr/sis-tarif/product/ALB44060
Schneider Electric | Schneider Electric | 01022021 |  | Schneider Electric |  | SED | ALB44062 |  |  | 12.15 |  | 1 |  | 10 | Drukknop met etikethouder NO polar wit | Pouss porte étiquet 1NO blanc polaire |  | 1way push-button w/lum. label holder 16A | [8 empty] | 09.07 | 1 | [8 empty] | 10 | 3606480463396 | 0 |  | 28 | 5 | 5 | 3 | 0.075 | 13606480463393 | 10 | 341 | 22 | 9 | 9 |  | 43606480463394 | 40 | 1550 | 40 | 30 | 15 |  |  | 640 | 34880 | 60 | 80 | 77 |  |  |  | 17 | N | [12 empty] | SA1 | PA | 8536508090 | [14 empty] | Altira - drukknop - verlichte labelhouder - 1-weg drukknop - 10 A - polarwit | Altira -bout.-pous.-porte étiquette lumin- bout.-pous. Unidir.-10A-blanc polaire | [17 empty] | https://eref.se.com/be/nl/sis-tarif/product/ALB44062 | https://eref.se.com/be/fr/sis-tarif/product/ALB44062
Schneider Electric | Schneider Electric | 01022021 |  | Schneider Electric |  | SED | ALB44063 |  |  | 14.93 |  | 1 |  | 10 | Dubbele drukknop NO/NO polar wit | Poussoir double sa 2NO blanc polaire |  | Double one-way push-button 16A | [8 empty] | 09.07 | 1 | [8 empty] | 1 | 3606480463259 | 0 |  | 31 | 5 | 5 | 4 | 0.1 | 13606480463256 | 10 | 356 | 9.2 | 21.4 | 9.2 |  | 43606480463257 | 120 | 4723 | 30 | 40 | 30 | [10 empty] | 17 | N | [12 empty] | SA1 | PA | 8536508090 | [14 empty] | Altira - drukknop - dubbele 1-weg drukknop - 10 A - polarwit | Altira-bouton-poussoir-bouton-poussoir unidirectionnel double-10 A-blanc polaire | [17 empty] | https://eref.se.com/be/nl/sis-tarif/product/ALB44063 | https://eref.se.com/be/fr/sis-tarif/product/ALB44063
Schneider Electric | Schneider Electric | 01022021 |  | Schneider Electric |  | SED | ALB44070 |  |  | 21.4 |  | 1 |  | 10 | Verlichte drukknop + drukknop NO/NO pola | Poussoir lumineux, poussoir 2NO blanc po |  | 1way PB w/lamp ind rocker + 1way PB 16A | [8 empty] | 09.07 | 1 | [8 empty] | 10 | 3606480463297 | 0 |  | 31 | 5 | 5 | 4 | 0.1 | 13606480463294 | 10 | 351 | 22 | 9 | 9 |  | 43606480463295 | 40 | 1860 | 40 | 30 | 15 | [10 empty] | 17 | N | [12 empty] | SA1 | PA | 8536508090 | [14 empty] | Altira - drukknop - dubbele 1-weg drukknop - 10 A - polarwit - verklikker | Altira - bout.-pous. -bout.-pous. Unidirect. double-10A-blanc polaire-indicateur | [17 empty] | https://eref.se.com/be/nl/sis-tarif/product/ALB44070 | https://eref.se.com/be/fr/sis-tarif/product/ALB44070
Schneider Electric | Schneider Electric | 01022021 |  | Schneider Electric |  | SED | ALB44072 |  |  | 11.97 |  | 1 |  | 10 | Verlichte drukknop NO polar wit | Poussoir sa lumineux 1NO blanc polaire |  | One-way push-button w/lamp. rocker 10A | [8 empty] | 09.07 | 1 | [8 empty] | 10 | 3606480461026 | 0 |  | 27 | 5 | 4 | 3 | 0.06 | 13606480461023 | 10 | 336 | 22 | 9 | 9 |  | 43606480461024 | 120 | 4240 | 40 | 30 | 30 | [10 empty] | 17 | N | [12 empty] | SA1 | PA | 8536508090 | [14 empty] | Altira - drukknop - 1-weg drukknop - 10 A - polarwit - verklikker | Altira -bouton-poussoir-bout.-pous. unidirectionnel-10A-blanc polaire-indicateur | [17 empty] | https://eref.se.com/be/nl/sis-tarif/product/ALB44072 | https://eref.se.com/be/fr/sis-tarif/product/ALB44072
Schneider Electric | Schneider Electric | 01022021 |  | Schneider Electric |  | SED | ALB44076 |  |  | 14.98 |  | 1 |  | 10 | Verlichte wisselschak + wisselschakelaar | Inter va et vient lumineux, va et vient |  | 2WAY SW AND 2WAY SW W/LAMP IND ROCK 16A | [8 empty] | 09.07 | 1 | [8 empty] | 10 | 3606480463303 | 0 |  | 34 | 5 | 5 | 4 | 0.1 | 13606480463300 | 10 | 388 | 22 | 9 | 9 |  | 43606480463301 | 40 | 1880 | 40 | 30 | 15 | [10 empty] | 17 | N | [12 empty] | SA1 | PA | 8536508090 | [14 empty] | Altira - schakelaar - dubbele 2-weg schakelaar - 16 A - polarwit - verklikker | Altira - interr. - interr. bidirectionnel double -16A -blanc polaire -indicateur | [17 empty] | https://eref.se.com/be/nl/sis-tarif/product/ALB44076 | https://eref.se.com/be/fr/sis-tarif/product/ALB44076
Schneider Electric | Schneider Electric | 01022021 |  | Schneider Electric |  | SED | ALB44077 |  |  | 9.35 |  | 1 |  | 10 | Verlichte wisselschakelaar polar wit | Inter va et vient lumineux blanc polaire |  | TWO-WAY SWITCH W/INDICATOR ROCKER 16A | [8 empty] | 09.07 | 1 | [8 empty] | 1 | 3606480461019 | 0 |  | 28 | 5 | 5 | 4 | 0.1 | 13606480461016 | 10 | 322 | 22 | 9 | 9 |  | 43606480461017 | 280 | 9678 | 60 | 40 | 30 | [10 empty] | 17 | N | [12 empty] | SA1 | PA | 8536508090 | [14 empty] | Altira - schakelaar - 2-weg schakelaar - 16 A - polarwit - verklikker | Altira - interr. - interrupteur bidirectionnel - 16 A - blanc polaire-indicateur | [17 empty] | https://eref.se.com/be/nl/sis-tarif/product/ALB44077 | https://eref.se.com/be/fr/sis-tarif/product/ALB44077
Schneider Electric | Schneider Electric | 01022021 |  | Schneider Electric |  | SED | ALB44083 |  |  | 2.93 |  | 1 |  | 10 | Wipper met indicatievenster 1 module pol | ALTIRA ENJ VOYANT BLCPOL |  | ROCKER W/ INDICATOR | [18 empty] | 10 | 3606480463341 | 0 |  | 5 | 5 | 5 | 2 | 0.05 | 13606480463348 | 10 | 70 | 22 | 9 | 9 |  | 43606480463349 | 40 | 735 | 40 | 30 | 15 |  |  | 640 | 23620 | 60 | 80 | 77 |  |  |  | 17 | N | [12 empty] | SA1 | PA | 3926909790 | [33 empty] | https://eref.se.com/be/nl/sis-tarif/product/ALB44083 | https://eref.se.com/be/fr/sis-tarif/product/ALB44083
Schneider Electric | Schneider Electric | 01022021 |  | Schneider Electric |  | SED | ALB44084 |  |  | 3.47 |  | 1 |  | 10 | Wipper met indicatievenster 2 modules po | ALTIRA ENJ22.5 VOY BLCPOL |  | 2 ROCKERS 22.5 MM W/ INDICATOR | [18 empty] | 10 | 3606480463310 | 0 |  | 8 | 5 | 5 | 2 | 0.05 | 13606480463317 | 10 | 145 | 22 | 9 | 9 |  | 43606480463318 | 40 | 998 | 40 | 30 | 15 |  |  | 640 | 23620 | 60 | 80 | 77 |  |  |  | 17 | N | [12 empty] | SA1 | PA | 3926909790 | [33 empty] | https://eref.se.com/be/nl/sis-tarif/product/ALB44084 | https://eref.se.com/be/fr/sis-tarif/product/ALB44084
Schneider Electric | Schneider Electric | 01022021 |  | Schneider Electric |  | SED | ALB44087 |  |  | 25.18 |  | 1 |  | 10 | Rolluikschakelaar polar wit | Inter volet roulant blanc polaire |  | BLINDS ONE-WAY SWITCH 16A | [8 empty] | 09.07 | 1 | [8 empty] | 1 | 3606480461071 | 0 |  | 36 | 5 | 5 | 4 | 0.1 | 13606480461078 | 10 | 394 | 22 | 9 | 9 |  | 43606480461079 | 120 | 5265 | 40 | 30 | 30 |  |  | 960 | 49000 | 60 | 80 | 77 |  |  |  | 17 | N | [12 empty] | SA1 | PA | 8536508090 | [14 empty] | Altira - tuimelschakelaar - 1-weg - 10A - polarwit | Altira - interrupteur à bascule - unidirectionnel - 10A - blanc polaire | [17 empty] | https://eref.se.com/be/nl/sis-tarif/product/ALB44087 | https://eref.se.com/be/fr/sis-tarif/product/ALB44087
Schneider Electric | Schneider Electric | 01022021 |  | Schneider Electric |  | SED | ALB44089 |  |  | 25.92 |  | 1 |  | 10 | Rolluikdrukknop polar wit | Poussoir volet roulant blanc polaire |  | Blinds push-button 16A | [8 empty] | 09.07 | 1 | [8 empty] | 10 | 3606480463280 | 0 |  | 35 | 5 | 5 | 3 | 0.075 | 13606480463287 | 10 | 392 | 22 | 9 | 9 |  |  | 120 | 5120 | 40 | 30 | 30 |  |  | 960 | 49480 | 60 | 80 | 60 |  |  |  | 17 | N | [12 empty] | SA1 | PA | 8536508090 | [14 empty] | Altira - drukknopschakelaar - 1-weg - 10A - polarwit | Altira - interrupteur à bouton-poussoir - unidirectionnel - 10A - blanc polaire | [17 empty] | https://eref.se.com/be/nl/sis-tarif/product/ALB44089 | https://eref.se.com/be/fr/sis-tarif/product/ALB44089
Schneider Electric | Schneider Electric | 01022021 |  | Schneider Electric |  | SED | ALB44112 |  |  | 71.59 |  | 1 |  | 1 | Bewegingsdetector 180° 40-300W polar wit | Détecteur mouv 180° 40-300W blanc polair |  | MOVEMENT DETECTOR 40 300W | [8 empty] | 09.07 | 1 | [8 empty] | 1 | 3606480571220 | 0 |  | 115 | 10 | 10 | 9 | 0.9 | [7 empty] | 43606480571228 | 36 | 4723 | 40 | 30 | 30 | [10 empty] | 17 | N | [12 empty] | SA1 | PA | 8536508090 | [14 empty] | Altira - bewegingsmelder 300 W - 1-weg - polarwit | Altira - détecteur de mouvement 300 W - unidirectionnel - blanc polaire | [17 empty] | https://eref.se.com/be/nl/sis-tarif/product/ALB44112 | https://eref.se.com/be/fr/sis-tarif/product/ALB44112
Schneider Electric | Schneider Electric | 01022021 |  | Schneider Electric |  | SED | ALB44113 |  |  | 80.33 |  | 1 |  | 1 | Bewegingsdetector 180° 5A-1840W/VA univ | Détecteur mouv 180° 5A 1840W VA univ bla |  | MOVEMENT DETECTOR UNIVERSAL 10A 2300W | [8 empty] | 09.07 | 1 | [8 empty] | 1 | 3606480463457 | 0 |  | 104 | 10 | 10 | 9 | 0.9 | [7 empty] | 43606480463455 | 36 | 4292 | 40 | 30 | 30 | [10 empty] | 6 | N | [12 empty] | SA1 | PA | 8536508090 | [14 empty] | Altira - bewegingsmelder 8 A - 1-weg - polarwit | Altira - détecteur de mouvement 8 A - unidirectionnel - blanc polaire | [17 empty] | https://eref.se.com/be/nl/sis-tarif/product/ALB44113 | https://eref.se.com/be/fr/sis-tarif/product/ALB44113
Schneider Electric | Schneider Electric | 01022021 |  | Schneider Electric |  | SED | ALB44139 |  |  | 86.12 |  | 1 |  | 1 | Tijdschakelaar 2s-12min 8A / 1840W polar | Inter temp 2s 12mn 8a 1840w blanc polair |  | TIME DELAY SWITCH 8A 1800W 2S 12MIN | [8 empty] | 09.07 | 1 | [8 empty] | 1 | 3606480463471 | 0 |  | 92 | 10 | 10 | 9 | 0.9 | [7 empty] | 43606480463479 | 36 | 3880 | 40 | 30 | 30 | [10 empty] | 6 | N | [12 empty] | SA1 | PA | 8536508090 | [14 empty] | Altira - schakelaar vertraagde werking - 2 seconden tot 12 minuten - polarwit | Altira - interrupteur à temporisation - 2 secondes à 12 minutes - blanc polaire | [17 empty] | https://eref.se.com/be/nl/sis-tarif/product/ALB44139 | https://eref.se.com/be/fr/sis-tarif/product/ALB44139
Schneider Electric | Schneider Electric | 01022021 |  | Schneider Electric |  | SED | ALB44190 |  |  | 59.93 |  | 1 |  | 1 | Universele drukknopdimmer 0-350W/VA pola | Variateur poussoir 20-350W VA universel |  | PUSHBUTTON UNIVERSAL DIMMER 20 350W VA. | [8 empty] | 09.07 | 1 | [8 empty] | 1 | 3606480463532 | 0 |  | 92 | 10 | 10 | 9 | 0.9 | [7 empty] | 43606480463530 | 36 | 3853 | 40 | 30 | 30 | [10 empty] | 6 | N | [12 empty] | SA1 | PA | 8536508090 | [14 empty] | Altira - drukknop/universele dimmer - 0-350W/VA - polarwit | Altira - variateur universel à bouton-poussoir - 0-350W/VA - blanc polaire | [17 empty] | https://eref.se.com/be/nl/sis-tarif/product/ALB44190 | https://eref.se.com/be/fr/sis-tarif/product/ALB44190
Schneider Electric | Schneider Electric | 01022021 |  | Schneider Electric |  | SED | ALB44192 |  |  | 39.95 |  | 1 |  | 1 | Rotatieve dimmer 40-400W polar wit | Variateur rotatif 40-400W, va et vient b |  | 2WAY SWITCH ROTARY DIMMER 40 400W VA | [8 empty] | 09.07 | 1 | [8 empty] | 1 | 3606480571237 | 0 |  | 117 | 10 | 10 | 9 | 0.9 | [7 empty] | 43606480571235 | 36 | 4796 | 40 | 30 | 30 | [10 empty] | 6 | N | [12 empty] | SA1 | PA | 8536508090 | [14 empty] | Altira - roterende dimmer - 2-weg schakelaar - 40-400W/VA - polarwit | Altira - variateur rotatif - interr. bidirectionnel - 40-400W/VA - blanc polaire | [17 empty] | https://eref.se.com/be/nl/sis-tarif/product/ALB44192 | https://eref.se.com/be/fr/sis-tarif/product/ALB44192
Schneider Electric | Schneider Electric | 01022021 |  | Schneider Electric |  | SED | ALB44194 |  |  | 53.96 |  | 1 |  | 1 | Rotatieve dimmer 400VA fluo 1-10V polar | Variateur rotatif 400VA fluo blanc polai |  | ROTARYDIMMER 400VA FOR FLUO TUBES 1 10V | [8 empty] | 09.07 | 1 | [8 empty] | 1 | 3606480463556 | 0 |  | 85.9 | 10 | 10 | 9 | 0.9 | 3606480463556 | 1 | 86 | 9.5 | 9.5 | 8.5 |  | 43606480463554 | 36 | 3626 | 40 | 30 | 30 | [10 empty] | 6 | N | [12 empty] | SA1 | PA | 8536508090 | [14 empty] | Altira - roterende dimmer - 400VA voor fluorescentiebuizen 1-10V - polarwit | Altira - variateur rotatif - 400VA pour tubes fluorescents 1-10V - blanc polaire | [17 empty] | https://eref.se.com/be/nl/sis-tarif/product/ALB44194 | https://eref.se.com/be/fr/sis-tarif/product/ALB44194
Schneider Electric | Schneider Electric | 01022021 |  | Schneider Electric |  | SED | ALB44195 |  |  | 169.28 |  | 1 |  | 1 | Rot dimmer 40-1000W/VA gloeilamp & halog | Variateur rotatif 40-1000W VA inca halo |  | ROTARY DIMMER RL 40 1000W VA | [8 empty] | 09.07 | 1 | [8 empty] | 1 | 3606480463563 | 0 |  | 168 | 10 | 10 | 9 | 0.9 | [7 empty] | 43606480463561 | 36 | 6598 | 40 | 30 | 30 | [10 empty] | 6 | N | [12 empty] | SA1 | PA | 8536508090 | [14 empty] | Altira - roterende dimmer - 40-1000W/VA - polarwit | Altira - variateur rotatif - 40-1000W/VA - blanc polaire | [17 empty] | https://eref.se.com/be/nl/sis-tarif/product/ALB44195 | https://eref.se.com/be/fr/sis-tarif/product/ALB44195
Schneider Electric | Schneider Electric | 01022021 |  | Schneider Electric |  | SED | ALB44212 |  |  | 9.24 |  | 1 |  | 10 | Stopcontact 2P+A 45°-90° Rotoclip polar | PC 2P+T 45-90° Rotoclip blanc polaire |  | FR SO ROTOCLIP 2P E SHUTTERED | [8 empty] | 09.07 | 1 | [8 empty] | 10 | 3606480461040 | 0 |  | 34 | 5 | 5 | 4 | 0.1 | 13606480461047 | 10 | 382 | 21.5 | 9 | 9 |  | 43606480461048 | 280 | 11948 | 60 | 40 | 30 | [10 empty] | 9 | N | [12 empty] | SA1 | PA | 8536699099 | [14 empty] | Altira - 1 SO - ROTOCLIP - 2P+E met kleppen - penaarding - polarwit | Altira - 1 SO - ROTOCLIP - 2P+E avec obturateurs - broche terre - blanc polaire | [17 empty] | https://eref.se.com/be/nl/sis-tarif/product/ALB44212 | https://eref.se.com/be/fr/sis-tarif/product/ALB44212
Schneider Electric | Schneider Electric | 01022021 |  | Schneider Electric |  | SED | ALB44222 |  |  | 14.06 |  | 1 |  | 10 | DUBBEL STOPCONTACT 2P+A 45° polar wit | PC bloc double 2P+T 45° blanc polaire |  | 2 SO FR 45 2P E SHUTTERED | [8 empty] | 09.07 | 1 | [8 empty] | 1 | 3606480463600 | 0 |  | 90 | 9 | 5 | 4 | 0.18 | 13606480463607 | 10 | 984 | 21 | 11 | 20 |  | 43606480463608 | 70 | 7764 | 60 | 40 | 30 |  | 73606480463609 | 280 | 42616 | 120 | 80 | 45 |  |  |  | 6 | N | [12 empty] | SA1 | PA | 8536699099 | [14 empty] | Altira - 2 SO - 2P+E met kleppen - penaarding - polarwit | Altira - 2 SO - 2P+E avec obturateurs - broche terre - blanc polaire | [17 empty] | https://eref.se.com/be/nl/sis-tarif/product/ALB44222 | https://eref.se.com/be/fr/sis-tarif/product/ALB44222
Schneider Electric | Schneider Electric | 01022021 |  | Schneider Electric |  | SED | ALB44223 |  |  | 16.32 |  | 1 |  | 10 | Dubbel stopcontact 2P+A met controlampje | PC bloc double 2P+T 45° lumineuse blanc |  | 2X FR SO 45 2P E SHUTTERED W.IND. LAMP | [8 empty] | 09.07 | 1 | [8 empty] | 10 | 3606480463617 | 0 |  | 90 | 10 | 5 | 4 | 0.2 | 13606480463614 | 10 | 990 | 21 | 11 | 20 |  |  | 30 | 3457 | 40 | 30 | 30 | [10 empty] | 9 | N | [12 empty] | SA1 | PA | 8536699099 | [14 empty] | Altira - 2 SO - 2P+E met kleppen - penaarding - lamp - polarwit | Altira - 2 SO - 2P+E avec obturateurs - broche terre - lampe - blanc polaire | [17 empty] | https://eref.se.com/be/nl/sis-tarif/product/ALB44223 | https://eref.se.com/be/fr/sis-tarif/product/ALB44223
Schneider Electric | Schneider Electric | 01022021 |  | Schneider Electric |  | SED | ALB44232 |  |  | 18.88 |  | 1 |  | 10 | Driev stopcontact 2P+A 45° polar wit | PC bloc triple 2P+T 45° blanc polaire |  | 3 SO FR 45 2P E SHUTTERED | [8 empty] | 09.07 | 1 | [8 empty] | 10 | 3606480463631 | 0 |  | 124 | 16 | 7 | 5 | 0.56 | 13606480463638 | 10 | 1317 | 19.8 | 21 | 10.7 |  | 43606480463639 | 70 | 9337 | 60 | 40 | 30 |  | 73606480463630 | 280 | 51940 | 80 | 120 | 45 |  |  |  | 6 | N | [12 empty] | SA1 | PA | 8536699099 | [14 empty] | Altira - 3 SO - 2P+E met kleppen - penaarding - polarwit | Altira - 3 SO - 2P+E avec obturateurs - broche terre - blanc polaire | [17 empty] | https://eref.se.com/be/nl/sis-tarif/product/ALB44232 | https://eref.se.com/be/fr/sis-tarif/product/ALB44232
Schneider Electric | Schneider Electric | 01022021 |  | Schneider Electric |  | SED | ALB44233 |  |  | 21.93 |  | 1 |  | 10 | Driev stopcontact 2P+A met controlampje | PC bloc triple 2P+T 45° lumineuse blanc |  | 3X FR SO 45 2P E SHUTTERED W.IND. LAMP | [8 empty] | 09.07 | 1 | [8 empty] | 10 | 3606480463648 | 0 |  | 124 | 14 | 5 | 4 | 0.28 | 13606480463645 | 10 | 1332 | 21 | 11 | 20 |  | 23606480463642 | 30 | 4727 | 40 | 30 | 30 | [10 empty] | 9 | N | [12 empty] | SA1 | PA | 8536699099 | [14 empty] | Altira - 3 SO - 2P+E met kleppen - penaarding - polarwit | Altira - 3 SO - 2P+E avec obturateurs - broche terre - blanc polaire | [17 empty] | https://eref.se.com/be/nl/sis-tarif/product/ALB44233 | https://eref.se.com/be/fr/sis-tarif/product/ALB44233
Schneider Electric | Schneider Electric | 01022021 |  | Schneider Electric |  | SED | ALB44252 |  |  | 14.35 |  | 1 |  | 10 | DUBBEL STOPCONTACT SHUKO polar wit | Prise double Shuko blanc polaire |  | 2X GE SO 45 2P SIDE E SHUTTERED | [8 empty] | 09.07 | 1 | [8 empty] | 10 | 3606480463624 | 0 |  | 90.5 | 9 | 5 | 5 | 0.225 | 13606480463621 | 10 | 996 | 21 | 19.5 | 11 |  | 43606480463622 | 70 | 7622 | 60 | 40 | 30 | [10 empty] | 6 | N | [12 empty] | SA1 | PA | 8536699099 | [14 empty] | Altira - 2 SO - 2P+E met kleppen - randaarding - polarwit | Altira - 2 SO - 2P+E avec obturateurs - terre latérale - blanc polaire | [17 empty] | https://eref.se.com/be/nl/sis-tarif/product/ALB44252 | https://eref.se.com/be/fr/sis-tarif/product/ALB44252
Schneider Electric | Schneider Electric | 01022021 |  | Schneider Electric |  | SED | ALB44262 |  |  | 18.88 |  | 1 |  | 10 | DRIEV STOPCONTACT RANDAARDE 2P+A 45° pol | PC BLOC TRIPLE ALLEMAND 2P T 45 blanc po |  | 3X GE SO 45 2P SIDE E SHUTTERED | [8 empty] | 09.07 | 1 | [8 empty] | 10 | 3606480463662 | 0 |  | 128.5 | 14 | 5 | 5 | 0.35 | 13606480463669 | 10 | 1372 | 21 | 19.5 | 10.5 |  | 43606480463660 | 70 | 10263 | 60 | 40 | 30 | [10 empty] | 9 | N | [12 empty] | SA1 | PA | 8536699099 | [14 empty] | Altira - 3 SO - 2P+E met kleppen - randaarding - polarwit | Altira - 3 SO - 2P+E avec obturateurs - terre latérale - blanc polaire | [17 empty] | https://eref.se.com/be/nl/sis-tarif/product/ALB44262 | https://eref.se.com/be/fr/sis-tarif/product/ALB44262
Schneider Electric | Schneider Electric | 01022021 |  | Schneider Electric |  | SED | ALB44271 |  |  | 11.05 |  | 1 |  | 10 | Stpcont schroefaansluit polarisatiesyst | PC 2P+T 90° à vis détrompage blanc polai |  | SO FR 2P+E shuttered tamperproof red | [8 empty] | 09.07 | 1 | [8 empty] | 10 | 3606480463693 | 0 |  | 38 | 5 | 5 | 4 | 0.1 | 13606480463690 | 10 | 423 | 22 | 9 | 9 |  | 43606480463691 | 120 | 5563 | 40 | 30 | 30 | [10 empty] | 9 | N | [12 empty] | SA1 | PA | 8536699099 | [14 empty] | Altira - 1 SO - 2P+E verzegeld & klep - penaarding - polarwit | Altira - 1 SO - 2P+E inviolable et obturateur - broche terre - blanc polaire | [17 empty] | https://eref.se.com/be/nl/sis-tarif/product/ALB44271 | https://eref.se.com/be/fr/sis-tarif/product/ALB44271
Schneider Electric | Schneider Electric | 01022021 |  | Schneider Electric |  | SED | ALB44272 |  |  | 5 |  | 1 |  | 10 | Stopcontact 2P+A schroefaansluiting pola | PC 2P+T 90° à vis blanc polaire |  | FRENCH SO 2P E SHUTTERED SCREW | [8 empty] | 09.07 | 1 | [8 empty] | 10 | 3606480463709 | 0 |  | 38 | 5 | 5 | 4 | 0.1 | 13606480463706 | 10 | 422 | 9 | 21.4 | 9.2 |  | 43606480463707 | 280 | 12601 | 60 | 40 | 30 | [10 empty] | 6 | N | [12 empty] | SA1 | PA | 8536699099 | [14 empty] | Altira - 1 SO - 2P+E met kleppen - penaarding - polarwit | Altira - 1 SO - 2P+E avec obturateurs - broche terre - blanc polaire | [17 empty] | https://eref.se.com/be/nl/sis-tarif/product/ALB44272 | https://eref.se.com/be/fr/sis-tarif/product/ALB44272
Schneider Electric | Schneider Electric | 01022021 |  | Schneider Electric |  | SED | ALB44277 |  |  | 4.78 |  | 1 |  | 10 | Enkele stopcontact 2P+A wit polar wit | Prise simple 2P+T blanche blanc polaire |  | FR SOCKET-OUTLET 2P E SHUTT WHITE POLAR | [8 empty] | 09.07 | 1 | [8 empty] | 10 | 3606480426421 | 0 |  | 31 | 5 | 5 | 4 | 0.1 | 13606480426428 | 10 | 366 | 21.5 | 9 | 9 |  | 43606480426429 | 120 | 4844 | 40 | 30 | 30 | [10 empty] | 6 | N | [12 empty] | SA1 | PA | 8536901000 | [14 empty] | Altira - 1 SO - 2P+E met kleppen - penaarding - polarwit | Altira - 1 SO - 2P+E avec obturateurs - broche terre - blanc polaire | [17 empty] | https://eref.se.com/be/nl/sis-tarif/product/ALB44277 | https://eref.se.com/be/fr/sis-tarif/product/ALB44277
Schneider Electric | Schneider Electric | 01022021 |  | Schneider Electric |  | SED | ALB44282 |  |  | 8.79 |  | 1 |  | 10 | ENKELE STOPCONTACT SHUKO polar wit | Prise simple 2P+T standard all sans vis |  | GERMAN SO 45 2P SIDE E SHUTTERED | [8 empty] | 09.07 | 1 | [8 empty] | 10 | 3606480463716 | 0 |  | 36 | 5 | 5 | 4 | 0.1 | 13606480463713 | 10 | 403 | 22 | 9 | 9 |  | 43606480463714 | 280 | 12050 | 60 | 40 | 30 | [10 empty] | 6 | N | [12 empty] | SA1 | PA | 8536699099 | [14 empty] | Altira - 1 SO - 2P+E met kleppen - randaarding - polarwit | Altira - 1 SO - 2P+E avec obturateurs - terre latérale - blanc polaire | [17 empty] | https://eref.se.com/be/nl/sis-tarif/product/ALB44282 | https://eref.se.com/be/fr/sis-tarif/product/ALB44282
Schneider Electric | Schneider Electric | 01022021 |  | Schneider Electric |  | SED | ALB44305N |  |  | 10.12 |  | 1 |  | 10 | ENKELVOUDIG RJ45 CAT5E UTP S-ONE polar w | PRISE RJ45 CAT5E UTP ALTIRA S-ONE blanc |  | ALTIRA 1XRJ45 S ONE CAT5E UTP PWHITE | [8 empty] | 09.07 | 1 | [8 empty] | 10 | 3606480463723 | 0 |  | 25 | 6 | 8 | 3 | 0.144 | 13606480463720 | 10 | 313 | 2.15 | 1.75 | 0.9 |  | 43606480463721 | 120 | 4646 | 60 | 40 | 30 | [10 empty] | 6 | N | [12 empty] | SA1 | PA | 8536699099 | [33 empty] | https://eref.se.com/be/nl/sis-tarif/product/ALB44305N | https://eref.se.com/be/fr/sis-tarif/product/ALB44305N
Schneider Electric | Schneider Electric | 01022021 |  | Schneider Electric |  | SED | ALB44306N |  |  | 12.91 |  | 1 |  | 10 | ENKELVOUDIG RJ45 CAT6 UTP S-ONE polar wi | PRISE RJ45 CAT6 UTP ALTIRA S-ONE blanc p |  | ALTIRA 1XRJ45 S ONE CAT6 UTP PWHITE | [8 empty] | 09.07 | 1 | [8 empty] | 10 | 3606480463730 | 0 |  | 25 | 9 | 5 | 3 | 0.135 | 13606480463737 | 10 | 313 | 21.5 | 17.5 | 9.2 |  | 43606480463738 | 120 | 4618 | 60 | 40 | 30 | [10 empty] | 6 | N | [12 empty] | SA1 | PA | 8536699099 | [33 empty] | https://eref.se.com/be/nl/sis-tarif/product/ALB44306N | https://eref.se.com/be/fr/sis-tarif/product/ALB44306N
Schneider Electric | Schneider Electric | 01022021 |  | Schneider Electric |  | SED | ALB44311 |  |  | 6.45 |  | 1 |  | 10 | Enkele TV contactdoos polar wit | Prise TV simple blanc polaire |  | TV TERMINAL SOCKET | [8 empty] | 09.07 | 1 | [8 empty] | 10 | 3606480463952 | 0 |  | 59 | 5 | 5 | 3 | 0.075 | 13606480463959 | 10 | 1590 | 22 | 9 | 9 |  | 43606480463950 | 120 | 7492 | 40 | 30 | 30 |  | 73606480463951 | 3360 | 222912 | 120 | 80 | 50 |  |  |  | 6 | N | [12 empty] | SA1 | PA | 8536699099 | [14 empty] | Altira - TV enkele afscherming - polarwit | Altira - blindage simple TV - blanc polaire | [17 empty] | https://eref.se.com/be/nl/sis-tarif/product/ALB44311 | https://eref.se.com/be/fr/sis-tarif/product/ALB44311
Schneider Electric | Schneider Electric | 01022021 |  | Schneider Electric |  | SED | ALB44312 |  |  | 7.14 |  | 1 |  | 10 | Enkele SAT contactdoos polar wit | Prise SAT simple blanc polaire |  | SAT SOCKET ALTIRA | [8 empty] | 09.07 | 1 | [8 empty] | 10 | 3606480463969 | 0 |  | 53 | 5 | 5 | 3 | 0.075 | 13606480463966 | 10 | 575 | 22 | 9 | 9 |  | 43606480463967 | 120 | 7387 | 40 | 30 | 30 | [10 empty] | 9 | N | [12 empty] | SA1 | PA | 8536699099 | [14 empty] | Altira - SAT enkele afscherming - polarwit | Altira - blindage simple SAT - blanc polaire | [17 empty] | https://eref.se.com/be/nl/sis-tarif/product/ALB44312 | https://eref.se.com/be/fr/sis-tarif/product/ALB44312
Schneider Electric | Schneider Electric | 01022021 |  | Schneider Electric |  | SED | ALB44315N |  |  | 9.41 |  | 1 |  | 10 | ENKELVOUDIG RJ45 CAT5E FTP S-ONE polar w | Prise RJ45 double CAT5 FTP Actassi S-ON |  | ALTIRA 1XRJ45 S ONE CAT5E FTP PWHITE | [8 empty] | 09.07 | 1 | [8 empty] | 120 | 3606480463747 | 0 |  | 48 | 8 | 6 | 3 | 0.144 | 13606480463744 | 10 | 548 | 21.5 | 17.5 | 9 |  | 43606480463745 | 120 | 7828 | 60 | 40 | 30 | [10 empty] | 9 | N | [12 empty] | SA1 | PA | 8536699099 | [33 empty] | https://eref.se.com/be/nl/sis-tarif/product/ALB44315N | https://eref.se.com/be/fr/sis-tarif/product/ALB44315N
Schneider Electric | Schneider Electric | 01022021 |  | Schneider Electric |  | SED | ALB44316N |  |  | 11.18 |  | 1 |  | 10 | ENKELVOUDIG RJ45 CAT6 FTP S-ONE polar wi | Prise RJ45 double CAT6 FTP Actassi S-ON |  | ALTIRA 1XRJ45 S ONE CAT6 FTP PWHITE | [8 empty] | 09.07 | 1 | [8 empty] | 10 | 3606480463754 | 0 |  | 48 | 9 | 5 | 3 | 0.135 | 13606480463751 | 10 | 553 | 21.5 | 17.5 | 9.3 |  | 43606480463752 | 120 | 7402 | 60 | 40 | 30 |  |  | 480 | 43552 | 120 | 80 | 50 |  |  |  | 6 | N | [12 empty] | SA1 | PA | 8536699099 | [33 empty] | https://eref.se.com/be/nl/sis-tarif/product/ALB44316N | https://eref.se.com/be/fr/sis-tarif/product/ALB44316N
Schneider Electric | Schneider Electric | 01022021 |  | Schneider Electric |  | SED | ALB44317N |  |  | 14.72 |  | 1 |  | 10 | ENKELVOUDIG RJ45 CAT6A FTP S-ONE polar w | Prise RJ45 double CAT6A FTP Actassi S-O |  | ALTIRA 1XRJ45 S ONE CAT6A FTP PWHITE | [8 empty] | 09.07 | 1 | [8 empty] | 10 | 3606480463860 | 0 |  | 48 | 10 | 6 | 3 | 0.18 | 13606480463867 | 10 | 548 | 21.5 | 17.5 | 9.2 |  | 43606480463868 | 20 | 1551 | 40 | 30 | 15 | [10 empty] | 6 | N | [12 empty] | SA1 | PA | 8536699099 | [33 empty] | https://eref.se.com/be/nl/sis-tarif/product/ALB44317N | https://eref.se.com/be/fr/sis-tarif/product/ALB44317N
Schneider Electric | Schneider Electric | 01022021 |  | Schneider Electric |  | SED | ALB44322 |  |  | 25.43 |  | 1 |  | 5 | TV-FM-SAT contactdoos 2 ingang 3 uitgang | Prise TV-FM-SAT 2e 3s blanc polaire |  | TV FM SAT SOCKET ALTIRA | [8 empty] | 09.07 | 1 | [8 empty] | 60 | 3606480463976 | 0 |  | 63 | 5 | 5 | 3 | 0.075 | 13606480463973 | 5 | 315 | 22 | 9 | 9 |  | 43606480463974 | 60 | 4267 | 40 | 30 | 30 | [10 empty] | 9 | N | [12 empty] | SA1 | PA | 8536699099 | [33 empty] | https://eref.se.com/be/nl/sis-tarif/product/ALB44322 | https://eref.se.com/be/fr/sis-tarif/product/ALB44322
Schneider Electric | Schneider Electric | 01022021 |  | Schneider Electric |  | SED | ALB44324 |  |  | 24.13 |  | 1 |  | 10 | TV-FM contactdoos aftakking polar wit | Prise TV-FM dérivation blanc polaire |  | TV FM SOCKET ALTIRA | [8 empty] | 09.07 | 1 | [8 empty] | 10 | 3606480463990 | 0 |  | 60 | 5 | 5 | 3 | 0.075 | 13606480463997 | 10 | 641 | 22 | 9 | 9 |  | 43606480463998 | 120 | 8179 | 40 | 30 | 30 | [10 empty] | 14 | N | [12 empty] | SA1 | PA | 8536699099 | [33 empty] | https://eref.se.com/be/nl/sis-tarif/product/ALB44324 | https://eref.se.com/be/fr/sis-tarif/product/ALB44324
Schneider Electric | Schneider Electric | 01022021 |  | Schneider Electric |  | SED | ALB44325N |  |  | 18.47 |  | 1 |  | 10 | DUBBEL RJ45 CAT5E UTP S-ONE polar wit | PRISE DBLE RJ45 CAT5E UTP ALTIRA S-ONE b |  | ALTIRA 2XRJ45 S ONE CAT5E UTP PWHITE | [8 empty] | 09.07 | 1 | [8 empty] | 10 | 3606480463785 | 0 |  | 33 | 5 | 9 | 3 | 0.135 | 13606480463782 | 10 | 396 | 2.14 | 1.73 | 0.92 |  | 43606480463783 | 120 | 5582 | 60 | 40 | 30 | [10 empty] | 6 | N | [12 empty] | SA1 | PA | 8536699099 | [33 empty] | https://eref.se.com/be/nl/sis-tarif/product/ALB44325N | https://eref.se.com/be/fr/sis-tarif/product/ALB44325N
Schneider Electric | Schneider Electric | 01022021 |  | Schneider Electric |  | SED | ALB44326N |  |  | 22.81 |  | 1 |  | 10 | DUBBEL RJ45 CAT6 UTP S-ONE polar wit | PRISE DBLE RJ45 CAT6 UTP ALTIRA S-ONE bl |  | ALTIRA 2XRJ45 S ONE CAT6 UTP PWHITE | [8 empty] | 09.07 | 1 | [8 empty] | 10 | 3606480463792 | 0 |  | 33 | 5 | 9 | 3 | 0.135 | 13606480463799 | 10 | 397 | 2.15 | 1.75 | 0.93 |  | 43606480463790 | 120 | 5580 | 60 | 40 | 30 | [10 empty] | 6 | N | [12 empty] | SA1 | PA | 8536699099 | [33 empty] | https://eref.se.com/be/nl/sis-tarif/product/ALB44326N | https://eref.se.com/be/fr/sis-tarif/product/ALB44326N
Schneider Electric | Schneider Electric | 01022021 |  | Schneider Electric |  | SED | ALB44327 |  |  | 24.13 |  | 1 |  | 10 | TV-FM CONTACTDOOS 2 UITG polar wit | Prise TV-FM 2s retour FM blanc polaire |  | TV / FM SOCKET (FM PASSAGE) | [8 empty] | 09.07 | 1 | [8 empty] | 120 | 3606480464003 | 0 |  | 55 | 5 | 5 | 3 | 0.075 | 13606480464000 | 10 | 592 | 22 | 9 | 9 |  | 43606480464001 | 120 | 7591 | 40 | 30 | 30 |  | 73606480464002 | 2880 | 199608 | 120 | 80 | 50 |  |  |  | 9 | N | [12 empty] | SA1 | PA | 8536699099 | [33 empty] | https://eref.se.com/be/nl/sis-tarif/product/ALB44327 | https://eref.se.com/be/fr/sis-tarif/product/ALB44327
Schneider Electric | Schneider Electric | 01022021 |  | Schneider Electric |  | SED | ALB44329 |  |  | 25.43 |  | 1 |  | 5 | TV-FM-SAT CONTACTDOOS A INGANG 3 UITGANG | Prise TV-FM-SAT 1e 3s blanc polaire |  | TV FM SAT TERMINAL SOCKET 1 ENTRY ALTIRA | [8 empty] | 09.07 | 1 | [8 empty] | 5 | 3606480463983 | 0 |  | 91 | 7 | 7 | 2 | 0.098 | 13606480463980 | 5 | 491 | 21.3 | 8.8 | 8.8 |  | 43606480463981 | 20 | 2419 | 40 | 30 | 15 | [10 empty] | 17 | N | [12 empty] | SA1 | PA | 8536699099 | [33 empty] | https://eref.se.com/be/nl/sis-tarif/product/ALB44329 | https://eref.se.com/be/fr/sis-tarif/product/ALB44329
Schneider Electric | Schneider Electric | 01022021 |  | Schneider Electric |  | SED | ALB44335N |  |  | 17.66 |  | 1 |  | 10 | DUBBEL RJ45 CAT5E FTP S-ONE polar wit | Prise RJ45 double CAT5 FTP Actassi S-ON |  | ALTIRA 2XRJ45 S ONE CAT5E FTP PWHITE | [8 empty] | 09.07 | 1 | [8 empty] | 10 | 3606480463808 | 0 |  | 80 | 9 | 6 | 3 | 0.162 | 13606480463805 | 10 | 871 | 21.5 | 17.5 | 9.3 |  | 43606480463806 | 120 | 11704 | 60 | 40 | 30 | [10 empty] | 9 | N | [12 empty] | SA1 | PA | 8536699099 | [33 empty] | https://eref.se.com/be/nl/sis-tarif/product/ALB44335N | https://eref.se.com/be/fr/sis-tarif/product/ALB44335N
Schneider Electric | Schneider Electric | 01022021 |  | Schneider Electric |  | SED | ALB44336N |  |  | 20.59 |  | 1 |  | 10 | DUBBEL RJ45 CAT6 FTP S-ONE polar wit | Prise RJ45 double CAT6 FTP Actassi S-ON |  | ALTIRA 2XRJ45 S ONE CAT6 FTP PWHITE | [8 empty] | 09.07 | 1 | [8 empty] | 10 | 3606480463815 | 0 |  | 79 | 10 | 5 | 3 | 0.15 | 13606480463812 | 10 | 867 | 21.4 | 17.5 | 8.6 |  | 43606480463813 | 120 | 11656 | 60 | 40 | 30 | [10 empty] | 6 | N | [12 empty] | SA1 | PA | 8536699099 | [33 empty] | https://eref.se.com/be/nl/sis-tarif/product/ALB44336N | https://eref.se.com/be/fr/sis-tarif/product/ALB44336N
Schneider Electric | Schneider Electric | 01022021 |  | Schneider Electric |  | SED | ALB44337N |  |  | 25.89 |  | 1 |  | 10 | DUBBEL RJ45 CAT6A FTP S-ONE polar wit | Prise RJ45 double CAT6A FTP Actassi S-O |  | ALTIRA 2XRJ45 S ONE CAT6A FTP PWHITE | [8 empty] | 09.07 | 1 | [8 empty] | 10 | 3606480463884 | 0 |  | 79 | 10 | 6 | 3 | 0.18 | 13606480463881 | 10 | 864 | 21.5 | 17.5 | 9 |  | 43606480463882 | 20 | 2183 | 40 | 30 | 15 | [10 empty] | 6 | N | [12 empty] | SA1 | PA | 8536699099 | [33 empty] | https://eref.se.com/be/nl/sis-tarif/product/ALB44337N | https://eref.se.com/be/fr/sis-tarif/product/ALB44337N
Schneider Electric | Schneider Electric | 01022021 |  | Schneider Electric |  | SED | ALB44345N |  |  | 11.54 |  | 1 |  | 10 | ENKELVOUDIG RJ45 CAT5E STP S-ONE polar w | PRISE RJ45 CAT5E STP ALTIRA S-ONE blanc |  | ALTIRA 1XRJ45 S ONE CAT5E STP PWHITE | [8 empty] | 09.07 | 1 | [8 empty] | 10 | 3606480463761 | 0 |  | 48 | 8 | 5 | 3 | 0.12 | 13606480463768 | 10 | 553 | 21.5 | 17.5 | 9.3 |  | 43606480463769 | 20 | 1561 | 40 | 30 | 15 | [10 empty] | 9 | N | [12 empty] | SA1 | PA | 8536699099 | [33 empty] | https://eref.se.com/be/nl/sis-tarif/product/ALB44345N | https://eref.se.com/be/fr/sis-tarif/product/ALB44345N
Schneider Electric | Schneider Electric | 01022021 |  | Schneider Electric |  | SED | ALB44346N |  |  | 14.71 |  | 1 |  | 10 | ENKELVOUDIG RJ45 CAT6 STP S-ONE polar wi | PRISE RJ45 CAT6 STP ALTIRA S-ONE blanc p |  | ALTIRA 1XRJ45 S ONE CAT6 STP PWHITE | [8 empty] | 09.07 | 1 | [8 empty] | 10 | 3606480463778 | 0 |  | 48 | 9 | 5 | 3 | 0.135 | 13606480463775 | 10 | 551 | 21.5 | 17.5 | 9.2 |  | 43606480463776 | 120 | 7864 | 60 | 40 | 30 | [10 empty] | 6 | N | [12 empty] | SA1 | PA | 8536699099 | [33 empty] | https://eref.se.com/be/nl/sis-tarif/product/ALB44346N | https://eref.se.com/be/fr/sis-tarif/product/ALB44346N
Schneider Electric | Schneider Electric | 01022021 |  | Schneider Electric |  | SED | ALB44347N |  |  | 17.58 |  | 1 |  | 10 | ENKELVOUDIG RJ45 CAT6A STP S-ONE polar w | PRISE RJ45 CAT6A STP ALTIRA S-ONE blanc |  | ALTIRA 1XRJ45 S ONE CAT6A STP PWHITE | [8 empty] | 09.07 | 1 | [8 empty] | 10 | 3606480463891 | 0 |  | 48 | 8 | 6 | 3 | 0.144 | 13606480463898 | 10 | 564 | 2.15 | 1.75 | 0.9 |  | 43606480463899 | 120 | 7534 | 60 | 40 | 30 | [10 empty] | 6 | N | [12 empty] | SA1 | PA | 8536699099 | [33 empty] | https://eref.se.com/be/nl/sis-tarif/product/ALB44347N | https://eref.se.com/be/fr/sis-tarif/product/ALB44347N
Schneider Electric | Schneider Electric | 01022021 |  | Schneider Electric |  | SED | ALB44355N |  |  | 21.04 |  | 1 |  | 10 | DUBBEL RJ45 CAT5E STP S-ONE polar wit | PRISE DBLE RJ45 CAT5E STP ALTIRA S-ONE b |  | ALTIRA 2XRJ45 S ONE CAT5E STP PWHITE | [8 empty] | 09.07 | 1 | [8 empty] | 10 | 3606480463822 | 0 |  | 80 | 9 | 5 | 3 | 0.135 | 13606480463829 | 10 | 872 | 21.5 | 17.5 | 9.1 |  | 43606480463820 | 60 | 5945 | 40 | 30 | 30 | [10 empty] | 9 | N | [12 empty] | SA1 | PA | 8536699099 | [33 empty] | https://eref.se.com/be/nl/sis-tarif/product/ALB44355N | https://eref.se.com/be/fr/sis-tarif/product/ALB44355N
Schneider Electric | Schneider Electric | 01022021 |  | Schneider Electric |  | SED | ALB44356N |  |  | 26.03 |  | 1 |  | 10 | ALTIRA LEXCOM ACTASSI DUBBEL CAT 6 UTP p | PRISE DBLE RJ45 CAT6 STP ALTIRA S-ONE bl |  | ALTIRA 2XRJ45 S ONE CAT6 STP PWHITE | [8 empty] | 09.07 | 1 | [8 empty] | 10 | 3606480463839 | 0 |  | 79 | 10 | 6 | 3 | 0.18 | 13606480463836 | 10 | 867 | 21.5 | 17.5 | 9.2 |  | 43606480463837 | 120 | 11656 | 60 | 40 | 30 | [10 empty] | 6 | N | [12 empty] | SA1 | PA | 8536699099 | [33 empty] | https://eref.se.com/be/nl/sis-tarif/product/ALB44356N | https://eref.se.com/be/fr/sis-tarif/product/ALB44356N
Schneider Electric | Schneider Electric | 01022021 |  | Schneider Electric |  | SED | ALB44357N |  |  | 33.33 |  | 1 |  | 10 | DUBBEL RJ45 CAT6A STP S-ONE polar wit | PRISE DBLE RJ45 CAT6A STP ALTIRA S-ONE b |  | ALTIRA 2XRJ45 S ONE CAT6A STP PWHITE | [8 empty] | 09.07 | 1 | [8 empty] | 10 | 3606480463846 | 0 |  | 80 | 10 | 5 | 3 | 0.15 | 13606480463843 | 10 | 870 | 22 | 17.6 | 9.2 |  | 43606480463844 | 120 | 11692 | 60 | 40 | 30 | [10 empty] | 9 | N | [12 empty] | SA1 | PA | 8536699099 | [33 empty] | https://eref.se.com/be/nl/sis-tarif/product/ALB44357N | https://eref.se.com/be/fr/sis-tarif/product/ALB44357N
Schneider Electric | Schneider Electric | 01022021 |  | Schneider Electric |  | SED | ALB44373 |  |  | 32.05 |  | 1 |  | 10 | Altira HDMI stekker voorbekabeld 1 modul | Altira prise HDMI préconnectorisée 1 mod |  | HDMI connector prewired | [18 empty] | 1 | 3606480711718 | 0 |  | 42 | 25 | 5 | 3 | 0.375 | 13606480711715 | 10 | 532 | 0.0056 | 0.0247 | 0.0108 |  | 43606480711716 | 60 | 3650 | 40 | 30 | 30 | [10 empty] | 15 | N | [12 empty] | SA1 | PA | 8536699099
Schneider Electric | Schneider Electric | 01022021 |  | Schneider Electric |  | SED | ALB44375 |  |  | 31 |  | 1 |  | 10 | Altira USB 2.0 vrouwelijke stekker 1 mod | Altira prise USB 2.0 femelle 1 module |  | USB 2.0 data connector | [18 empty] | 1 | 3606480711732 | 0 |  | 18 | 6 | 4 | 3 | 0.072 |  | 10 | 462 | 0.0108 | 0.0247 | 0.0056 |  | 43606480711730 | 40 | 1240 | 40 | 30 | 15 | [10 empty] | 15 | N | [12 empty] | SA1 | PA | 8536699099
Schneider Electric | Schneider Electric | 01022021 |  | Schneider Electric |  | SED | ALB44380 |  |  | 4.28 |  | 1 |  | 10 | ALTIRA FRONTP. AMP KEYSTONE ENK polar wi | Enjoliveur Keystone AMP RJ45 blanc polai |  | COVER PLATE FOR RJ45 KEYSTONE AMP | [8 empty] | 09.07 | 1 | [8 empty] | 10 | 3606480463907 | 0 |  | 17 | 5 | 5 | 3 | 0.075 | 13606480463904 | 10 | 261 | 21.5 | 9 | 9 |  | 43606480463905 | 280 | 8560 | 60 | 40 | 30 | [10 empty] | 6 | N | [12 empty] | SA1 | PA | 8538909999 | [14 empty] | Altira - RJ45 data connector afdekkap - enkel - AMP keystone - polarwit | Altira -couvercles de connect. de données RJ45-simple-AMP keystone-blanc polaire | [17 empty] | https://eref.se.com/be/nl/sis-tarif/product/ALB44380 | https://eref.se.com/be/fr/sis-tarif/product/ALB44380
Schneider Electric | Schneider Electric | 01022021 |  | Schneider Electric |  | SED | ALB44382 |  |  | 5.61 |  | 1 |  | 10 | ALTIRA FRONTP. AMP KEYSTONE DUB polar wi | Enjoliveur double Keystone AMP RJ45 blan |  | COVER PLATE FOR 2X RJ45 KEYSTONE AMP | [8 empty] | 09.07 | 1 | [8 empty] | 10 | 3606480463921 | 0 |  | 16 | 5 | 5 | 3 | 0.075 | 13606480463928 | 10 | 205 | 21.5 | 8.8 | 9.2 |  | 43606480463929 | 120 | 3173 | 40 | 30 | 30 | [10 empty] | 6 | N | [12 empty] | SA1 | PA | 8538909999 | [14 empty] | Altira - RJ45 data connector afdekkap - dubbel - AMP keystone - polarwit | Altira -couvercles de connect. de données RJ45-double-AMP keystone-blanc polaire | [17 empty] | https://eref.se.com/be/nl/sis-tarif/product/ALB44382 | https://eref.se.com/be/fr/sis-tarif/product/ALB44382
Schneider Electric | Schneider Electric | 01022021 |  | Schneider Electric |  | SED | ALB44383 |  |  | 5.45 |  | 1 |  | 10 | ALTIRA FRONTP. SYSTIMAX DUBBEL polar wit | Enjoliveur double Systimax RJ45 blanc po |  | COVER PLATE FOR 2X RJ45 SYSTIMAX | [8 empty] | 09.07 | 1 | [8 empty] | 10 | 3606480463938 | 0 |  | 16 | 5 | 5 | 3 | 0.075 | 13606480463935 | 10 | 204 | 22 | 9 | 9 |  | 43606480463936 | 120 | 2935 | 40 | 30 | 30 | [10 empty] | 9 | N | [12 empty] | SA1 | PA | 8538909999 | [14 empty] | Altira - RJ45 data connector afdekkap - dubbel - Systimax ref MP5100E - polarwit | Altira -couv. de connect. de données RJ45-double-Systimax ref MP5100E-blanc pol. | [17 empty] | https://eref.se.com/be/nl/sis-tarif/product/ALB44383 | https://eref.se.com/be/fr/sis-tarif/product/ALB44383
Schneider Electric | Schneider Electric | 01022021 |  | Schneider Electric |  | SED | ALB44384 |  |  | 5.53 |  | 1 |  | 10 | PLAATJE INFRAPLUS DUBBEL RJ45 polar wit | Enjoliveur double Infraplus RJ45 blanc p |  | COVER PLATE FOR 2 RJ45 INFRAPLUS | [8 empty] | 09.07 | 1 | [8 empty] | 10 | 3606480463945 | 0 |  | 17 | 5 | 5 | 3 | 0.075 | 13606480463942 | 10 | 203 | 21.5 | 8.8 | 9 |  | 43606480463943 | 120 | 3149 | 40 | 30 | 30 | [10 empty] | 6 | N | [12 empty] | SA1 | PA | 3925901000 | [14 empty] | Altira - RJ45 data connector afdekkap - dubbel - Infraplus - polarwit | Altira - couvercles de connecteur de données RJ45-double-Infraplus-blanc polaire | [17 empty] | https://eref.se.com/be/nl/sis-tarif/product/ALB44384 | https://eref.se.com/be/fr/sis-tarif/product/ALB44384
Schneider Electric | Schneider Electric | 01022021 |  | Schneider Electric |  | SED | ALB44387 |  |  | 14.83 |  | 1 |  | 10 | Luidspreker contactdoos enkel polar wit | Prise HP mono blanc polaire |  | LOUD SPEAKER SOCKET | [8 empty] | 09.07 | 1 | [8 empty] | 10 | 3606480464027 | 0 |  | 23 | 5 | 5 | 3 | 0.075 | 13606480464024 | 10 | 268 | 22 | 9 | 9 |  | 43606480464025 | 120 | 3703 | 40 | 30 | 30 | [10 empty] | 9 | N | [12 empty] | SA1 | PA | 8536699099 | [14 empty] | Altira - luidspreker stopcontact - 1 stopcontact - polarwit | Altira - prise de haut-parleur - 1 prise - blanc polaire | [17 empty] | https://eref.se.com/be/nl/sis-tarif/product/ALB44387 | https://eref.se.com/be/fr/sis-tarif/product/ALB44387
Schneider Electric | Schneider Electric | 01022021 |  | Schneider Electric |  | SED | ALB44388 |  |  | 26.38 |  | 1 |  | 10 | Luidspreker contactdoos dubbel polar wit | Prise HP stereo blanc polaire |  | 2X LOUD SPEAKER SOCKET | [8 empty] | 09.07 | 1 | [8 empty] | 10 | 3606480464034 | 0 |  | 30 | 5 | 5 | 3 | 0.075 | 13606480464031 | 10 | 338 | 22 | 9 | 9 |  | 43606480464032 | 120 | 4543 | 40 | 30 | 30 | [10 empty] | 9 | N | [12 empty] | SA1 | PA | 8536699099 | [14 empty] | Altira - luidspreker stopcontact - 2 stopcontacten - polarwit | Altira - prise de haut-parleur - 2 prises - blanc polaire | [17 empty] | https://eref.se.com/be/nl/sis-tarif/product/ALB44388 | https://eref.se.com/be/fr/sis-tarif/product/ALB44388
Schneider Electric | Schneider Electric | 01022021 |  | Schneider Electric |  | SED | ALB44391 |  |  | 4.23 |  | 1 |  | 10 | Plaatje Infraplus RJ45 polar wit | Enjoliveur Infraplus RJ45 blanc polaire |  | COVER PLATE FOR RJ45 INFRAPLUS | [8 empty] | 09.07 | 1 | [8 empty] | 10 | 3606480464058 | 0 |  | 16 | 5 | 5 | 3 | 0.075 | 13606480464055 | 10 | 199 | 21.5 | 9 | 9 |  | 43606480464056 | 120 | 3101 | 40 | 30 | 30 | [10 empty] | 9 | N | [12 empty] | SA1 | PA | 3925901000 | [14 empty] | Altira - RJ45 data connector afdekkap - enkel - Infraplus - polarwit | Altira - couvercles de connecteur de données RJ45-simple-Infraplus-blanc polaire | [17 empty] | https://eref.se.com/be/nl/sis-tarif/product/ALB44391 | https://eref.se.com/be/fr/sis-tarif/product/ALB44391
Schneider Electric | Schneider Electric | 01022021 |  | Schneider Electric |  | SED | ALB44436N |  |  | 25.6 |  | 1 |  | 1 | ALTIRA B 6S 2RX3P BLCPOL | Puesto de mando superficie 2 f WH-3 |  | ALTIRA B 6S 2RX3P BLCPOL | [18 empty] | 1 | 3606480914010 | 0 |  | 566 | 20 | 22 | 8 | 3.52 | [7 empty] | 43606480914018 | 5 | 3275 | 40 | 30 | 30 | [10 empty] | 17 | N | [12 empty] | SA1 | PA | 3926909790 | [33 empty] | https://eref.se.com/be/nl/sis-tarif/product/ALB44436N | https://eref.se.com/be/fr/sis-tarif/product/ALB44436N
Schneider Electric | Schneider Electric | 01022021 |  | Schneider Electric |  | SED | ALB44440 |  |  | 3.64 |  | 1 |  | 10 | Opbouwdoos 1 functie 40mm polar wit | Bte saillie p40mm 1 fonction blanc polai |  | 1 GANG SURFACE BOX DEPTH 40MM | [18 empty] | 1 | 3606480464072 | 0 |  | 55 | 9 | 8 | 5 | 0.36 | 13606480464079 | 10 | 695 | 26 | 14 | 23 |  | 43606480464070 | 60 | 4893 | 60 | 40 | 30 |  | 73606480464071 | 240 | 28340 | 60 | 80 | 77 |  |  |  | 6 | N | [12 empty] | SA1 | PA | 3926909790 | [14 empty] | Altira - doos voor opbouwinstallatie - 1 func 45x45 - diepte 40mm - polarwit | Altira-boîtier d'installation surface-1 fonc 45x45-profondeur 40mm-blanc polaire | [17 empty] | https://eref.se.com/be/nl/sis-tarif/product/ALB44440 | https://eref.se.com/be/fr/sis-tarif/product/ALB44440
Schneider Electric | Schneider Electric | 01022021 |  | Schneider Electric |  | SED | ALB44444 |  |  | 7.19 |  | 1 |  | 10 | Opbouwdoos 2 aansluitende functies polar | Bte saillie p40mm 2 fonctions juxtaposes |  | 2 FUNC SURFACE BOX SIDE SIDE DEPTH.40MM | [18 empty] | 1 | 3606480464089 | 0 |  | 82 | 12 | 17 | 6 | 1.224 | 13606480464086 | 10 | 976 | 21 | 37.5 | 15 |  | 43606480464087 | 30 | 3117 | 40 | 60 | 30 |  | 73606480464088 | 120 | 23276000 | 60 | 80 | 77 |  |  |  | 6 | N | [12 empty] | SA1 | PA | 3926909790 | [14 empty] | Altira - doos voor opbouwinstallatie - 1 x 2 func 45x45 - diepte 40mm - polarwit | Altira - boîtier d'instal. surface -1x2 fonc 45x45-profondeur 40mm-blanc polaire | [17 empty] | https://eref.se.com/be/nl/sis-tarif/product/ALB44444 | https://eref.se.com/be/fr/sis-tarif/product/ALB44444
Schneider Electric | Schneider Electric | 01022021 |  | Schneider Electric |  | SED | ALB44446 |  |  | 8.39 |  | 1 |  | 5 | Opbouwdoos 3 aansluitende functies polar | Bte saillie p40mm 3 fonctions juxtaposes |  | 3 FUNC SURFACE BOX SIDE SIDE DEPTH 40MM | [18 empty] | 1 | 3606480464096 | 0 |  | 101.9 | 20 | 8 | 5 | 0.8 | 13606480464093 | 5 | 652 | 26 | 14 | 23 |  | 43606480464094 | 30 | 4636 | 60 | 40 | 30 |  | 73606480464095 | 120 | 26972 | 60 | 80 | 77 |  |  |  | 17 | N | [12 empty] | SA1 | PA | 3926909790 | [14 empty] | Altira - doos voor opbouwinstallatie - 1 x 3 func 45x45 - diepte 40mm - polarwit | Altira - boîtier d'instal. surface -1x3 fonc 45x45-profondeur 40mm-blanc polaire | [17 empty] | https://eref.se.com/be/nl/sis-tarif/product/ALB44446 | https://eref.se.com/be/fr/sis-tarif/product/ALB44446
Schneider Electric | Schneider Electric | 01022021 |  | Schneider Electric |  | SED | ALB44448 |  |  | 27.67 |  | 1 |  | 6 | Opbouwdoos 2 rijen met 3 aansluit funct | Bte saillie p40 2rg 3 fonctions juxtapos |  | 2X 3FUNC SIDESIDE SURFACE BOX DEPTH 40MM | [18 empty] | 1 | 3606480464102 | 0 |  | 196 | 20 | 18 | 5 | 1.8 | 13606480464109 | 6 | 1336 | 38 | 15 | 21 |  | 43606480464100 | 18 | 4791 | 60 | 40 | 30 | [10 empty] | 17 | N | [12 empty] | SA1 | PA | 3926909790 | [14 empty] | Altira - doos voor opbouwinstallatie - 2 x 3 func 45x45 - diepte 40mm - polarwit | Altira - boîtier d'instal. surface -2x3 fonc 45x45-profondeur 40mm-blanc polaire | [17 empty] | https://eref.se.com/be/nl/sis-tarif/product/ALB44448 | https://eref.se.com/be/fr/sis-tarif/product/ALB44448
Schneider Electric | Schneider Electric | 01022021 |  | Schneider Electric |  | SED | ALB44512 |  |  | 35.54 |  | 1 |  | 10 | Zoemer 24V GS + 8V & 230 V WS polar wit | Buzzer 24V CC 8V AC 230V AC blanc polair |  | BUZZER 24VDC 8V 230VAC | [8 empty] | 09.07 | 1 | [8 empty] | 10 | 3606480464119 | 0 |  | 36 | 5 | 5 | 3 | 0.075 | 13606480464116 | 10 | 403 | 22 | 9 | 9 |  | 43606480464117 | 120 | 5323 | 40 | 30 | 30 | [10 empty] | 9 | N | [12 empty] | SA1 | PA | 8531807000 | [14 empty] | Altira - zoemer - polarwit - 70 dB - 24VDC 8VAC 230VAC | Altira - buzzer - blanc polaire - 70 dB - 24VCC 8VCA 230VCA | [17 empty] | https://eref.se.com/be/nl/sis-tarif/product/ALB44512 | https://eref.se.com/be/fr/sis-tarif/product/ALB44512
Schneider Electric | Schneider Electric | 01022021 |  | Schneider Electric |  | SED | ALB44570 |  |  | 2.54 |  | 1 |  | 10 | ALTIRA BLINDPLAAT 45X45 polar wit | Obturateur large blanc polaire |  | BLIND COVER PLATE | [18 empty] | 10 | 3606480464126 | 0 |  | 10 | 5 | 5 | 3 | 0.075 | 13606480464123 | 10 | 140 | 9 | 21.6 | 9.2 |  | 43606480464124 | 280 | 4696 | 60 | 40 | 30 | [10 empty] | 6 | N | [12 empty] | SA1 | PA | 3925901000 | [14 empty] | Altira - blinde afdekplaat - 2 modules - 45 mm - polarwit | Altira - plaque couvercle aveugle - 2 modules - 45 mm - blanc polaire | [17 empty] | https://eref.se.com/be/nl/sis-tarif/product/ALB44570 | https://eref.se.com/be/fr/sis-tarif/product/ALB44570
Schneider Electric | Schneider Electric | 01022021 |  | Schneider Electric |  | SED | ALB44650 |  |  | 1.5 |  | 1 |  | 20 | AFDEKRAAM WIT ENKELVOUDIG polar wit | Plaque blanc 9010 1 fonction blanc polai |  | 1 GANG COVER FRAME WHITE | [18 empty] | 1 | 3606480461002 | 0 |  | 18 | 8 | 8 | 1 | 0.064 | 13606480461009 | 20 | 1360 | 22 | 9 | 18 |  | 43606480461000 | 280 | 5785 | 60 | 40 | 30 |  | 73606480461001 | 1120 | 35560000 | 12 | 8 | 5 |  |  |  | 6 | N | [12 empty] | SA1 | PA | 3925901000 | [15 empty] | Altira - châssis de couvercle - 1 gang - blanc polaire | [17 empty] | https://eref.se.com/be/nl/sis-tarif/product/ALB44650 | https://eref.se.com/be/fr/sis-tarif/product/ALB44650
Schneider Electric | Schneider Electric | 01022021 |  | Schneider Electric |  | SED | ALB44652 |  |  | 3.83 |  | 1 |  | 10 | Witte plaat 2 horizontale functies polar | Plaque blanc 9010 hz 2 fonctions 71 blan |  | 2 GANG H71 COVER FRAME WHITE | [18 empty] | 1 | 3606480464164 | 0 |  | 30 | 17 | 11 | 3 | 0.561 | 13606480464161 | 10 | 312 | 17.5 | 21.4 | 9 |  | 43606480464162 | 140 | 5168 | 40 | 60 | 30 |  | 73606480464163 | 560 | 29036 | 60 | 80 | 77 |  |  |  | 17 | N | [12 empty] | SA1 | PA | 3925901000 | [14 empty] | Altira - afdekframe - 2 stellen horizontaal - polarwit - 71 mm | Altira - châssis de couvercle - 2 gangs horizontal - blanc polaire - 71 mm | [17 empty] | https://eref.se.com/be/nl/sis-tarif/product/ALB44652 | https://eref.se.com/be/fr/sis-tarif/product/ALB44652
Schneider Electric | Schneider Electric | 01022021 |  | Schneider Electric |  | SED | ALB44653 |  |  | 3.64 |  | 1 |  | 10 | Witte plaat 2 verticale functies polar w | Plaque blanc 9010 vt 2 fonctions 57 blan |  | 2 GANG V57 COVER FRAME WHITE | [18 empty] | 1 | 3606480464171 | 0 |  | 22 | 14 | 8 | 2 | 0.224 | 13606480464178 | 10 | 288 | 22 | 10 | 18 |  | 43606480464179 | 60 | 2175 | 40 | 30 | 30 | [10 empty] | 17 | N | [12 empty] | SA1 | PA | 3925901000 | [14 empty] | Altira - afdekframe - 2 stellen verticaal - polarwit - 57 mm | Altira - châssis de couvercle - 2 gangs vertical - blanc polaire - 57 mm | [17 empty] | https://eref.se.com/be/nl/sis-tarif/product/ALB44653 | https://eref.se.com/be/fr/sis-tarif/product/ALB44653
Schneider Electric | Schneider Electric | 01022021 |  | Schneider Electric |  | SED | ALB44654 |  |  | 3.68 |  | 1 |  | 10 | Witte plaat 2 aansluitende functies pola | Plaque blanc 9010 hz 2 fonct juxtaposes |  | 2 FUNC SIDE SIDE COVER FRAME WHITE | [18 empty] | 1 | 3606480464188 | 0 |  | 22 | 16 | 9 | 2 | 0.288 | 13606480464185 | 10 | 282 | 17.5 | 21.5 | 9 |  | 43606480464186 | 140 | 3737 | 40 | 60 | 30 |  | 73606480464187 | 560 | 27356 | 60 | 80 | 77 |  |  |  | 6 | N | [12 empty] | SA1 | PA | 3925901000 | [14 empty] | Altira - afdekframe - 2 inzetstukken 1 stel horizontaal - polarwit | Altira - châssis de couvercle - 2 inserts 1 gang horizontal - blanc polaire | [17 empty] | https://eref.se.com/be/nl/sis-tarif/product/ALB44654 | https://eref.se.com/be/fr/sis-tarif/product/ALB44654
Schneider Electric | Schneider Electric | 01022021 |  | Schneider Electric |  | SED | ALB44655 |  |  | 3.39 |  | 1 |  | 10 | Witte afdekplaat 2 vert functies 71 mm p | Plaque blanc 9010 vt 2 fonctions 71 blan |  | 2 GANG V71 COVER FRAME WHITE | [18 empty] | 1 | 3606480464195 | 0 |  | 25 | 16 | 8 | 1 | 0.128 | 13606480464192 | 10 | 318 | 21 | 10 | 18 |  | 43606480464193 | 140 | 5218 | 60 | 40 | 30 | [10 empty] | 17 | N | [12 empty] | SA1 | PA | 3925901000 | [14 empty] | Altira - afdekframe - 2 stellen verticaal - polarwit - 71 mm | Altira - châssis de couvercle - 2 gangs vertical - blanc polaire - 71 mm | [17 empty] | https://eref.se.com/be/nl/sis-tarif/product/ALB44655 | https://eref.se.com/be/fr/sis-tarif/product/ALB44655
Schneider Electric | Schneider Electric | 01022021 |  | Schneider Electric |  | SED | ALB44656 |  |  | 5.81 |  | 1 |  | 5 | Witte plaat 3 aansluitende functies pola | Plaque blanc 9010 hz 3 fonct juxtaposes |  | 3 FUNC SIDE SIDE COVER FRAME WHITE | [18 empty] | 1 | 3606480464201 | 0 |  | 32 | 20 | 8 | 1 | 0.16 | 13606480464208 | 5 | 214 | 22 | 9 | 9 |  | 43606480464209 | 140 | 6779 | 60 | 40 | 30 | [10 empty] | 6 | N | [12 empty] | SA1 | PA | 3925901000 | [14 empty] | Altira - afdekframe - 3 inzetstukken 1 stel horizontaal - polarwit | Altira - châssis de couvercle - 3 inserts 1 gang horizontal - blanc polaire | [17 empty] | https://eref.se.com/be/nl/sis-tarif/product/ALB44656 | https://eref.se.com/be/fr/sis-tarif/product/ALB44656
Schneider Electric | Schneider Electric | 01022021 |  | Schneider Electric |  | SED | ALB44657 |  |  | 6.36 |  | 1 |  | 5 | Witte afdekplaat 3 horiz functies 71 mm | Plaque blanc 9010 hz 3 fonctions 71 blan |  | 3 GANG H71 COVER FRAME WHITE | [18 empty] | 1 | 3606480464218 | 0 |  | 42 | 23 | 11 | 3 | 0.759 | 13606480464215 | 5 | 279 | 14.4 | 30 | 8 |  | 43606480464216 | 70 | 3597 | 40 | 60 | 30 |  | 73606480464217 | 280 | 27188 | 60 | 80 | 77 |  |  |  | 17 | N | [12 empty] | SA1 | PA | 3925901000 | [14 empty] | Altira - afdekframe - 3 stellen horizontaal - polarwit - 71 mm | Altira - châssis de couvercle - 3 gangs horizontal - blanc polaire - 71 mm | [17 empty] | https://eref.se.com/be/nl/sis-tarif/product/ALB44657 | https://eref.se.com/be/fr/sis-tarif/product/ALB44657
Schneider Electric | Schneider Electric | 01022021 |  | Schneider Electric |  | SED | ALB44658 |  |  | 21.14 |  | 1 |  | 5 | Wit plaat 2 rijen met 3 aansluit funct p | Plaque blanc 9010 2rg 3 fonct juxtaposes |  | 2X 3 FUNC SIDE SIDE COVER FRAME WHITE | [18 empty] | 1 | 3606480464225 | 0 |  | 80 | 20 | 18 | 1 | 0.36 | 13606480464222 | 5 | 475 | 21 | 11 | 20 |  | 43606480464223 | 35 | 4113 | 60 | 40 | 30 | [10 empty] | 17 | N | [12 empty] | SA1 | PA | 3925901000 | [14 empty] | Altira - afdekframe - 2x3 inzetstukken 2 stellen horizontaal - polarwit | Altira - châssis de couvercle - 2x3 inserts 2 gangs horizontal - blanc polaire | [17 empty] | https://eref.se.com/be/nl/sis-tarif/product/ALB44658 | https://eref.se.com/be/fr/sis-tarif/product/ALB44658
Schneider Electric | Schneider Electric | 01022021 |  | Schneider Electric |  | SED | ALB44659 |  |  | 5.81 |  | 1 |  | 5 | Witte afdekplaat 3 vert functies 71 mm p | Plaque blanc 9010 vt 3 fonctions 71 blan |  | 3 GANG V71 COVER FRAME WHITE | [18 empty] | 1 | 3606480464232 | 0 |  | 35 | 23 | 8 | 1 | 0.184 | 13606480464239 | 5 | 275 | 30 | 8 | 14 |  | 43606480464230 | 70 | 4632000 | 60 | 40 | 30 | [10 empty] | 17 | N | [12 empty] | SA1 | PA | 3925901000 | [14 empty] | Altira - afdekframe - 3 stellen verticaal - polarwit - 71 mm | Altira - châssis de couvercle - 3 gangs vertical - blanc polaire - 71 mm | [17 empty] | https://eref.se.com/be/nl/sis-tarif/product/ALB44659 | https://eref.se.com/be/fr/sis-tarif/product/ALB44659
Schneider Electric | Schneider Electric | 01022021 |  | Schneider Electric |  | SED | ALB45021 |  |  | 8.66 |  | 1 |  | 10 | Wisselschakelaar 20A | Inter va et vient 20A |  | TWO WAY SWITCH 20A | [8 empty] | 09.07 | 1 | [8 empty] | 10 | 3606480022852 | 0 |  | 33 | 17 | 9 | 2 | 0.306 | 13606480022859 | 10 | 366 | 21.5 | 9 | 9 |  | 43606480022850 | 120 | 4879 | 40 | 30 | 30 | [10 empty] | 9 | N | [12 empty] | SA1 | PA | 8536508090 | [5 empty] | 210010 | [27 empty] | https://eref.se.com/be/nl/sis-tarif/product/ALB45021 | https://eref.se.com/be/fr/sis-tarif/product/ALB45021
Schneider Electric | Schneider Electric | 01022021 |  | Schneider Electric |  | SED | ALB45026 |  |  | 14.27 |  | 1 |  | 10 | Dubbele wisselschakelaar 20A | Inter double va et vient 20A |  | DOUBLE TWO WAY SWITCH 20A | [8 empty] | 09.07 | 1 | [8 empty] | 10 | 3606480022876 | 0 |  | 44 | 17 | 9 | 2 | 0.306 | 13606480022873 | 10 | 489 | 21.5 | 9 | 9 |  | 43606480022874 | 120 | 6355 | 40 | 30 | 30 | [10 empty] | 6 | N | [12 empty] | SA1 | PA | 8536508090 | [5 empty] | 210010 | [8 empty] | Altira - dubbele wisselscakelaar - 20 A - wit | [18 empty] | https://eref.se.com/be/nl/sis-tarif/product/ALB45026 | https://eref.se.com/be/fr/sis-tarif/product/ALB45026
Schneider Electric | Schneider Electric | 01022021 |  | Schneider Electric |  | SED | ALB45030 |  |  | 98.08 |  | 1 |  | 1 | Sleutelschakelaar met 3 standen | Inter à clé 3 positions |  | ONE WAY KEY SWITCH 3 POSITIONS 16A | [8 empty] | 09.07 | 1 | [8 empty] | 1 | 3606480022883 | 0 |  | 96 | 10 | 10 | 10 | 1 | [7 empty] | 43606480022881 | 24 | 2791 | 40 | 30 | 30 | [10 empty] | 9 | N | [12 empty] | SA1 | PA | 8536508090 | [5 empty] | 210010 | [8 empty] | Altira - sleutelschakelaar, 3 standen - 16 A - wit | [18 empty] | https://eref.se.com/be/nl/sis-tarif/product/ALB45030 | https://eref.se.com/be/fr/sis-tarif/product/ALB45030
Schneider Electric | Schneider Electric | 01022021 |  | Schneider Electric |  | SED | ALB45031 |  |  | 86.9 |  | 1 |  | 1 | Sleuteldrukknop met 3 standen | Poussoir à clé 3 positions |  | ONE WAY KEY PUSHBUTTON 3 POSITIONS 10A | [8 empty] | 09.07 | 1 | [8 empty] | 1 | 3606480022890 | 0 |  | 96 | 9 | 9 | 8 | 0.648 | [8 empty] | 24 | 2815 | 40 | 30 | 30 | [10 empty] | 9 | N | [12 empty] | SA1 | PA | 8536508090 | [5 empty] | 210010 | [8 empty] | Altira - sleuteldrukknop, 3 standen - 10 A - wit | Altira - poussoir à clé - 3 positions - 10 A - blanc | [17 empty] | https://eref.se.com/be/nl/sis-tarif/product/ALB45031 | https://eref.se.com/be/fr/sis-tarif/product/ALB45031
Schneider Electric | Schneider Electric | 01022021 |  | Schneider Electric |  | SED | ALB45032 |  |  | 89.55 |  | 1 |  | 1 | Noodsleuteldrukknop | Poussoir urgence coup poing à clé 10A |  | ONE WAY EMERGENCY KEY PUSH BUTTON 10A | [8 empty] | 09.07 | 1 | [8 empty] | 1 | 3606480022906 | 0 |  | 78 | 9 | 5 | 5 | 0.225 | [7 empty] | 43606480022904 | 24 | 3367 | 40 | 30 | 30 | [10 empty] | 6 | N | [12 empty] | SA1 | PA | 8536508090 | [5 empty] | 210010 | [9 empty] | Altira - poussoir d'urgence à clé - 10 A - blanc | [17 empty] | https://eref.se.com/be/nl/sis-tarif/product/ALB45032 | https://eref.se.com/be/fr/sis-tarif/product/ALB45032
Schneider Electric | Schneider Electric | 01022021 |  | Schneider Electric |  | SED | ALB45033 |  |  | 65.81 |  | 1 |  | 1 | Nooddrukknop kwartslagontgrendeling | Poussoir urgence coup poing 1/4T 10A |  | ONE WAY EMERGENCY PB 1.4 LAP UNLOCK 10A | [8 empty] | 09.07 | 1 | [8 empty] | 1 | 3606480022913 | 0 |  | 116 | 10.5 | 10 | 9 | 945 | [7 empty] | 43606480022911 | 24 | 3271 | 40 | 30 | 30 | [10 empty] | 6 | N | [12 empty] | SA1 | PA | 8536508090 | [5 empty] | 210010 | [8 empty] | Altira - nooddrukknop kwartslagontgrendeling - 10 A - wit | Altira - poussoir d'urgence - déverrouillage 1/4 de tour - 10 A - blanc | [17 empty] | https://eref.se.com/be/nl/sis-tarif/product/ALB45033 | https://eref.se.com/be/fr/sis-tarif/product/ALB45033
Schneider Electric | Schneider Electric | 01022021 |  | Schneider Electric |  | SED | ALB45051 |  |  | 6.05 |  | 1 |  | 10 | Wisselschakelaar | Inter va et vient |  | TWO WAY SWITCH 16A | [8 empty] | 09.07 | 1 | [8 empty] | 1 | 3606480022944 | 0 |  | 30 | 5 | 5 | 4 | 0.1 | 13606480022941 | 10 | 320 | 21.4 | 8.8 | 9 |  | 43606480022942 | 280 | 9726 | 60 | 40 | 30 | [10 empty] | 17 | N | [12 empty] | SA1 | PA | 8536508090 | [5 empty] | 210010 | [27 empty] | https://eref.se.com/be/nl/sis-tarif/product/ALB45051 | https://eref.se.com/be/fr/sis-tarif/product/ALB45051
Schneider Electric | Schneider Electric | 01022021 |  | Schneider Electric |  | SED | ALB45053 |  |  | 9.35 |  | 1 |  | 10 | Tweepolige schakelaar | Inter bipolaire sa |  | TWO POLE SWITCH 16A | [8 empty] | 09.07 | 1 | [8 empty] | 1 | 3606480022951 | 0 |  | 32 | 5 | 5 | 4 | 0.1 | 13606480022958 | 10 | 342 | 21.5 | 9 | 9 |  | 43606480022959 | 40 | 1823 | 40 | 30 | 15 | [10 empty] | 17 | N | [12 empty] | SA1 | PA | 8536508090 | [5 empty] | 210010 | [8 empty] | Altira - tweepolige schakelaar - 16 A - wit | [18 empty] | https://eref.se.com/be/nl/sis-tarif/product/ALB45053 | https://eref.se.com/be/fr/sis-tarif/product/ALB45053
Schneider Electric | Schneider Electric | 01022021 |  | Schneider Electric |  | SED | ALB45054 |  |  | 12.25 |  | 1 |  | 10 | Kruisschakelaar | Inter permutateur |  | INTERMEDIATE SWITCH 16A | [8 empty] | 09.07 | 1 | [8 empty] | 10 | 3606480022968 | 0 |  | 36 | 5 | 5 | 3 | 0.075 | 13606480022965 | 10 | 405 | 21.5 | 9 | 9 |  | 43606480022966 | 40 | 2075 | 40 | 30 | 15 | [10 empty] | 17 | N | [12 empty] | SA1 | PA | 8536508090 | [5 empty] | 210010 | [27 empty] | https://eref.se.com/be/nl/sis-tarif/product/ALB45054 | https://eref.se.com/be/fr/sis-tarif/product/ALB45054
Schneider Electric | Schneider Electric | 01022021 |  | Schneider Electric |  | SED | ALB45056 |  |  | 11.15 |  | 1 |  | 10 | Dubbele wisselschakelaar | Inter double va et vient |  | DOUBLE TWO WAY SWITCH 16A | [8 empty] | 09.07 | 1 | [8 empty] | 10 | 3606480022975 | 0 |  | 34 | 5 | 5 | 3 | 0.075 | 13606480022972 | 10 | 379 | 21.5 | 9.5 | 9 |  |  | 120 | 5261 | 40 | 30 | 30 | [10 empty] | 17 | N | [12 empty] | SA1 | PA | 8536508090 | [5 empty] | 210010 | [8 empty] | Altira - dubbele wisselscakelaar - 16 A - wit | [18 empty] | https://eref.se.com/be/nl/sis-tarif/product/ALB45056 | https://eref.se.com/be/fr/sis-tarif/product/ALB45056
Schneider Electric | Schneider Electric | 01022021 |  | Schneider Electric |  | SED | ALB45060 |  |  | 9.54 |  | 1 |  | 10 | Drukknop NO | Poussoir sa 1NO |  | ONE WAY PUSHBUTTON 16A | [8 empty] | 09.07 | 1 | [8 empty] | 1 | 3606480022982 | 0 |  | 20 | 5 | 3 | 5 | 0.075 | 13606480022989 | 10 | 305 | 21.5 | 9 | 9.5 |  |  | 280 | 9306 | 60 | 40 | 30 | [10 empty] | 17 | N | [12 empty] | SA1 | PA | 8536508090 | [5 empty] | 210010 | [27 empty] | https://eref.se.com/be/nl/sis-tarif/product/ALB45060 | https://eref.se.com/be/fr/sis-tarif/product/ALB45060
Schneider Electric | Schneider Electric | 01022021 |  | Schneider Electric |  | SED | ALB45062 |  |  | 12.15 |  | 1 |  | 10 | Drukknop met etikethouder NO | Pouss porte étiquet 1NO |  | 1WAY PUSHBUTTON W.LUM. LABEL HOLDER 16A | [8 empty] | 09.07 | 1 | [8 empty] | 10 | 3606480022999 | 0 |  | 28 | 4.5 | 4.5 | 3 | 60.75 | 13606480022996 | 10 | 316 | 21.3 | 9 | 9 |  |  | 120 | 4279 | 40 | 30 | 30 | [10 empty] | 13 | N | [12 empty] | SA1 | PA | 8536508090 | [5 empty] | 210010 | [8 empty] | Altira - drukknop met etikethouder - 16 A - wit | [18 empty] | https://eref.se.com/be/nl/sis-tarif/product/ALB45062 | https://eref.se.com/be/fr/sis-tarif/product/ALB45062
Schneider Electric | Schneider Electric | 01022021 |  | Schneider Electric |  | SED | ALB45063 |  |  | 14.93 |  | 1 |  | 10 | Dubbele drukknop NO/NO | Poussoir double sa 2NO |  | DOUBLE ONE WAY PUSHBUTTON 16A | [8 empty] | 09.07 | 1 | [8 empty] | 10 | 3606480023002 | 0 |  | 25 | 5 | 3 | 5 | 0.075 | 13606480023009 | 10 | 349 | 21.5 | 9 | 9 |  | 43606480023000 | 120 | 4675 | 40 | 30 | 30 | [10 empty] | 17 | N | [12 empty] | SA1 | PA | 8536508090 | [5 empty] | 210010 | [27 empty] | https://eref.se.com/be/nl/sis-tarif/product/ALB45063 | https://eref.se.com/be/fr/sis-tarif/product/ALB45063
Schneider Electric | Schneider Electric | 01022021 |  | Schneider Electric |  | SED | ALB45072 |  |  | 11.97 |  | 1 |  | 10 | Verlichte drukknop NO | Poussoir sa lumineux 1NO |  | .NE WAY PUSHBUTTON W.IND. ROCKER 16A | [8 empty] | 09.07 | 1 | [8 empty] | 10 | 3606480023033 | 0 |  | 27 | 4.5 | 4.5 | 3.4 | 68.85 | 13606480023030 | 10 | 312 | 21.5 | 9.2 | 8.8 |  |  | 280 | 9502 | 60 | 40 | 30 | [10 empty] | 13 | N | [12 empty] | SA1 | PA | 8536508090 | [5 empty] | 210010 | [8 empty] | Altira - drukknop met indicator-tuimelaar - 16 A - wit | [18 empty] | https://eref.se.com/be/nl/sis-tarif/product/ALB45072 | https://eref.se.com/be/fr/sis-tarif/product/ALB45072
Schneider Electric | Schneider Electric | 01022021 |  | Schneider Electric |  | SED | ALB4521205 |  |  | 9.34 |  | 1 |  | 10 | Stopcontact 2P+A 45°-90° Rotoclip blauw | PC 2P+T 45-90° Rotoclip bleue |  | PC 2P PLUS T ROTO BLEU | [8 empty] | 09.07 | 1 | [8 empty] | 10 | 3606485125039 | 0 |  | 30 | 5 | 4 | 5 | 0.1 | 13606485125036 | 10 | 380 | 21.5 | 8.9 | 9 |  | 43606485125037 | 120 | 5273 | 40 | 30 | 30 | [10 empty] | 9 | N | [12 empty] | SA1 | PA | 8536699099 | [14 empty] | Altira - stopcontact - Rotoclip - 2P+A met kinderbeveiliging - penaarde - blauw | Altira - prise de courant Rotoclip - 2P+T à éclipses de protection - bleue | [17 empty] | https://eref.se.com/be/nl/sis-tarif/product/ALB4521205 | https://eref.se.com/be/fr/sis-tarif/product/ALB4521205
Schneider Electric | Schneider Electric | 01022021 |  | Schneider Electric |  | SED | ALB4521206 |  |  | 9.34 |  | 1 |  | 10 | Stopcontact 2P+A 45°-90° Rotoclip groen | PC 2P+T 45-90° Rotoclip verte |  | PC 2P PLUS T ROTO VERT | [8 empty] | 09.07 | 1 | [8 empty] | 10 | 3606485125046 | 0 |  | 31 | 5 | 4 | 5 | 0.1 | 13606485125043 | 10 | 379 | 21.5 | 9 | 9 |  | 43606485125044 | 120 | 5261 | 40 | 30 | 30 | [10 empty] | 9 | N | [12 empty] | SA1 | PA | 8536699099 | [14 empty] | Altira - stopcontact - Rotoclip - 2P+A met kinderbeveiliging - penaarde - groen | Altira - prise de courant Rotoclip - 2P+T à éclipses de protection - verte | [17 empty] | https://eref.se.com/be/nl/sis-tarif/product/ALB4521206 | https://eref.se.com/be/fr/sis-tarif/product/ALB4521206
Schneider Electric | Schneider Electric | 01022021 |  | Schneider Electric |  | SED | ALB4521210 |  |  | 9.34 |  | 1 |  | 10 | Stopcontact 2P+A 45°-90° Rotoclip geel | PC 2P+T 45-90° Rotoclip jaune |  | PC 2P PLUS T ROTO JAUNE | [8 empty] | 09.07 | 1 | [8 empty] | 10 | 3606485125053 | 0 |  | 30 | 5 | 4 | 5 | 0.1 | 13606485125050 | 10 | 379 | 21.3 | 9 | 9 |  | 43606485125051 | 120 | 5261 | 40 | 30 | 30 | [10 empty] | 9 | N | [12 empty] | SA1 | PA | 8536699099 | [14 empty] | Altira - stopcontact - Rotoclip - 2P+A met kinderbeveiliging - penaarde - geel | Altira - prise de courant Rotoclip - 2P+T à éclipses de protection - jaune | [17 empty] | https://eref.se.com/be/nl/sis-tarif/product/ALB4521210 | https://eref.se.com/be/fr/sis-tarif/product/ALB4521210
Schneider Electric | Schneider Electric | 01022021 |  | Schneider Electric |  | SED | ALB4521305 |  |  | 11.51 |  | 1 |  | 10 | Stopcontact verlicht 2P+A Rotoclip blauw | PC 2P+T lumineuse 45-90° Rotoclip bleue |  | PC 2P PLUS T ROTO BLEU LUM | [8 empty] | 09.07 | 1 | [8 empty] | 10 | 3606480032073 | 0 |  | 32 | 5 | 4 | 5 | 0.1 | 13606480032070 | 10 | 387 | 21.5 | 9 | 9 |  | 43606480032071 | 120 | 5357 | 40 | 30 | 30 | [10 empty] | 9 | N | [12 empty] | SA1 | PA | 8536699099 | [14 empty] | Altira - stopcontact - Rotoclip 2P+A met kinderbeveiliging - verklikker - blauw | Altira - prise de courant Rotoclip - 2P+T à éclipses - lumineuse - bleue | [17 empty] | https://eref.se.com/be/nl/sis-tarif/product/ALB4521305 | https://eref.se.com/be/fr/sis-tarif/product/ALB4521305
Schneider Electric | Schneider Electric | 01022021 |  | Schneider Electric |  | SED | ALB4521306 |  |  | 11.51 |  | 1 |  | 10 | Stopcontact verlicht 2P+A Rotoclip groen | PC 2P+T lumineuse 45-90° Rotoclip verte |  | PC 2P PLUS T ROTO VERT LUM | [8 empty] | 09.07 | 1 | [8 empty] | 10 | 3606485125077 | 0 |  | 32 | 5 | 4 | 5 | 0.1 | 13606485125074 | 10 | 392 | 21.5 | 9 | 9 |  | 43606485125075 | 120 | 5417 | 40 | 30 | 30 | [10 empty] | 9 | N | [12 empty] | SA1 | PA | 8536699099 | [14 empty] | Altira - stopcontact - Rotoclip 2P+A met kinderbeveiliging - verklikker - groen | Altira - prise de courant Rotoclip - 2P+T à éclipses - lumineuse - verte | [17 empty] | https://eref.se.com/be/nl/sis-tarif/product/ALB4521306 | https://eref.se.com/be/fr/sis-tarif/product/ALB4521306
Schneider Electric | Schneider Electric | 01022021 |  | Schneider Electric |  | SED | ALB45214 |  |  | 10.01 |  | 1 |  | 10 | Stopcontact 2P+A 45°-90° Rotoclip rood | PC 2P+T 45-90° Rotoclip rouge |  | FR SO ROTOCLIP 2P E SHUTTERED RED | [8 empty] | 09.07 | 1 | [8 empty] | 10 | 3606480023286 | 0 |  | 33 | 5 | 5 | 4 | 0.1 | 13606480023283 | 10 | 378 | 21.4 | 9.1 | 9 |  | 43606480023284 | 280 | 11836 | 60 | 40 | 30 | [10 empty] | 9 | N | [12 empty] | SA1 | PA | 8536699099 | [5 empty] | 210010 | [8 empty] | Altira - stopcontact - Rotoclip - 2P+A met kinderbeveiliging - penaarde - rood | Altira - prise de courant Rotoclip - 2P+T à éclipses de protection - rouge | [17 empty] | https://eref.se.com/be/nl/sis-tarif/product/ALB45214 | https://eref.se.com/be/fr/sis-tarif/product/ALB45214
Schneider Electric | Schneider Electric | 01022021 |  | Schneider Electric |  | SED | ALB45216 |  |  | 10.18 |  | 1 |  | 10 | Stopcontact 2P+A met polarisatiesysteem | PC 2P+T Rotoclip détrompage |  | FR SO ROTO 2P E SHUTT. TAMPERPROOF RED A | [8 empty] | 09.07 | 1 | [8 empty] | 10 | 3606480023309 | 0 |  | 34 | 5 | 5 | 5 | 0.125 | 13606480023306 | 10 | 380 | 21.5 | 9 | 9 |  | 43606480023307 | 280 | 11892 | 60 | 40 | 30 |  |  | 1120 | 59568 | 120 | 80 | 50 |  |  |  | 9 | N | [12 empty] | SA1 | PA | 8536699099 | [5 empty] | 210010 | [8 empty] | Altira - stopcontact - Rotoclip 2P+A met polarisatie en kinderbeveiliging - rood | [18 empty] | https://eref.se.com/be/nl/sis-tarif/product/ALB45216 | https://eref.se.com/be/fr/sis-tarif/product/ALB45216
Schneider Electric | Schneider Electric | 01022021 |  | Schneider Electric |  | SED | ALB45217 |  |  | 11.79 |  | 1 |  | 10 | Stpcont 2P+A polarisatiesys controlampje | PC 2P+T Rotoclip détrompage lumineuse |  | FR SO ROTO 2P E SHUTT. TAM. W.LAMP RED A | [8 empty] | 09.07 | 1 | [8 empty] | 10 | 3606480023316 | 0 |  | 35 | 5 | 5 | 4 | 0.1 | 13606480023313 | 10 | 395 | 21.4 | 9 | 9.1 |  | 43606480023314 | 120 | 5453 | 40 | 30 | 30 | [10 empty] | 9 | N | [12 empty] | SA1 | PA | 8536699099 | [5 empty] | 210010 | [8 empty] | Altira - stopcontact - 2P+A met polarisatie en kinderbev. - verklikker - rood | PC 2P+T 45°-90° Rotoclip détrompage lumineuse | [17 empty] | https://eref.se.com/be/nl/sis-tarif/product/ALB45217 | https://eref.se.com/be/fr/sis-tarif/product/ALB45217
Schneider Electric | Schneider Electric | 01022021 |  | Schneider Electric |  | SED | ALB45222 |  |  | 14.06 |  | 1 |  | 10 | ALTIRA WCD 2V SCHUKO POLARWIT | 2X FR SO 45 2P E SHUTTERED |  | 2X FR SO 45 2P E SHUTTERED | [8 empty] | 09.07 | 1 | [8 empty] | 1 | 3606480023323 | 0 |  | 80 | 9 | 4 | 5 | 0.18 | 13606480023320 | 10 | 982 | 21 | 20 | 11 |  | 43606480023321 | 70 | 7640 | 60 | 40 | 30 |  | 73606480023322 | 280 | 42560 | 120 | 80 | 50 |  |  |  | 9 | N | [12 empty] | SA1 | PA | 8536699099 | [5 empty] | 210010 | [8 empty] | Altira - dubbel stopcontact 2P+A - 45° | Altira - double prise de courant 2P+T - 45° | [17 empty] | https://eref.se.com/be/nl/sis-tarif/product/ALB45222 | https://eref.se.com/be/fr/sis-tarif/product/ALB45222
Schneider Electric | Schneider Electric | 01022021 |  | Schneider Electric |  | SED | ALB4522205 |  |  | 14.35 |  | 1 |  | 10 | Dubbel stopcontact 2P+A 45° blauw | PC bloc double 2P+T 45° bleue |  | 2X FR SO 45 2P WITH E SHUTTERED BLUE | [8 empty] | 09.07 | 1 | [8 empty] | 10 | 3606480032141 | 0 |  | 91 | 9 | 5 | 4 | 0.18 | 13606480032148 | 10 | 973 | 21 | 19.5 | 10.8 |  | 43606480032149 | 30 | 3632 | 40 | 30 | 30 | [10 empty] | 9 | N | [12 empty] | SA1 | PA | 8536699099 | [14 empty] | Altira - dubbel stopcontact - 2P+A met kinderbeveiliging - penaarde - blauw | Altira - prise de courant double - 2P+T à éclipses de protection - bleue | [17 empty] | https://eref.se.com/be/nl/sis-tarif/product/ALB4522205 | https://eref.se.com/be/fr/sis-tarif/product/ALB4522205
Schneider Electric | Schneider Electric | 01022021 |  | Schneider Electric |  | SED | ALB4522206 |  |  | 14.35 |  | 1 |  | 10 | Dubbel stopcontact 2P+A 45° groen | PC bloc double 2P+T 45° verte |  | 2X FR SO 45 2P WITH E SHUTTERED GREEN | [8 empty] | 09.07 | 1 | [8 empty] | 10 | 3606480032103 | 0 |  | 94 | 10 | 5 | 5 | 0.25 | 13606480032100 | 10 | 972 | 2.1 | 1.95 | 1.06 |  | 43606480032101 | 30 | 3460 | 30 | 40 | 30 | [10 empty] | 9 | N | [12 empty] | SA1 | PA | 8536699099 | [14 empty] | Altira - dubbel stopcontact - 2P+A met kinderbeveiliging - penaarde - groen | Altira - prise de courant double - 2P+T à éclipses de protection - verte | [17 empty] | https://eref.se.com/be/nl/sis-tarif/product/ALB4522206 | https://eref.se.com/be/fr/sis-tarif/product/ALB4522206
Schneider Electric | Schneider Electric | 01022021 |  | Schneider Electric |  | SED | ALB4522210 |  |  | 14.35 |  | 1 |  | 10 | Dubbel stopcontact 2P+A 45° geel | PC bloc double 2P+T 45° jaune |  | 2X FR SO 45 2P WITH E SHUTTERED YELLOW | [8 empty] | 09.07 | 1 | [8 empty] | 10 | 3606480032127 | 0 |  | 91 | 9 | 5 | 4 | 0.18 | 13606480032124 | 10 | 976 | 21 | 19.5 | 10.7 |  | 43606480032125 | 30 | 3641 | 40 | 30 | 30 | [10 empty] | 9 | N | [12 empty] | SA1 | PA | 8536699099 | [14 empty] | Altira - dubbel stopcontact - 2P+A met kinderbeveiliging - penaarde - geel | Altira - prise de courant double - 2P+T à éclipses de protection - jaune | [17 empty] | https://eref.se.com/be/nl/sis-tarif/product/ALB4522210 | https://eref.se.com/be/fr/sis-tarif/product/ALB4522210
Schneider Electric | Schneider Electric | 01022021 |  | Schneider Electric |  | SED | ALB45223 |  |  | 16.32 |  | 1 |  | 10 | Dubbel stopcontact 2P+A met controlampje | PC bloc double 2P+T 45° lumineuse |  | 2X FR SO 45 2P E SHUTTERED W.IND. LAMP | [8 empty] | 09.07 | 1 | [8 empty] | 10 | 3606480023330 | 0 |  | 84 | 9 | 4 | 5 | 0.18 | 13606480023337 | 10 | 994 | 21 | 19.5 | 10.5 |  | 43606480023338 | 30 | 3469 | 40 | 30 | 30 | [10 empty] | 14 | N | [12 empty] | SA1 | PA | 8536699099 | [5 empty] | 210010 | [8 empty] | Altira - dubbel stopcontact - 2P+A met kinderbev. - penaarde - verklikker - wit | [18 empty] | https://eref.se.com/be/nl/sis-tarif/product/ALB45223 | https://eref.se.com/be/fr/sis-tarif/product/ALB45223
Schneider Electric | Schneider Electric | 01022021 |  | Schneider Electric |  | SED | ALB4522306 |  |  | 16.32 |  | 1 |  | 10 | Dubbel stopcontact lamp 2P+A 45° groen | PC bloc double 2P+T 45° verte lumineuse |  | 2X FR SO 45 2P WITH E SHUT W/IND. LAMP G | [8 empty] | 09.07 | 1 | [8 empty] | 10 | 3606480032165 | 0 |  | 91 | 9 | 5 | 4 | 0.18 | 13606480032162 | 10 | 980 | 21 | 19.5 | 10.5 |  | 43606480032163 | 30 | 3653 | 40 | 30 | 30 | [10 empty] | 9 | N | [12 empty] | SA1 | PA | 8536699099 | [14 empty] | Altira - dubbel stopcontact - 2P+A met kinderbev - penaarde - verklikker - groen | Altira - prise de courant double - 2P+T à éclipses - lumineuse - verte | [17 empty] | https://eref.se.com/be/nl/sis-tarif/product/ALB4522306 | https://eref.se.com/be/fr/sis-tarif/product/ALB4522306
Schneider Electric | Schneider Electric | 01022021 |  | Schneider Electric |  | SED | ALB4522310 |  |  | 16.32 |  | 1 |  | 10 | Dubbel stopcontact lamp 2P+A 45° geel | PC bloc double 2P+T 45° jaune lumineuse |  | 2X FR SO 45 2P WITH E SHUT W/IND. LAMP Y | [8 empty] | 09.07 | 1 | [8 empty] | 10 | 3606480032189 | 0 |  | 91 | 9 | 5 | 4 | 0.18 | 13606480032186 | 10 | 993 | 21 | 19.5 | 11 |  | 43606480032187 | 30 | 3692 | 40 | 30 | 30 | [10 empty] | 9 | N | [12 empty] | SA1 | PA | 8536699099 | [14 empty] | Altira - dubbel stopcontact - 2P+A met kinderbev. - penaarde - verklikker - geel | Altira - prise de courant double - 2P+T à éclipses - lumineuse - jaune | [17 empty] | https://eref.se.com/be/nl/sis-tarif/product/ALB4522310 | https://eref.se.com/be/fr/sis-tarif/product/ALB4522310
Schneider Electric | Schneider Electric | 01022021 |  | Schneider Electric |  | SED | ALB45224 |  |  | 14.06 |  | 1 |  | 10 | Dubbel stopcontact 2P+A 45° rood | PC bloc double 2P+T 45° rouge |  | 2X FR SO 45 2P E SHUTTERED RED ANTIBACTE | [8 empty] | 09.07 | 1 | [8 empty] | 10 | 3606480023347 | 0 |  | 82 | 9 | 4 | 5 | 0.18 | 13606480023344 | 10 | 980 | 21 | 19.5 | 10.8 |  | 43606480023345 | 70 | 8112 | 60 | 40 | 30 | [10 empty] | 6 | N | [12 empty] | SA1 | PA | 8536699099 | [5 empty] | 210010 | [8 empty] | Altira - dubbel stopcontact - 2P+A met kinderbeveiliging - penaarde - rood | Altira - prise de courant double - 2P+T à éclipses de protection - rouge | [17 empty] | https://eref.se.com/be/nl/sis-tarif/product/ALB45224 | https://eref.se.com/be/fr/sis-tarif/product/ALB45224
Schneider Electric | Schneider Electric | 01022021 |  | Schneider Electric |  | SED | ALB45225 |  |  | 16.32 |  | 1 |  | 10 | Dubbel stpcont 2P+A rood met controlamp | PC bloc double 2P+T 45° rouge lumineuse |  | 2X FR SO 45 2P E SHUTT. W.IND LAMP RED A | [8 empty] | 09.07 | 1 | [8 empty] | 10 | 3606480023354 | 0 |  | 89 | 9 | 4 | 5 | 0.18 | 13606480023351 | 10 | 984 | 21 | 19.5 | 10.5 |  | 43606480023352 | 30 | 3665 | 40 | 30 | 30 | [10 empty] | 9 | N | [12 empty] | SA1 | PA | 8536699099 | [5 empty] | 210010 | [8 empty] | Altira - dubbel stopcontact - 2P+A met kinderbev. - penaarde - verklikker - rood | Altira - prise de courant double - 2P+T à éclipses - lumineuse - rouge | [17 empty] | https://eref.se.com/be/nl/sis-tarif/product/ALB45225 | https://eref.se.com/be/fr/sis-tarif/product/ALB45225
Schneider Electric | Schneider Electric | 01022021 |  | Schneider Electric |  | SED | ALB45226 |  |  | 19.83 |  | 1 |  | 10 | Dubbel stpcont 2P+A met polarisatiesyste | PC bloc double 2P+T 45° détrompage |  | 2X FR SO 45 2P E SHUTT. TAMPER. RED ANTI | [8 empty] | 09.07 | 1 | [8 empty] | 10 | 3606480023361 | 0 |  | 83 | 9 | 4 | 5 | 0.18 | 13606480023368 | 10 | 976 | 21 | 19.5 | 10.8 |  | 43606480023369 | 70 | 8084 | 60 | 40 | 30 | [10 empty] | 6 | N | [12 empty] | SA1 | PA | 8536699099 | [5 empty] | 210010 | [8 empty] | Altira - dubbel stopcontact - 2P+A met polarisatie en kinderbeveiliging - rood | [18 empty] | https://eref.se.com/be/nl/sis-tarif/product/ALB45226 | https://eref.se.com/be/fr/sis-tarif/product/ALB45226
Schneider Electric | Schneider Electric | 01022021 |  | Schneider Electric |  | SED | ALB45232 |  |  | 18.88 |  | 1 |  | 10 | ALTIRA WCD 3V SCHUKO POLARWIT | PC bloc triple 2P+T 45° |  | 3X FR SO 45 2P E SHUTTERED | [8 empty] | 09.07 | 1 | [8 empty] | 1 | 3606480023385 | 0 |  | 120 | 14 | 4 | 5 | 0.28 | 13606480023382 | 10 | 1315 | 21 | 19.5 | 10.5 |  | 43606480023383 | 70 | 9971 | 60 | 40 | 30 |  | 73606480023384 | 280 | 51884 | 120 | 80 | 50 |  |  |  | 6 | N | [12 empty] | SA1 | PA | 8536699099 | [5 empty] | 210010 | [8 empty] | Altira - drievoudig stopcontact - 2P+A met kinderbeveiliging - penaarde - wit | [18 empty] | https://eref.se.com/be/nl/sis-tarif/product/ALB45232 | https://eref.se.com/be/fr/sis-tarif/product/ALB45232
Schneider Electric | Schneider Electric | 01022021 |  | Schneider Electric |  | SED | ALB4523206 |  |  | 19.26 |  | 1 |  | 10 | Driev stopcontact 2P+A 45° groen | PC bloc triple 2P+T 45° verte |  | 3X FR SO 45 2P WITH E SHUTTERED GREEN | [8 empty] | 09.07 | 1 | [8 empty] | 10 | 3606480032110 | 0 |  | 123 | 14 | 5 | 4 | 0.28 | 13606480032117 | 10 | 1316 | 21 | 19.5 | 10.8 |  | 43606480032118 | 30 | 4661 | 40 | 30 | 30 | [10 empty] | 9 | N | [12 empty] | SA1 | PA | 8536699099 | [14 empty] | Altira - drievoudig stopcontact - 2P+A met kinderbeveiliging - penaarde - groen | Altira - prise de courant triple - 2P+T à éclipses de protection - verte | [17 empty] | https://eref.se.com/be/nl/sis-tarif/product/ALB4523206 | https://eref.se.com/be/fr/sis-tarif/product/ALB4523206
Schneider Electric | Schneider Electric | 01022021 |  | Schneider Electric |  | SED | ALB45233 |  |  | 21.93 |  | 1 |  | 10 | Driev stopcontact 2P+A met controlampje | PC bloc triple 2P+T 45° lumineuse |  | 3X FR SO 45 2P E SHUTTERED W.IND. LAMP | [8 empty] | 09.07 | 1 | [8 empty] | 10 | 3606480023392 | 0 |  | 125 | 14 | 5 | 4 | 0.28 | 13606480023399 | 10 | 1336 | 21 | 19.5 | 11 |  | 43606480023390 | 30 | 4495 | 40 | 30 | 30 | [10 empty] | 14 | N | [12 empty] | SA1 | PA | 8536699099 | [5 empty] | 210010 | [8 empty] | Altira - drievoudig stopcontact - 2P+A kinderbev - penaarde - verklikker - wit | [18 empty] | https://eref.se.com/be/nl/sis-tarif/product/ALB45233 | https://eref.se.com/be/fr/sis-tarif/product/ALB45233
Schneider Electric | Schneider Electric | 01022021 |  | Schneider Electric |  | SED | ALB4523306 |  |  | 21.93 |  | 1 |  | 10 | Driev verlich stopcontact 2P+A 45° groen | PC bloc triple 2P+T 45° verte lumineuse |  | 3X FR SO 45 2P WITH E SHUT W/IND. LAMP G | [8 empty] | 09.07 | 1 | [8 empty] | 10 | 3606480032172 | 0 |  | 123 | 14 | 5 | 4 | 0.28 | 13606480032179 | 10 | 1321 | 21 | 19.5 | 10.7 |  | 43606480032170 | 30 | 4676 | 40 | 30 | 30 | [10 empty] | 9 | N | [12 empty] | SA1 | PA | 8536699099 | [14 empty] | Altira - drievoudig stopcontact - 2P+A kinderbev - penaarde - verklikker - groen | Altira - prise de courant triple - 2P+T à éclipses - lumineuse - verte | [17 empty] | https://eref.se.com/be/nl/sis-tarif/product/ALB4523306 | https://eref.se.com/be/fr/sis-tarif/product/ALB4523306
Schneider Electric | Schneider Electric | 01022021 |  | Schneider Electric |  | SED | ALB4523310 |  |  | 21.93 |  | 1 |  | 10 | Driev verlich stopcontact 2P+A 45° geel | PC bloc triple 2P+T 45° jaune lumineuse |  | 3X FR SO 45 2P WITH E SHUT W/IND. LAMP Y | [8 empty] | 09.07 | 1 | [8 empty] | 10 | 3606480032196 | 0 |  | 123 | 14 | 5 | 4 | 0.28 | 13606480032193 | 10 | 1325 | 19.5 | 21 | 10.5 |  | 43606480032194 | 30 | 4688 | 40 | 30 | 30 | [10 empty] | 9 | N | [12 empty] | SA1 | PA | 8536699099 | [14 empty] | Altira - drievoudig stopcontact - 2P+A kinderbev - penaarde - verklikker - geel | Altira - prise de courant triple - 2P+T à éclipses - lumineuse - jaune | [17 empty] | https://eref.se.com/be/nl/sis-tarif/product/ALB4523310 | https://eref.se.com/be/fr/sis-tarif/product/ALB4523310
Schneider Electric | Schneider Electric | 01022021 |  | Schneider Electric |  | SED | ALB45234 |  |  | 19.26 |  | 1 |  | 10 | ALTIRA WCD 3V SCHUKO ROOD | PC bloc triple 2P+T 45° rouge |  | 3X FR SO 45 2P E SHUTTERED RED ANTIBACTE | [8 empty] | 09.07 | 1 | [8 empty] | 10 | 3606480023408 | 0 |  | 90 | 20 | 10 | 3 | 0.6 | 13606480023405 | 10 | 1316 | 21 | 19.5 | 10.5 |  | 43606480023406 | 70 | 10464 | 60 | 40 | 30 | [10 empty] | 9 | N | [12 empty] | SA1 | PA | 8536699099 | [5 empty] | 210010 | [8 empty] | Altira - drievoudig stopcontact - 2P+A met kinderbeveiliging - penaarde - rood | Altira - prise de courant triple - 2P+T à éclipses de protection - rouge | [17 empty] | https://eref.se.com/be/nl/sis-tarif/product/ALB45234 | https://eref.se.com/be/fr/sis-tarif/product/ALB45234
Schneider Electric | Schneider Electric | 01022021 |  | Schneider Electric |  | SED | ALB45236 |  |  | 27.41 |  | 1 |  | 10 | Driev stpcont 2P+A met polarisatiesyst | PC bloc triple 2P+T 45° détrompage |  | 3X FR SO 45 2P E SHUTT. TAMPER. RED ANTI | [8 empty] | 09.07 | 1 | [8 empty] | 10 | 3606480023422 | 0 |  | 118 | 15 | 5 | 5 | 0.375 | 13606480023429 | 10 | 1321 | 22 | 20 | 12 |  | 43606480023420 | 70 | 10499 | 60 | 40 | 30 | [10 empty] | 9 | N | [12 empty] | SA1 | PA | 8536699099 | [5 empty] | 210010 | [8 empty] | Altira - drievoudig stopcontact - 2P+A polarisatie en kinderbeveiliging - rood | [18 empty] | https://eref.se.com/be/nl/sis-tarif/product/ALB45236 | https://eref.se.com/be/fr/sis-tarif/product/ALB45236
Schneider Electric | Schneider Electric | 01022021 |  | Schneider Electric |  | SED | ALB45252 |  |  | 14.35 |  | 1 |  | 10 | ALTIRA WCD 2V SCHUKO POLARWIT | Prise double Shuko |  | 2X GE SO 45 2P SIDE E SHUTTERED | [8 empty] | 09.07 | 1 | [8 empty] | 10 | 3606480023446 | 0 |  | 90 | 9 | 4 | 5 | 0.18 | 13606480023443 | 10 | 1006 | 21 | 19.6 | 11 |  | 43606480023444 | 70 | 7808 | 60 | 40 | 30 | [10 empty] | 6 | N | [12 empty] | SA1 | PA | 8536699099 | [14 empty] | Altira - dubbel stopcontact - 2P+A met kinderbeveiliging - randaarde - wit | Altira - prise de courant double - 2P+T éclipses de protection - Schuko - blanc | [17 empty] | https://eref.se.com/be/nl/sis-tarif/product/ALB45252 | https://eref.se.com/be/fr/sis-tarif/product/ALB45252
Schneider Electric | Schneider Electric | 01022021 |  | Schneider Electric |  | SED | ALB45262 |  |  | 18.88 |  | 1 |  | 10 | DRIEV STOPCONTACT RANDAARDE 2P+A 45° | PC BLOC TRIPLE ALLEMAND 2P T 45 |  | 3X GE SO 45 2P SIDE E SHUTTERED | [8 empty] | 09.07 | 1 | [8 empty] | 10 | 3606480023507 | 0 |  | 118 | 4 | 14 | 5 | 0.28 | 13606480023504 | 10 | 1373 | 21 | 19.6 | 10.5 |  | 43606480023505 | 70 | 10377 | 60 | 40 | 30 | [10 empty] | 14 | N | [12 empty] | SA1 | PA | 8536699099 | [14 empty] | Altira - 3 SO - 2P+E met kleppen - randaarding - wit | Altira - 3 SO - 2P+E avec obturateurs - côté terre - blanc | [17 empty] | https://eref.se.com/be/nl/sis-tarif/product/ALB45262 | https://eref.se.com/be/fr/sis-tarif/product/ALB45262
Schneider Electric | Schneider Electric | 01022021 |  | Schneider Electric |  | SED | ALB45271 |  |  | 11.05 |  | 1 |  | 10 | Stpcont schroefaansluit polarisatiesyst | PC 2P+T 90° à vis détrompage |  | FRENCH SO 2P E SHUTT. TAMPERPROOF SCREW | [8 empty] | 09.07 | 1 | [8 empty] | 10 | 3606480023569 | 0 |  | 38 | 5 | 4 | 5 | 0.1 | 13606480023566 | 10 | 417 | 21.5 | 9 | 9 |  | 43606480023567 | 120 | 5717 | 40 | 30 | 30 | [10 empty] | 9 | N | [12 empty] | SA1 | PA | 8536699099 | [5 empty] | 210010 | [8 empty] | Altira - stopcontact - 2P+A polarisatie en kinderbeveiliging - penaarde - rood | [18 empty] | https://eref.se.com/be/nl/sis-tarif/product/ALB45271 | https://eref.se.com/be/fr/sis-tarif/product/ALB45271
Schneider Electric | Schneider Electric | 01022021 |  | Schneider Electric |  | SED | ALB45272 |  |  | 5 |  | 1 |  | 10 | Stopcontact 2P+A schroefaansluiting | PC 2P+T 90° à vis |  | FRENCH SO 2P E SHUTTERED SCREW | [8 empty] | 09.07 | 1 | [8 empty] | 10 | 3606480023576 | 0 |  | 38 | 5 | 5 | 4 | 0.1 | 13606480023573 | 10 | 414 | 21.5 | 9 | 9 |  | 43606480023574 | 280 | 12358 | 60 | 40 | 30 | [10 empty] | 14 | N | [12 empty] | SA1 | PA | 8536699099 | [5 empty] | 210010 | [8 empty] | Altira - stopcontact - 2P+A met kinderbeveiliging - penaarde - wit | [18 empty] | https://eref.se.com/be/nl/sis-tarif/product/ALB45272 | https://eref.se.com/be/fr/sis-tarif/product/ALB45272
Schneider Electric | Schneider Electric | 01022021 |  | Schneider Electric |  | SED | ALB45277 |  |  | 4.78 |  | 1 |  | 10 | Enkele stopcontact 2P+A wit | Prise simple 2P+T blanche |  | FRENCH SOCKET-OUTLET 2P E SHUTTERED | [8 empty] | 09.07 | 1 | [8 empty] | 10 | 3606485137582 | 0 |  | 32 | 5 | 5 | 4 | 0.1 | 13606485137589 | 10 | 369 | 21.3 | 9 | 9 |  | 43606485137580 | 120 | 5141 | 40 | 30 | 30 | [10 empty] | 17 | N | [12 empty] | SA1 | PA | 8536699099 | [14 empty] | Altira - stopcontact - 2P+A met kinderbeveiliging - penaarde inbouw - wit | Altira - prise de courant 2P+T à éclipses de protection montage encastré - blanc | [17 empty] | https://eref.se.com/be/nl/sis-tarif/product/ALB45277 | https://eref.se.com/be/fr/sis-tarif/product/ALB45277
Schneider Electric | Schneider Electric | 01022021 |  | Schneider Electric |  | SED | ALB45278 |  |  | 4.98 |  | 1 |  | 10 | Enkele stopcontact 2P+A rood | Prise simple 2P+T rouge |  | FRENCH SOCKET-OUTLET 2P E SHUTTERED RED | [8 empty] | 09.07 | 1 | [8 empty] | 10 | 3606485137599 | 0 |  | 35 | 4 | 5 | 5 | 0.1 | 13606485137596 | 10 | 359 | 8.9 | 21.5 | 8.9 |  | 43606485137597 | 120 | 4795 | 40 | 30 | 30 | [10 empty] | 16 | N | [12 empty] | SA1 | PA | 8536901000 | [14 empty] | Altira - stopcontact - 2P+A met kinderbeveiliging - penaarde inbouw - rood | Altira - prise de courant 2P+T à éclipses de protection montage encastré - rouge | [17 empty] | https://eref.se.com/be/nl/sis-tarif/product/ALB45278 | https://eref.se.com/be/fr/sis-tarif/product/ALB45278
Schneider Electric | Schneider Electric | 01022021 |  | Schneider Electric |  | SED | ALB45282 |  |  | 8.79 |  | 1 |  | 10 | ALTIRA WCD 1V SCHUKO POLARWIT | Prise simple 2P+T standard all sans vis |  | GERMAN SO 45 2P SIDE E SHUTTERED | [8 empty] | 09.07 | 1 | [8 empty] | 1 | 3606480023583 | 0 |  | 32 | 5 | 5 | 4 | 0.1 | 13606480023580 | 10 | 398 | 21.5 | 8.9 | 8.9 |  | 43606480023581 | 280 | 11910 | 60 | 40 | 30 |  |  | 1120 | 60128 | 120 | 80 | 50 |  |  |  | 14 | N | [12 empty] | SA1 | PA | 8536699099 | [5 empty] | 210010 | [8 empty] | Altira - stopcontact - 2P+A met kinderbeveiliging - randaarde - wit | [18 empty] | https://eref.se.com/be/nl/sis-tarif/product/ALB45282 | https://eref.se.com/be/fr/sis-tarif/product/ALB45282
Schneider Electric | Schneider Electric | 01022021 |  | Schneider Electric |  | SED | ALB45287 |  |  | 4.23 |  | 1 |  | 10 | Duitse enkele stopcontact 2P+A wit | PC simple 2P+T standard allemand blanche |  | German S.O. 0º 2P+Side E Shuttered | [8 empty] | 09.07 | 1 | [8 empty] | 1 | 3606480145315 | 0 |  | 32.3 | 5 | 5 | 4 | 0.1 | 13606480145312 | 10 | 402 | 8.9 | 21.5 | 8.9 |  | 43606480145313 | 120 | 4887 | 40 | 30 | 30 |  |  | 960 | 51096 | 120 | 80 | 45 |  |  |  | 17 | N | [12 empty] | SA1 | PA | 8536699099 | [14 empty] | Altira - stopcontact - 2P+A met kinderbeveiliging - randaarde - wit | Altira - prise de courant 2P+T éclipes de protection - Schuko - blanc | [17 empty] | https://eref.se.com/be/nl/sis-tarif/product/ALB45287 | https://eref.se.com/be/fr/sis-tarif/product/ALB45287
Schneider Electric | Schneider Electric | 01022021 |  | Schneider Electric |  | SED | ALB45288 |  |  | 4.47 |  | 1 |  | 10 | Duitse enkele stopcontact 2P+A rood | PC simple 2P+T standard allemand rouge |  | German S.O. 0º 2P+Side E Shuttered Red | [8 empty] | 09.07 | 1 | [8 empty] | 1 | 3606480145322 | 0 |  | 36 | 4 | 5 | 5 | 0.1 | 13606480145329 | 10 | 402 | 0.089 | 0.215 | 0.089 |  |  | 120 | 5540 | 40 | 30 | 30 |  |  | 960 | 62300 | 120 | 80 | 50 |  |  |  | 17 | N | [12 empty] | SA1 | PA | 8536699099 | [14 empty] | Altira - stopcontact - 2P+A met kinderbeveiliging - randaarde - rood | Altira - prise de courant 2P+T éclipes de protection - Schuko - rouge | [17 empty] | https://eref.se.com/be/nl/sis-tarif/product/ALB45288 | https://eref.se.com/be/fr/sis-tarif/product/ALB45288
Schneider Electric | Schneider Electric | 01022021 |  | Schneider Electric |  | SED | ALB45290 |  |  | 2.7 |  | 1 |  | 10 | Sper inrichting | Détrompage fiche |  | TAMPERPROOF FOR PLUG | [18 empty] | 10 | 3606480023613 | 0 |  | 1 | 2 | 1 | 0 | 0 | 13606480023610 | 10 | 12 | 14.3 | 6.5 | 1 |  | 43606480023611 | 1000 | 1687 | 40 | 30 | 30 | [10 empty] | 6 | N | [12 empty] | SA1 | PA | 3926909790 | [5 empty] | 210010 | [27 empty] | https://eref.se.com/be/nl/sis-tarif/product/ALB45290 | https://eref.se.com/be/fr/sis-tarif/product/ALB45290
Schneider Electric | Schneider Electric | 01022021 |  | Schneider Electric |  | SED | ALB45291 |  |  | 13.39 |  | 1 |  | 1 | Connectbrug voor dub/trip stpcont 10 st | 10 peignes pour blocs PC |  | INTERCONNECTION PIECE 2X, 3X SO, 10 UT | [18 empty] | 1 | 3606480023620 | 0 |  | 60 | 13 | 3 | 12 | 0.468 | [7 empty] | 43606480023628 | 48 | 3399 | 40 | 30 | 30 | [10 empty] | 9 | N | [12 empty] | SA1 | PA | 8536901000 | [5 empty] | 210010 | [8 empty] | Altira - tussenverbindingsstuk voor dubbele en drievoudige stopcontacten | [18 empty] | https://eref.se.com/be/nl/sis-tarif/product/ALB45291 | https://eref.se.com/be/fr/sis-tarif/product/ALB45291
Schneider Electric | Schneider Electric | 01022021 |  | Schneider Electric |  | SED | ALB45311 |  |  | 6.45 |  | 1 |  | 10 | Enkele TV contactdoos | Prise TV simple |  | TV TERMINAL SOCKET ALTIRA | [8 empty] | 09.07 | 1 | [8 empty] | 10 | 3606480023682 | 0 |  | 46 | 5 | 3 | 5 | 0.075 | 13606480023689 | 10 | 586 | 21.5 | 9 | 9 |  |  | 240 | 14830 | 60 | 40 | 30 | [10 empty] | 6 | N | [12 empty] | SA1 | PA | 8536699099 | [5 empty] | 220060 | [27 empty] | https://eref.se.com/be/nl/sis-tarif/product/ALB45311 | https://eref.se.com/be/fr/sis-tarif/product/ALB45311
Schneider Electric | Schneider Electric | 01022021 |  | Schneider Electric |  | SED | ALB45312 |  |  | 7.14 |  | 1 |  | 10 | Enkele SAT contactdoos | Prise SAT simple |  | SAT SOCKET ALTIRA | [8 empty] | 09.07 | 1 | [8 empty] | 10 | 3606480023699 | 0 |  | 46 | 5 | 3 | 5 | 0.075 | 13606480023696 | 10 | 593 | 21.5 | 9 | 9 |  | 43606480023697 | 120 | 7603 | 40 | 30 | 30 | [10 empty] | 6 | N | [12 empty] | SA1 | PA | 8536699099 | [5 empty] | 220060 | [27 empty] | https://eref.se.com/be/nl/sis-tarif/product/ALB45312 | https://eref.se.com/be/fr/sis-tarif/product/ALB45312
Schneider Electric | Schneider Electric | 01022021 |  | Schneider Electric |  | SED | ALB45322 |  |  | 25.43 |  | 1 |  | 5 | TV-FM-SAT contactdoos 2 ingang 3 uitgang | Prise TV-FM-SAT 2e 3s |  | TV FM SAT SOCKET ALTIRA | [8 empty] | 09.07 | 1 | [8 empty] | 5 | 3606480023743 | 0 |  | 53 | 5 | 3 | 5 | 0.075 | 13606480023740 | 5 | 355 | 23 | 10 | 10 |  | 43606480023741 | 60 | 4747 | 40 | 30 | 30 | [10 empty] | 14 | N | [12 empty] | SA1 | PA | 8536699099 | [5 empty] | 220060 | [27 empty] | https://eref.se.com/be/nl/sis-tarif/product/ALB45322 | https://eref.se.com/be/fr/sis-tarif/product/ALB45322
Schneider Electric | Schneider Electric | 01022021 |  | Schneider Electric |  | SED | ALB45324 |  |  | 24.13 |  | 1 |  | 10 | TV-FM contactdoos aftakking | Prise TV-FM dérivation |  | TV FM SOCKET ALTIRA | [8 empty] | 09.07 | 1 | [8 empty] | 10 | 3606480023750 | 0 |  | 51 | 5 | 3 | 5 | 0.075 | 13606480023757 | 10 | 642 | 21.5 | 8.5 | 9 |  | 43606480023758 | 120 | 8191 | 40 | 30 | 30 | [10 empty] | 6 | N | [12 empty] | SA1 | PA | 8536699099 | [5 empty] | 220060 | [27 empty] | https://eref.se.com/be/nl/sis-tarif/product/ALB45324 | https://eref.se.com/be/fr/sis-tarif/product/ALB45324
Schneider Electric | Schneider Electric | 01022021 |  | Schneider Electric |  | SED | ALB45327 |  |  | 24.13 |  | 1 |  | 10 | TV-FM CONTACTDOOS 2 UITG | Prise TV-FM 2s retour FM |  | TV FM SOCKET FM PASSAGE ALTIRA | [8 empty] | 09.07 | 1 | [8 empty] | 10 | 3606480023767 | 0 |  | 47 | 5 | 5 | 3 | 0.075 | 13606480023764 | 10 | 600 | 21.5 | 8.5 | 9 |  | 43606480023765 | 120 | 7687 | 40 | 30 | 30 | [10 empty] | 6 | N | [12 empty] | SA1 | PA | 8536699099 | [5 empty] | 220060 | [27 empty] | https://eref.se.com/be/nl/sis-tarif/product/ALB45327 | https://eref.se.com/be/fr/sis-tarif/product/ALB45327
Schneider Electric | Schneider Electric | 01022021 |  | Schneider Electric |  | SED | ALB45329 |  |  | 25.43 |  | 1 |  | 5 | TV-FM-SAT CONTACTDOOS A INGANG 3 UITGANG | Prise TV-FM-SAT 1e 3s |  | TV FM SAT TERMINAL SOCKET 1 ENTRY ALTIRA | [8 empty] | 09.07 | 1 | [8 empty] | 5 | 3606480023774 | 0 |  | 90 | 7 | 7 | 3 | 0.147 | 13606480023771 | 5 | 489 | 21.5 | 9 | 9 |  | 43606480023772 | 60 | 6355 | 40 | 30 | 30 | [10 empty] | 17 | N | [12 empty] | SA1 | PA | 8536699099 | [5 empty] | 220060 | [27 empty] | https://eref.se.com/be/nl/sis-tarif/product/ALB45329 | https://eref.se.com/be/fr/sis-tarif/product/ALB45329
Schneider Electric | Schneider Electric | 01022021 |  | Schneider Electric |  | SED | ALB45382 |  |  | 5.45 |  | 1 |  | 10 | ALTIRA RJ45 2V 45X45MM WIT | Enjoliveur double Keystone AMP RJ45 |  | COVER PLATE FOR 2X RJ45 KEYSTONE AMP | [18 empty] | 1 | 3606480023958 | 0 |  | 9 | 18 | 12 | 3 | 0.648 | 13606480023955 | 10 | 210 | 21.5 | 8.9 | 8.9 |  | 43606480023956 | 120 | 3233 | 40 | 30 | 30 | [10 empty] | 6 | N | [12 empty] | SA1 | PA | 8538909999 | [5 empty] | 210010 | [8 empty] | Altira - RJ45 centraalplaat - dubbel - AMP Keystone - wit | Altira - façade pour prise RJ45 - double - pour connecteur AMP Keystone | [17 empty] | https://eref.se.com/be/nl/sis-tarif/product/ALB45382 | https://eref.se.com/be/fr/sis-tarif/product/ALB45382
Schneider Electric | Schneider Electric | 01022021 |  | Schneider Electric |  | SED | ALB45384 |  |  | 5.37 |  | 1 |  | 10 | PLAATJE INFRAPLUS DUBBEL RJ45 | Enjoliveur double Infraplus RJ45 |  | COVER PLATE FOR 2X RJ45 INFRAPLUS | [18 empty] | 10 | 3606480023972 | 0 |  | 9 | 5 | 5 | 3 | 0.075 | 13606480023979 | 10 | 208 | 21.5 | 8.8 | 9 |  | 43606480023970 | 120 | 3209 | 40 | 30 | 30 | [10 empty] | 6 | N | [12 empty] | SA1 | PA | 8538909999 | [5 empty] | 210010 | [8 empty] | Altira - RJ45 centraalplaat - dubbel - Infraplus - wit | Altira - façade pour prise RJ45 - double - pour connecteur Infraplus | [17 empty] | https://eref.se.com/be/nl/sis-tarif/product/ALB45384 | https://eref.se.com/be/fr/sis-tarif/product/ALB45384
Schneider Electric | Schneider Electric | 01022021 |  | Schneider Electric |  | SED | ALB45387 |  |  | 14.83 |  | 1 |  | 10 | Luidspreker contactdoos enkel | Prise HP mono |  | LOUD SPEAKER SOCKET | [8 empty] | 09.07 | 1 | [8 empty] | 10 | 3606480023989 | 0 |  | 16 | 5 | 4 | 5 | 0.1 | 13606480023986 | 10 | 271 | 21.5 | 9 | 9 |  | 43606480023987 | 120 | 3739 | 40 | 30 | 30 | [10 empty] | 14 | N | [12 empty] | SA1 | PA | 8536699099 | [5 empty] | 210010 | [8 empty] | Altira - luidsprekeraansluiting - enkel - wit | [18 empty] | https://eref.se.com/be/nl/sis-tarif/product/ALB45387 | https://eref.se.com/be/fr/sis-tarif/product/ALB45387
Schneider Electric | Schneider Electric | 01022021 |  | Schneider Electric |  | SED | ALB45388 |  |  | 26.38 |  | 1 |  | 10 | Luidspreker contactdoos dubbel | Prise HP stereo |  | 2X LOUD SPEAKER SOCKET | [8 empty] | 09.07 | 1 | [8 empty] | 10 | 3606480023996 | 0 |  | 24 | 5 | 4 | 5 | 0.1 | 13606480023993 | 10 | 344 | 21.5 | 9 | 9 |  | 43606480023994 | 120 | 4615 | 40 | 30 | 30 | [10 empty] | 14 | N | [12 empty] | SA1 | PA | 8536699099 | [5 empty] | 210010 | [8 empty] | Altira - luidsprekeraansluiting - dubbel - wit | [18 empty] | https://eref.se.com/be/nl/sis-tarif/product/ALB45388 | https://eref.se.com/be/fr/sis-tarif/product/ALB45388
Schneider Electric | Schneider Electric | 01022021 |  | Schneider Electric |  | SED | ALB45391 |  |  | 4.11 |  | 1 |  | 10 | Plaatje Infraplus RJ45 | Enjoliveur Infraplus RJ45 |  | COVER PLATE FOR RJ45 INFRAPLUS | [18 empty] | 1 | 3606480024009 | 0 |  | 9 | 5 | 5 | 3 | 0.075 | 13606480024006 | 10 | 204 | 21.5 | 9 | 9 |  | 43606480024007 | 120 | 3161 | 40 | 30 | 30 | [10 empty] | 6 | N | [12 empty] | SA1 | PA | 3925901000 | [5 empty] | 210010 | [8 empty] | Altira - RJ45 centraalplaat - enkel - Infraplus - wit | [18 empty] | https://eref.se.com/be/nl/sis-tarif/product/ALB45391 | https://eref.se.com/be/fr/sis-tarif/product/ALB45391
Schneider Electric | Schneider Electric | 01022021 |  | Schneider Electric |  | SED | ALB45440 |  |  | 3.64 |  | 1 |  | 1 | Opbouwdoos 1 functie 40mm | Bte saillie p40mm 1 fonction |  | SURFACE BOX 1 FUNCTION DEPTH 40MM | [18 empty] | 1 | 3606480024061 | 0 |  | 57 | 8 | 8 | 4 | 256 | [23 empty] | 17 | N | [12 empty] | SA1 | PA | 3926909790 | [5 empty] | 210010 | [8 empty] | Altira - opbouwdoos - 2 modules - diepte 40 mm
Schneider Electric | Schneider Electric | 01022021 |  | Schneider Electric |  | SED | ALB45444 |  |  | 7.19 |  | 1 |  | 1 | Opbouwdoos 2 aansluitende functies | Bte saillie p40mm 2 fonctions juxtaposes |  | SURFACE BOX 2 FUNCT YUXTA DEPTH 40MM | [18 empty] | 1 | 3606480024078 | 0 |  | 83 | 14 | 9 | 4 | 0.504 | [23 empty] | 17 | N | [12 empty] | SA1 | PA | 3926909790 | [5 empty] | 210010 | [8 empty] | Altira - opbouwdoos - 4 modules - diepte 40 mm | [18 empty] | https://eref.se.com/be/nl/sis-tarif/product/ALB45444 | https://eref.se.com/be/fr/sis-tarif/product/ALB45444
Schneider Electric | Schneider Electric | 01022021 |  | Schneider Electric |  | SED | ALB45446 |  |  | 8.39 |  | 1 |  | 5 | Opbouwdoos 3 aansluitende functies | Bte saillie p40mm 3 fonctions juxtaposes |  | SURFACE BOX 3 FUNCT YUXTA DEPTH 40MM | [18 empty] | 1 | 3606480024085 | 0 |  | 104 | 20 | 9 | 5 | 0.9 | 13606480024082 | 5 | 650 | 23 | 26 | 13.5 |  | 43606480024083 | 30 | 4666 | 60 | 40 | 30 | [10 empty] | 17 | N | [12 empty] | SA1 | PA | 3926909790 | [5 empty] | 210010 | [8 empty] | Altira - opbouwdoos - 6 modules - diepte 40 mm | [18 empty] | https://eref.se.com/be/nl/sis-tarif/product/ALB45446 | https://eref.se.com/be/fr/sis-tarif/product/ALB45446
Schneider Electric | Schneider Electric | 01022021 |  | Schneider Electric |  | SED | ALB45448 |  |  | 27.67 |  | 1 |  | 6 | Opbouwdoos 2 rijen met 3 aansluit funct | Bte saillie p40 2rg 3 fonctions juxtapos |  | SURFACE BOX 2X 3 FUNCT YUX DEPTH 40MM | [18 empty] | 6 | 3606480024092 | 0 |  | 201 | 20 | 18 | 4 | 1.44 | 13606480024099 | 6 | 1358 | 37.5 | 21 | 15 |  | 43606480024090 | 18 | 4840 | 60 | 40 | 30 | [10 empty] | 17 | N | [12 empty] | SA1 | PA | 3926909790 | [5 empty] | 210010 | [8 empty] | Altira - opbouwdoos - 2 x 6 modules - diepte 40 mm | Boîte saillie prof. 40 mm 2 rangées 3 fonctions | [17 empty] | https://eref.se.com/be/nl/sis-tarif/product/ALB45448 | https://eref.se.com/be/fr/sis-tarif/product/ALB45448
Schneider Electric | Schneider Electric | 01022021 |  | Schneider Electric |  | SED | ALB45512 |  |  | 35.54 |  | 1 |  | 10 | Zoemer 24V GS + 8V & 230 V WS | Buzzer 24V CC 8V AC 230V AC |  | BUZZER 24VDC 8V 230VAC | [8 empty] | 09.07 | 1 | [8 empty] | 10 | 3606480024108 | 0 |  | 36 | 5 | 5 | 3 | 0.075 | 13606480024105 | 10 | 400 | 21.5 | 8.9 | 9 |  | 43606480024106 | 120 | 5287 | 40 | 30 | 30 | [10 empty] | 6 | N | [12 empty] | SA1 | PA | 8531807000 | [5 empty] | 210010 | [8 empty] | Altira - zoemer - 70 dB - 24VDC 8VAC 230VAC - wit | [18 empty] | https://eref.se.com/be/nl/sis-tarif/product/ALB45512 | https://eref.se.com/be/fr/sis-tarif/product/ALB45512
Schneider Electric | Schneider Electric | 01022021 |  | Schneider Electric |  | SED | ALB45514 |  |  | 16.89 |  | 1 |  | 10 | Indicator LED lampjes 230V energiebespar | LAMPE LED 230VCA 0.5MA BASSE CONSO |  | LED LAMP 230V AC 0.5MA LOW CONSUMPTION | [8 empty] | 09.07 | 1 | [8 empty] | 10 | 3606480317903 | 0 |  | 2 | 7 | 2 | 0 | 0 | 13606480317900 | 10 | 24 | 15 | 1 | 7 |  | 43606480317901 | 600 | 1670 | 40 | 15 | 15 | [10 empty] | 17 | N | [12 empty] | SA1 | PA | 8539299890 | [33 empty] | https://eref.se.com/be/nl/sis-tarif/product/ALB45514 | https://eref.se.com/be/fr/sis-tarif/product/ALB45514
Schneider Electric | Schneider Electric | 01022021 |  | Schneider Electric |  | SED | ALB45515 |  |  | 16.89 |  | 1 |  | 10 | Indicator LED lampjes 230V extra helder | LAMPE LED 230VCA 1.5MA LUMIERE INTENSE |  | LED LAMP 230V AC 1.5MA INTENSE LIGHT | [8 empty] | 09.07 | 1 | [8 empty] | 10 | 3606480317910 | 0 |  | 2 | 7 | 2 | 0 | 0 | 13606480317917 | 10 | 20 | 15 | 1 | 7 |  | 43606480317918 | 600 | 1670 | 40 | 15 | 15 | [10 empty] | 17 | N | [12 empty] | SA1 | PA | 8539299890 | [33 empty] | https://eref.se.com/be/nl/sis-tarif/product/ALB45515 | https://eref.se.com/be/fr/sis-tarif/product/ALB45515
Schneider Electric | Schneider Electric | 01022021 |  | Schneider Electric |  | SED | ALB45516 |  |  | 5.83 |  | 1 |  | 10 | Indicator LED lampjes 12Vdc | LAMPE LED 12VCC 0.4W |  | LED LAMP 12V DC 0.4W | [8 empty] | 09.07 | 1 | [8 empty] | 10 | 3606480317927 | 0 |  | 2 | 7 | 2 | 0 | 0 | 13606480317924 | 10 | 24 | 14.5 | 6.5 | 1.3 |  | 43606480317925 | 50 | 345 | 40 | 15 | 15 | [10 empty] | 17 | N | [12 empty] | SA1 | PA | 8539299890 | [33 empty] | https://eref.se.com/be/nl/sis-tarif/product/ALB45516 | https://eref.se.com/be/fr/sis-tarif/product/ALB45516
Schneider Electric | Schneider Electric | 01022021 |  | Schneider Electric |  | SED | ALB45517 |  |  | 5.83 |  | 1 |  | 10 | Indicator LED lampjes 24Vdc | LAMPE LED 24VCC 0.8W |  | LED LAMP 24V DC 0.8W | [8 empty] | 09.07 | 1 | [8 empty] | 10 | 3606480317934 | 0 |  | 2 | 7 | 2 | 0 | 0 | 13606480317931 | 10 | 24 | 15 | 1 | 7 |  | 43606480317932 | 100 | 465 | 40 | 15 | 15 | [10 empty] | 17 | N | [12 empty] | SA1 | PA | 8539299890 | [33 empty] | https://eref.se.com/be/nl/sis-tarif/product/ALB45517 | https://eref.se.com/be/fr/sis-tarif/product/ALB45517
Schneider Electric | Schneider Electric | 01022021 |  | Schneider Electric |  | SED | ALB45552 |  |  | 0.09 |  | 1 |  | 25 | Beschermkap 1 functie | Capot 1 fonction |  | 1 FUNCTION PLASTIC SUPPORT FRAME COVER | [18 empty] | 25 | 3606480024313 | 0 |  | 7 | 7 | 6 | 2 | 0.084 | [23 empty] | 17 | N | [12 empty] | SA1 | PA | 3925901000 | [5 empty] | 210010 | [27 empty] | https://eref.se.com/be/nl/sis-tarif/product/ALB45552 | https://eref.se.com/be/fr/sis-tarif/product/ALB45552
Schneider Electric | Schneider Electric | 01022021 |  | Schneider Electric |  | SED | ALB45570 |  |  | 2.54 |  | 1 |  | 10 | ALTIRA BLINDPLAAT 45X45MM WIT | Obturateur large |  | BLIND COVER PLATE | [18 empty] | 1 | 3606480024344 | 0 |  | 9 | 5 | 5 | 3 | 0.075 | 13606480024341 | 10 | 148 | 20 | 30 | 2.73 |  | 43606480024342 | 280 | 4937 | 60 | 40 | 30 | [10 empty] | 6 | N | [12 empty] | SA1 | PA | 3925901000 | [5 empty] | 210010 | [8 empty] | Altira - blinde afdekplaat - 2 modules - 45 mm - wit | [18 empty] | https://eref.se.com/be/nl/sis-tarif/product/ALB45570 | https://eref.se.com/be/fr/sis-tarif/product/ALB45570
Schneider Electric | Schneider Electric | 01022021 |  | Schneider Electric |  | SED | ALB45596 |  |  | 12.79 |  | 1 |  | 10 | Kabeluitvoer 20a | Sortie cable 20A |  | CABLE OUTLET 6 12 MM DIA. CABLE | [18 empty] | 10 | 3606480024368 | 0 |  | 18 | 5 | 5 | 4 | 0.1 | 13606480024365 | 10 | 220 | 20 | 30 | 2.83 |  | 43606480024366 | 280 | 6954 | 60 | 40 | 30 | [10 empty] | 6 | N | [12 empty] | SA1 | PA | 3926909790 | [5 empty] | 210010 | [27 empty] | https://eref.se.com/be/nl/sis-tarif/product/ALB45596 | https://eref.se.com/be/fr/sis-tarif/product/ALB45596
Schneider Electric | Schneider Electric | 01022021 |  | Schneider Electric |  | SED | ALB45620N |  |  | 1.74 |  | 1 |  | 10 | 1 FUNCTIE PLASTIC SF W Lange klauwen | 1 FUNCTION PLASTIC SF W LONG CLAWS |  | 1 gang plastic support w/long claws | [18 empty] | 10 | 3606480913945 | 0 |  | 20 | 8 | 8 | 3 | 0.192 | 13606480913942 | 10 | 241 | 21.5 | 9 | 9 |  | 43606480913943 | 120 | 3605 | 40 | 30 | 30 | [10 empty] | 17 | N | [12 empty] | SA1 | PA | 3926909790 | [33 empty] | https://eref.se.com/be/nl/sis-tarif/product/ALB45620N | https://eref.se.com/be/fr/sis-tarif/product/ALB45620N
Schneider Electric | Schneider Electric | 01022021 |  | Schneider Electric |  | SED | ALB45621N |  |  | 1.33 |  | 1 |  | 20 | 1 FUNCTIE PLASTIC SUPPORT FRAME | 1 FUNCTION PLASTIC SUPPORT FRAME |  | 1 gang plastic support frame | [18 empty] | 20 | 3606480913952 | 0 |  | 10 | 8 | 8 | 1 | 0.064 | 13606480913959 | 20 | 245 | 21.5 | 9 | 9 |  |  | 80 | 1435 | 40 | 30 | 15 | [10 empty] | 6 | N | [12 empty] | SA1 | PA | 3926909790 | [33 empty] | https://eref.se.com/be/nl/sis-tarif/product/ALB45621N | https://eref.se.com/be/fr/sis-tarif/product/ALB45621N
Schneider Electric | Schneider Electric | 01022021 |  | Schneider Electric |  | SED | ALB45622N |  |  | 1.74 |  | 1 |  | 10 | 1 FUNCTIE PLASTIC SF W korte klauwen | 1 FUNCTION PLASTIC SF W SHORT CLAWS |  | 1 gang plastic support w/short claws | [18 empty] | 10 | 3606480934049 | 0 |  | 19 | 7 | 7 | 2 | 0.098 | 13606480934046 | 10 | 242 | 21.5 | 9 | 9 |  | 43606480934047 | 40 | 1423 | 40 | 30 | 15 | [10 empty] | 17 | N | [12 empty] | SA1 | PA | 3926909790 | [33 empty] | https://eref.se.com/be/nl/sis-tarif/product/ALB45622N | https://eref.se.com/be/fr/sis-tarif/product/ALB45622N
Schneider Electric | Schneider Electric | 01022021 |  | Schneider Electric |  | SED | ALB45624N |  |  | 2.23 |  | 1 |  | 10 | 2 FUNCTIES YUXTAPOSED PLASTIC SF | 2 FUNCTIONS YUXTAPOSED PLASTIC SF |  | 2 func side side plastic support | [18 empty] | 10 | 3606480913969 | 0 |  | 20 | 13 | 7 | 1 | 0.091 | 13606480913966 | 10 | 239 | 21.4 | 9 | 9 |  |  | 20 | 933 | 40 | 30 | 15 | [10 empty] | 17 | N | [12 empty] | SA1 | PA | 3926909790 | [33 empty] | https://eref.se.com/be/nl/sis-tarif/product/ALB45624N | https://eref.se.com/be/fr/sis-tarif/product/ALB45624N
Schneider Electric | Schneider Electric | 01022021 |  | Schneider Electric |  | SED | ALB45626N |  |  | 3.23 |  | 1 |  | 5 | 3 FUNCTIES YUXTAPOSED PLASTIC SF | 3 FUNCTIONS YUXTAPOSED PLASTIC SF |  | 3 funct side side plastic sup | [18 empty] | 5 | 3606480913976 | 0 |  | 32 | 19 | 7 | 1 | 0.133 | 13606480913973 | 5 | 207 | 21.4 | 8.9 | 9 |  |  | 20 | 1283 | 40 | 30 | 15 | [10 empty] | 17 | N | [12 empty] | SA1 | PA | 3926909790 | [33 empty] | https://eref.se.com/be/nl/sis-tarif/product/ALB45626N | https://eref.se.com/be/fr/sis-tarif/product/ALB45626N
Schneider Electric | Schneider Electric | 01022021 |  | Schneider Electric |  | SED | ALB45628N |  |  | 18.21 |  | 1 |  | 4 | 2X 3 FUNCTIES YUXTA PLASTIC SF | 2X 3 FUNCTIONS YUXTA PLASTIC SF |  | 2x 3 func side side plastic sup | [18 empty] | 4 | 3606480913983 | 0 |  | 83 | 18 | 16 | 1 | 0.288 | 13606480913980 | 4 | 395 | 21.3 | 17.5 | 9.4 |  | 13606480913980 | 4 | 850 | 40 | 30 | 15 | [10 empty] | 17 | N | [12 empty] | SA1 | PA | 3926909790 | [33 empty] | https://eref.se.com/be/nl/sis-tarif/product/ALB45628N | https://eref.se.com/be/fr/sis-tarif/product/ALB45628N
Schneider Electric | Schneider Electric | 01022021 |  | Schneider Electric |  | SED | ALB45650 |  |  | 1.5 |  | 1 |  | 20 | AFDEKRAAM WIT ENKELVOUDIG | Plaque blanc 9010 1 fonction |  | COVER FRAME WHITE 1 FUNCTION | [18 empty] | 1 | 3606480024504 | 0 |  | 15 | 9 | 8 | 1 | 0.072 | 13606480024501 | 20 | 358 | 21 | 18 | 9 |  | 43606480024502 | 280 | 5778 | 60 | 40 | 30 |  | 73606480024503 | 1120 | 35112 | 120 | 80 | 50 |  |  |  | 17 | N | [12 empty] | SA1 | PA | 3926909790 | [5 empty] | 210010 | [27 empty] | https://eref.se.com/be/nl/sis-tarif/product/ALB45650 | https://eref.se.com/be/fr/sis-tarif/product/ALB45650
Schneider Electric | Schneider Electric | 01022021 |  | Schneider Electric |  | SED | ALB45652 |  |  | 3.83 |  | 1 |  | 10 | Witte plaat 2 horizontale functies | Plaque blanc 9010 hz 2 fonctions 71 |  | COVER FRAME WHITE 2X FUNCTIONS 71MM | [18 empty] | 10 | 3606480024511 | 0 |  | 25 | 15 | 8 | 5 | 0.6 | 13606480024518 | 10 | 308 | 21.3 | 17.5 | 9 |  | 43606480024519 | 140 | 5078 | 60 | 40 | 30 | [10 empty] | 16 | N | [12 empty] | SA1 | PA | 3926909790 | [5 empty] | 210010 | [8 empty] | Altira - dubbele afdekplaat - afstand 71 mm horizontaal - wit | Plaque blanc RAL9010 2 fonctions horizontal ea 71 mm | [17 empty] | https://eref.se.com/be/nl/sis-tarif/product/ALB45652 | https://eref.se.com/be/fr/sis-tarif/product/ALB45652
Schneider Electric | Schneider Electric | 01022021 |  | Schneider Electric |  | SED | ALB45653 |  |  | 3.64 |  | 1 |  | 1 | Witte plaat 2 verticale functies | Plaque blanc 9010 vt 2 fonctions 57 |  | COVER FRAME WHITE 2X FUNCT VERT 57MM | [18 empty] | 1 | 3606480024528 | 0 |  | 23 | 14 | 8 | 0 | 0 | [23 empty] | 17 | N | [12 empty] | SA1 | PA | 3926909790 | [5 empty] | 210010 | [8 empty] | Altira - dubbele afdekplaat - afstand 57 mm verticaal - wit | Plaque blanc RAL9010 2 fonctions vertical ea 57 mm | [17 empty] | https://eref.se.com/be/nl/sis-tarif/product/ALB45653 | https://eref.se.com/be/fr/sis-tarif/product/ALB45653
Schneider Electric | Schneider Electric | 01022021 |  | Schneider Electric |  | SED | ALB45654 |  |  | 3.68 |  | 1 |  | 10 | Witte plaat 2 aansluitende functies | Plaque blanc 9010 hz 2 fonct juxtaposes |  | COVER FRAME WHITE 2 FUNCTIONS YUXTAPOSED | [18 empty] | 10 | 3606480024535 | 0 |  | 22 | 15 | 8 | 1 | 0.12 | 13606480024532 | 10 | 277 | 21 | 17.5 | 9 |  | 43606480024533 | 140 | 4644 | 60 | 40 | 30 | [10 empty] | 16 | N | [12 empty] | SA1 | PA | 3926909790 | [5 empty] | 210010 | [8 empty] | Altira - dubbele afdekplaat - zonder middelstuk - wit | Plaque blanc RAL9010 2 fonctions juxtaposées horizontal | [17 empty] | https://eref.se.com/be/nl/sis-tarif/product/ALB45654 | https://eref.se.com/be/fr/sis-tarif/product/ALB45654
Schneider Electric | Schneider Electric | 01022021 |  | Schneider Electric |  | SED | ALB45656 |  |  | 5.81 |  | 1 |  | 1 | Witte plaat 3 aansluitende functies | Plaque blanc 9010 hz 3 fonct juxtaposes |  | COVER FRAME WHITE 3 FUNCTIONS YUXTAPOSED | [18 empty] | 1 | 3606480024559 | 0 |  | 34 | 20 | 8 | 1 | 0.16 | [23 empty] | 17 | N | [12 empty] | SA1 | PA | 3926909790 | [5 empty] | 210010 | [8 empty] | Altira - drievoudige afdekplaat - zonder middelstuk - wit | Plaque blanc RAL9010 3 fonctions juxtaposées horizontal | [17 empty] | https://eref.se.com/be/nl/sis-tarif/product/ALB45656 | https://eref.se.com/be/fr/sis-tarif/product/ALB45656
Schneider Electric | Schneider Electric | 01022021 |  | Schneider Electric |  | SED | ALB45657 |  |  | 6.36 |  | 1 |  | 5 | Witte afdekplaat 3 horiz functies 71 mm | Plaque blanc 9010 hz 3 fonctions 71 |  | COVER FRAME WHITE 3X FUNCTIONS | [18 empty] | 5 | 3606480024566 | 0 |  | 30 | 2 | 22 | 8 | 0.352 | 13606480024563 | 5 | 270 | 29.5 | 14 | 8 |  | 43606480024564 | 70 | 4546 | 60 | 40 | 30 | [10 empty] | 17 | N | [12 empty] | SA1 | PA | 3926909790 | [5 empty] | 210010 | [8 empty] | Altira - drievoudige afdekplaat - afstand 71 mm horizontaal - wit | Altira - plaque de finition - 3 postes horizontaux - blanc | [17 empty] | https://eref.se.com/be/nl/sis-tarif/product/ALB45657 | https://eref.se.com/be/fr/sis-tarif/product/ALB45657
Schneider Electric | Schneider Electric | 01022021 |  | Schneider Electric |  | SED | ALB45710 |  |  | 1.95 |  | 1 |  | 20 | Kleur marmer plaat 1 functie | Plaque marbre 1 fonction |  | COVER FRAME MARBEL 1 FUNCTION | [18 empty] | 1 | 3606480024603 | 0 |  | 15 | 8 | 8 | 1 | 0.064 | 13606480024600 | 20 | 370 | 21.5 | 17.5 | 9.2 |  | 43606480024601 | 280 | 5946 | 60 | 40 | 30 | [10 empty] | 17 | N | [12 empty] | SA1 | PA | 3926909790 | [5 empty] | 210010 | [27 empty] | https://eref.se.com/be/nl/sis-tarif/product/ALB45710 | https://eref.se.com/be/fr/sis-tarif/product/ALB45710
Schneider Electric | Schneider Electric | 01022021 |  | Schneider Electric |  | SED | ALB45712 |  |  | 4.93 |  | 1 |  | 10 | Kleur marmer plaat 2 horizontale functie | Plaque marbre hz 2 fonctions 71 |  | COVER FRAME MARBEL 2X FUNCTIONS 71MM | [18 empty] | 10 | 3606480024610 | 0 |  | 35 | 15 | 8 | 1 | 0.12 | 13606480024617 | 10 | 320 | 21.5 | 18 | 9 |  | 43606480024618 | 60 | 2407 | 40 | 30 | 30 | [10 empty] | 16 | N | [12 empty] | SA1 | PA | 3926909790 | [5 empty] | 210010 | [8 empty] | Altira - dubbele afdekplaat - afstand 71 mm horizontaal - marmer | Plaque marbre 2 fonctions horizontal ea 71 mm | [17 empty] | https://eref.se.com/be/nl/sis-tarif/product/ALB45712 | https://eref.se.com/be/fr/sis-tarif/product/ALB45712
Schneider Electric | Schneider Electric | 01022021 |  | Schneider Electric |  | SED | ALB45719 |  |  | 7.56 |  | 1 |  | 5 | Kleur marmer afdekp 3 vert functies 71mm | Plaque marbre vt 3 fonctions 71 |  | COVER FRAME MARBEL 3X FUNCT. VERT | [18 empty] | 1 | 3606480024689 | 0 |  | 30 | 1 | 8 | 23 | 0.184 | 13606480024686 | 5 | 287 | 30 | 14 | 7.8 |  | 43606480024687 | 20 | 1635 | 40 | 30 | 30 | [10 empty] | 17 | N | [12 empty] | SA1 | PA | 3925901000 | [5 empty] | 210010 | [8 empty] | Altira - drievoudige afdekplaat - afstand 71 mm verticaal - marmer | Altira - plaque de finition - 3 postes verticaux entraxe 71 mm - marbre | [17 empty] | https://eref.se.com/be/nl/sis-tarif/product/ALB45719 | https://eref.se.com/be/fr/sis-tarif/product/ALB45719
Schneider Electric | Schneider Electric | 01022021 |  | Schneider Electric |  | SED | ALB45730 |  |  | 1.95 |  | 1 |  | 20 | Kleur schist plaat 1 functie | Plaque schiste 1 fonctions |  | COVER FRAME MIST GRAY 1 FUNCTION | [18 empty] | 1 | 3606480024788 | 0 |  | 15 | 8 | 8 | 1 | 0.064 | 13606480024785 | 20 | 364 | 21.5 | 17.5 | 9.2 |  | 43606480024786 | 120 | 2671 | 40 | 30 | 30 | [10 empty] | 17 | N | [12 empty] | SA1 | PA | 3926909790 | [5 empty] | 210010 | [27 empty] | https://eref.se.com/be/nl/sis-tarif/product/ALB45730 | https://eref.se.com/be/fr/sis-tarif/product/ALB45730
Schneider Electric | Schneider Electric | 01022021 |  | Schneider Electric |  | SED | ALB45739 |  |  | 7.56 |  | 1 |  | 5 | Kleur schist afdekp 3 vert functies 71mm | Plaque schiste vt 3 fonctions 71 |  | COVER FRAME MIST GRAY 3X FUNCT V 71MM | [18 empty] | 1 | 3606480024863 | 0 |  | 40 | 22.5 | 8.5 | 1 | 191.25 | 13606480024860 | 5 | 292 | 30 | 14.3 | 7.8 |  | 43606480024861 | 20 | 1655 | 40 | 30 | 30 | [10 empty] | 13 | N | [12 empty] | SA1 | PA | 3925901000 | [5 empty] | 210010 | [8 empty] | Altira - drievoudige afdekplaat - afstand 71 mm verticaal - mistgrijs | Altira - plaque de finition - 3 postes verticaux entraxe 71 mm - schiste | [17 empty] | https://eref.se.com/be/nl/sis-tarif/product/ALB45739 | https://eref.se.com/be/fr/sis-tarif/product/ALB45739
Schneider Electric | Schneider Electric | 01022021 |  | Schneider Electric |  | SED | ALB45748 |  |  | 27.46 |  | 1 |  | 5 | Kleur leisteen plaat 2rijen 3aanslui fun | Plaque ardoise 2rg 3 fonctions juxtapose |  | COVER FRAME SLATE BLUE 2X 3 FUNCT YUXTA | [18 empty] | 1 | 3606480024948 | 0 |  | 91 | 19.5 | 17.5 | 1 | 341.25 | 13606480024945 | 5 | 517 | 20.8 | 19.5 | 10.8 | [17 empty] | 17 | N | [12 empty] | SA1 | PA | 3925901000 | [5 empty] | 210010 | [8 empty] | Altira - afdekplaat voor 2x3 mechanismen - leisteenblauw | [18 empty] | https://eref.se.com/be/nl/sis-tarif/product/ALB45748 | https://eref.se.com/be/fr/sis-tarif/product/ALB45748
Schneider Electric | Schneider Electric | 01022021 |  | Schneider Electric |  | SED | ALB46212 |  |  | 10.78 |  | 1 |  | 10 | Stopcontact 2P+A 45°&90° rotoclip alu | PC 2P+T 45 90 rotoclip alu |  | FR SO ROTOCLIP 2P E SHUTTERED ALU | [8 empty] | 09.07 | 1 | [8 empty] | 10 | 3606485136080 | 0 |  | 33 | 5 | 5 | 4 | 0.1 | 13606485136087 | 10 | 381 | 21.4 | 9 | 9.2 |  | 43606485136088 | 280 | 11920 | 60 | 40 | 30 |  |  | 1120 | 59680 | 120 | 80 | 50 |  |  |  | 9 | N | [12 empty] | SA1 | PA | 8536699099 | [14 empty] | Altira - stopcontact - Rotoclip - 2P+A met kinderbeveiliging - penaarde - alu | Altira - prise de courant Rotoclip - 2P+T à éclipses de protection - aluminium | [17 empty] | https://eref.se.com/be/nl/sis-tarif/product/ALB46212 | https://eref.se.com/be/fr/sis-tarif/product/ALB46212
Schneider Electric | Schneider Electric | 01022021 |  | Schneider Electric |  | SED | ALB46222 |  |  | 15.77 |  | 1 |  | 10 | Dubbel stopcontact 2P+A 45° alu | PC bloc double 2P+T 45 alu |  | 2X FR SO 45 2P E SHUTTERED ALU | [8 empty] | 09.07 | 1 | [8 empty] | 10 | 3606485136103 | 0 |  | 85.9 | 9 | 4 | 4 | 0.144 | 13606485136100 | 10 | 997 | 21 | 11 | 19 |  | 43606485136101 | 70 | 7668 | 60 | 40 | 30 |  |  | 280 | 44924 | 120 | 80 | 50 |  |  |  | 9 | N | [12 empty] | SA1 | PA | 8536699099 | [14 empty] | Altira - dubbel stopcontact - 2P+A met kinderbeveiliging - penaarde - alu | Altira - prise de courant double - 2P+T à éclipses de protection - aluminium | [17 empty] | https://eref.se.com/be/nl/sis-tarif/product/ALB46222 | https://eref.se.com/be/fr/sis-tarif/product/ALB46222
Schneider Electric | Schneider Electric | 01022021 |  | Schneider Electric |  | SED | ALB46232 |  |  | 21.18 |  | 1 |  | 10 | Driev stopcontact 2P+A 45° alu | PC bloc triple 2P+T 45 alu |  | 3X FR SO 45 2P E SHUTTERED ALU | [8 empty] | 09.07 | 1 | [8 empty] | 10 | 3606485136127 | 0 |  | 122 | 14 | 4 | 4 | 0.224 | 13606485136124 | 10 | 1322 | 21 | 11 | 20 |  | 43606485136125 | 70 | 10020 | 60 | 40 | 30 | [10 empty] | 9 | N | [12 empty] | SA1 | PA | 8536699099 | [14 empty] | Altira - drievoudig stopcontact - 2P+A met kinderbeveiliging - penaarde - alu | Altira - prise de courant triple - 2P+T à éclipses de protection - aluminium | [17 empty] | https://eref.se.com/be/nl/sis-tarif/product/ALB46232 | https://eref.se.com/be/fr/sis-tarif/product/ALB46232
Schneider Electric | Schneider Electric | 01022021 |  | Schneider Electric |  | SED | ALB46305N |  |  | 11.32 |  | 1 |  | 10 | ENKELVOUDIG RJ45 CAT5E UTP ALU S-ONE | PRISE RJ45 CAT5E UTP ALTIRA ALU S-ONE |  | ALTIRA ALU 1XRJ45 S ONE CAT5E UTP | [8 empty] | 09.07 | 1 | [8 empty] | 10 | 3606480396816 | 0 |  | 25 | 5 | 5 | 3 | 0.075 | 13606480396813 | 10 | 322 | 21.5 | 17.5 | 9.2 |  | 43606480396814 | 20 | 1099 | 40 | 30 | 15 | [10 empty] | 9 | N | [12 empty] | SA1 | PA | 8536699099 | [33 empty] | https://eref.se.com/be/nl/sis-tarif/product/ALB46305N | https://eref.se.com/be/fr/sis-tarif/product/ALB46305N
Schneider Electric | Schneider Electric | 01022021 |  | Schneider Electric |  | SED | ALB46306N |  |  | 14.45 |  | 1 |  | 10 | ENKELVOUDIG RJ45 CAT6 UTP ALU S-ONE | PRISE RJ45 CAT6 UTP ALTIRA ALU S-ONE |  | ALTIRA ALU 1XRJ45 S ONE CAT6 UTP | [8 empty] | 09.07 | 1 | [8 empty] | 10 | 3606480396847 | 0 |  | 25 | 8 | 5 | 3 | 0.12 | 13606480396844 | 10 | 321 | 21.5 | 17.5 | 9.2 |  | 43606480396845 | 60 | 2639 | 40 | 30 | 30 | [10 empty] | 14 | N | [12 empty] | SA1 | PA | 8536699099 | [33 empty] | https://eref.se.com/be/nl/sis-tarif/product/ALB46306N | https://eref.se.com/be/fr/sis-tarif/product/ALB46306N
Schneider Electric | Schneider Electric | 01022021 |  | Schneider Electric |  | SED | ALB46325N |  |  | 20.67 |  | 1 |  | 10 | DUBBEL RJ45 CAT5E UTP ALU S-ONE | PRISE DBLE RJ45 CAT5E UTP ALTIRA ALU S-O |  | ALTIRA ALU 2XRJ45 S ONE CAT5E UTP | [8 empty] | 09.07 | 1 | [8 empty] | 10 | 3606480397059 | 0 |  | 34 | 5 | 5 | 3 | 0.075 | 13606480397056 | 10 | 402 | 21.5 | 17.5 | 9.2 |  | 43606480397057 | 20 | 1259 | 40 | 30 | 15 | [10 empty] | 9 | N | [12 empty] | SA1 | PA | 8536699099 | [33 empty] | https://eref.se.com/be/nl/sis-tarif/product/ALB46325N | https://eref.se.com/be/fr/sis-tarif/product/ALB46325N
Schneider Electric | Schneider Electric | 01022021 |  | Schneider Electric |  | SED | ALB46326N |  |  | 25.56 |  | 1 |  | 10 | DUBBEL RJ45 CAT6 UTP ALU S-ONE | PRISE DBLE RJ45 CAT6 UTP ALTIRA ALU S-ON |  | ALTIRA ALU 2XRJ45 S ONE CAT6 UTP | [8 empty] | 09.07 | 1 | [8 empty] | 10 | 3606480397080 | 0 |  | 34 | 9 | 6 | 4 | 0.216 | 13606480397087 | 10 | 402 | 21.5 | 17.5 | 9.3 |  | 43606480397088 | 20 | 1259 | 40 | 30 | 15 | [10 empty] | 9 | N | [12 empty] | SA1 | PA | 8536699099 | [33 empty] | https://eref.se.com/be/nl/sis-tarif/product/ALB46326N | https://eref.se.com/be/fr/sis-tarif/product/ALB46326N
Schneider Electric | Schneider Electric | 01022021 |  | Schneider Electric |  | SED | ALB46346N |  |  | 16.48 |  | 1 |  | 10 | ENKELVOUDIG RJ45 CAT6 STP ALU S-ONE | PRISE RJ45 CAT6 STP ALTIRA ALU S-ONE |  | ALTIRA ALU 1XRJ45 S ONE CAT6 STP | [8 empty] | 09.07 | 1 | [8 empty] | 10 | 3606480396861 | 0 |  | 48 | 10 | 6 | 3 | 0.18 | 13606480396868 | 10 | 558 | 21.5 | 17.5 | 9.2 |  | 43606480396869 | 120 | 7948 | 60 | 40 | 30 | [10 empty] | 9 | N | [12 empty] | SA1 | PA | 8536699099 | [33 empty] | https://eref.se.com/be/nl/sis-tarif/product/ALB46346N | https://eref.se.com/be/fr/sis-tarif/product/ALB46346N
Schneider Electric | Schneider Electric | 01022021 |  | Schneider Electric |  | SED | ALB46347N |  |  | 19.68 |  | 1 |  | 10 | ENKELVOUDIG RJ45 CAT6A STP ALU S-ONE | PRISE RJ45 CAT6A STP ALTIRA ALU S-ONE |  | ALTIRA ALU 1XRJ45 S ONE CAT6A STP | [8 empty] | 09.07 | 1 | [8 empty] | 10 | 3606480396892 | 0 |  | 49 | 9 | 6 | 3 | 0.162 | 13606480396899 | 10 | 556 | 21.5 | 17.5 | 9.2 |  | 43606480396890 | 120 | 7924 | 60 | 40 | 30 | [10 empty] | 9 | N | [12 empty] | SA1 | PA | 8536699099 | [33 empty] | https://eref.se.com/be/nl/sis-tarif/product/ALB46347N | https://eref.se.com/be/fr/sis-tarif/product/ALB46347N
Schneider Electric | Schneider Electric | 01022021 |  | Schneider Electric |  | SED | ALB46355N |  |  | 23.58 |  | 1 |  | 10 | DUBBEL RJ45 CAT5E STP ALU S-ONE | PRISE DBLE RJ45 CAT5E STP ALTIRA ALU S-O |  | ALTIRA ALU 2XRJ45 S ONE CAT5E STP | [8 empty] | 09.07 | 1 | [8 empty] | 10 | 3606480397073 | 0 |  | 80 | 5 | 5 | 3 | 0.075 | 13606480397070 | 10 | 890 | 21.5 | 17.5 | 9.5 |  | 43606480397071 | 20 | 2235 | 40 | 30 | 15 | [10 empty] | 9 | N | [12 empty] | SA1 | PA | 8536699099 | [33 empty] | https://eref.se.com/be/nl/sis-tarif/product/ALB46355N | https://eref.se.com/be/fr/sis-tarif/product/ALB46355N
Schneider Electric | Schneider Electric | 01022021 |  | Schneider Electric |  | SED | ALB46357N |  |  | 37.36 |  | 1 |  | 10 | DUBBEL RJ45 CAT6A STP ALU S-ONE | PRISE DBLE RJ45 CAT6A STP ALTIRA ALU S-O |  | ALTIRA ALU 2XRJ45 S ONE CAT6A STP | [8 empty] | 09.07 | 1 | [8 empty] | 10 | 3606480397134 | 0 |  | 80 | 5 | 5 | 3 | 0.075 | 13606480397131 | 10 | 878 | 21.3 | 17.3 | 9.2 |  | 43606480397132 | 20 | 2211 | 40 | 30 | 15 | [10 empty] | 9 | N | [12 empty] | SA1 | PA | 8536699099 | [33 empty] | https://eref.se.com/be/nl/sis-tarif/product/ALB46357N | https://eref.se.com/be/fr/sis-tarif/product/ALB46357N
Schneider Electric | Schneider Electric | 01022021 |  | Schneider Electric |  | SED | ALB46384 |  |  | 5.88 |  | 1 |  | 10 | Plaatje infraplus dubbel RJ45 alu | Enjoliveur double infraplus RJ45 alu |  | COVER PLATE FOR 2X RJ45 INFRAPLUS ALU | [18 empty] | 10 | 3606485136288 | 0 |  | 9 | 5 | 5 | 3 | 0.075 | 13606485136285 | 10 | 209 | 21.5 | 8.9 | 8.9 |  | 43606485136286 | 30 | 1082 | 40 | 30 | 15 | [10 empty] | 9 | N | [12 empty] | SA1 | PA | 3926909790 | [14 empty] | Altira - RJ45 centraalplaat - dubbel - Infraplus - aluminium | Altira - cache connecteur de données RJ45 - double - aluminium | [17 empty] | https://eref.se.com/be/nl/sis-tarif/product/ALB46384 | https://eref.se.com/be/fr/sis-tarif/product/ALB46384
Schneider Electric | Schneider Electric | 01022021 |  | Schneider Electric |  | SED | ALB46650 |  |  | 1.68 |  | 1 |  | 20 | ALUMINIUM AFDEKPLAAT 1 FUNCTIE | PLAQUE ALUMINIUM 1 FONCTION |  | COVER FRAME ALUMINIUM 1 FUNCTION | [18 empty] | 1 | 3606480068508 | 0 |  | 14 | 8 | 1 | 8 | 0.064 | 13606480068505 | 20 | 356 | 22 | 9 | 18 |  | 43606480068506 | 280 | 6030 | 60 | 40 | 30 | [10 empty] | 17 | N | [12 empty] | SA1 | PA | 3926909790 | [15 empty] | Altira - plaque de finition - 1 poste - aluminium | [17 empty] | https://eref.se.com/be/nl/sis-tarif/product/ALB46650 | https://eref.se.com/be/fr/sis-tarif/product/ALB46650
Schneider Electric | Schneider Electric | 01022021 |  | Schneider Electric |  | SED | ALB46652 |  |  | 4.28 |  | 1 |  | 10 | ALU AFDEKPLAAT 2 HORIZONTALE FUNCTIES | PLAQUE ALUMINIUM HZ 2 FONCTIONS 71 |  | COVER FRAME ALUMINIUM 2X FUNCTIONS 71MM | [18 empty] | 1 | 3606480068515 | 0 |  | 25 | 15 | 8 | 1 | 0.12 | 13606480068512 | 10 | 315 | 22 | 18 | 9 |  | 43606480068513 | 60 | 2360 | 40 | 30 | 30 | [10 empty] | 14 | N | [12 empty] | SA1 | PA | 3925901000 | [14 empty] | Altira - dubbele afdekplaat - afstand 71 mm horizontaal - aluminium | Altira - plaque de finition - 2 postes horizontaux - aluminium | [17 empty] | https://eref.se.com/be/nl/sis-tarif/product/ALB46652 | https://eref.se.com/be/fr/sis-tarif/product/ALB46652
Schneider Electric | Schneider Electric | 01022021 |  | Schneider Electric |  | SED | ALB46654 |  |  | 4.1 |  | 1 |  | 10 | ALU ADEKPLAAT 2 AANSLUITENDE FUNCTIES | PLAQUE ALUMINIUM HZ 2 FONCT JUXTAPOSES |  | COVERFRAME ALUMINIUM 2 FUNCTIONS YUXTAP | [18 empty] | 1 | 3606480068539 | 0 |  | 22 | 14 | 8 | 1 | 0.112 | 13606480068536 | 10 | 295 | 22 | 10 | 18 |  | 43606480068537 | 60 | 2258 | 40 | 30 | 30 | [10 empty] | 17 | N | [12 empty] | SA1 | PA | 3926909790 | [14 empty] | Altira - dubbele afdekplaat - zonder middelstuk - aluminium | Altira - plaque de finition - 2 postes horizontaux juxtaposés - aluminim | [17 empty] | https://eref.se.com/be/nl/sis-tarif/product/ALB46654 | https://eref.se.com/be/fr/sis-tarif/product/ALB46654
Schneider Electric | Schneider Electric | 01022021 |  | Schneider Electric |  | SED | ALB46655 |  |  | 3.79 |  | 1 |  | 1 | ALU AFDEKPLAAT 2 VERTICALE FUNCTIES 71MM | PLAQUE ALUMINIUM VT 2 FONCTIONS 71 |  | COVER FRAME ALU 2X FUNCT. VERT. | [18 empty] | 1 | 3606480068546 | 0 |  | 25 | 15 | 8 | 2 | 0.24 | [23 empty] | 17 | N | [12 empty] | SA1 | PA | 3926909790 | [14 empty] | Altira - dubbele afdekplaat - afstand 71 mm verticaal - aluminium | Altira - plaque de finition - 2 postes verticaux entraxe 71 mm - aluminium | [17 empty] | https://eref.se.com/be/nl/sis-tarif/product/ALB46655 | https://eref.se.com/be/fr/sis-tarif/product/ALB46655
Schneider Electric | Schneider Electric | 01022021 |  | Schneider Electric |  | SED | ALB46656 |  |  | 6.51 |  | 1 |  | 5 | ALU AFDEKPLAAT 3 AANSLUITENDE FUNCTIES | PLAQUE ALUMINIUM HZ 3 FONCT JUXTAPOSES |  | COVER FRAME ALUMINIUM 3 FUNCTIONS YUXTAP | [18 empty] | 1 | 3606480068553 | 0 |  | 32 | 20 | 8 | 1 | 0.16 | 13606480068550 | 5 | 210 | 21.5 | 9 | 9 |  | 43606480068551 | 20 | 1295 | 40 | 30 | 15 | [10 empty] | 17 | N | [12 empty] | SA1 | PA | 3926909790 | [14 empty] | Altira - drievoudige afdekplaat - zonder middelstuk - aluminium | Altira - plaque de finition - 3 postes horizontaux juxtaposés - aluminim | [17 empty] | https://eref.se.com/be/nl/sis-tarif/product/ALB46656 | https://eref.se.com/be/fr/sis-tarif/product/ALB46656
Schneider Electric | Schneider Electric | 01022021 |  | Schneider Electric |  | SED | ALB46657 |  |  | 2.12 |  | 1 |  | 5 | ALU AFDEKPLAAT 3 HORIZ FUNCTIES 71 MM | PLAQUE ALUMINIUM HZ 3 FONCTIONS 71 |  | COVER FRAME ALUMINIUM 3X FUNCTIONS | [18 empty] | 1 | 3606480068560 | 0 |  | 35 | 2 | 22 | 8 | 0.352 | 13606480068567 | 5 | 281 | 30 | 8 | 15 |  | 43606480068568 | 20 | 1837 | 40 | 30 | 30 | [10 empty] | 17 | N | [12 empty] | SA1 | PA | 3925901000 | [14 empty] | Altira - drievoudige afdekplaat - afstand 71 mm horizontaal - aluminium | Altira - plaque de finition - 3 postes horizontaux - aluminium | [17 empty] | https://eref.se.com/be/nl/sis-tarif/product/ALB46657 | https://eref.se.com/be/fr/sis-tarif/product/ALB46657
Schneider Electric | Schneider Electric | 01022021 |  | Schneider Electric |  | SED | ALB46658 |  |  | 23.68 |  | 1 |  | 5 | ALU PLAAT 2 RIJEN MET 3 AANSLUIT FUNCTIE | PLAQUE ALUMINIUM 2RG 3 FONCT JUXTAPOSES |  | COVER FRAME ALUMINIUM 2X 3 FUNCT YUXTA | [18 empty] | 5 | 3606480068577 | 0 |  | 74 | 20 | 1 | 18 | 0.36 | 13606480068574 | 5 | 512 | 21 | 19 | 10.8 |  | 43606480068575 | 35 | 4350 | 60 | 40 | 30 | [10 empty] | 16 | N | [12 empty] | SA1 | PA | 3925901000 | [14 empty] | Altira - afdekplaat voor 2x3 mechanismen - aluminium | Altira - plaque de finition - 2 rangées de 3 fonctions - aluminium | [17 empty] | https://eref.se.com/be/nl/sis-tarif/product/ALB46658 | https://eref.se.com/be/fr/sis-tarif/product/ALB46658
Schneider Electric | Schneider Electric | 01022021 |  | Schneider Electric |  | SED | ALB46659 |  |  | 6.51 |  | 1 |  | 5 | Alu afdekplaat 3 verticale functies 71mm | Plaque aluminium vt 3 fonctions 71 |  | COVER FRAME ALU 3X FUNCT. VERT. | [18 empty] | 1 | 3606480068584 | 0 |  | 35.2 | 23 | 8 | 1 | 0.184 | 13606480068581 | 5 | 289 | 30 | 15 | 15 |  | 43606480068582 | 20 | 955 | 40 | 30 | 30 | [10 empty] | 13 | N | [12 empty] | SA1 | PA | 3926909790 | [14 empty] | Altira - drievoudige afdekplaat - afstand 71 mm verticaal - aluminium | Altira - plaque de finition - 3 postes verticaux entraxe 71 mm - aluminium | [17 empty] | https://eref.se.com/be/nl/sis-tarif/product/ALB46659 | https://eref.se.com/be/fr/sis-tarif/product/ALB46659
Schneider Electric | Schneider Electric | 01022021 |  | Schneider Electric |  | SED | ALB57944 |  |  | 4.43 |  | 1 |  | 10 | Veer | Ressort 10 pieces |  | SPRING PUSH-BUTTON 10 UT | [18 empty] | 1 | 3606480025013 | 0 |  | 2 | 9 | 9 | 8 | 0.648 | 13606480025010 | 10 | 55 | 10 | 9.6 | 8.5 |  | 43606480025011 | 240 | 1807 | 40 | 30 | 30 | [10 empty] | 9 | N | [12 empty] | SA1 | PA | 7320909090 | [5 empty] | 210010 | [9 empty] | Alréa - ressort pour bouton poussoir - pack de 10 | [17 empty] | https://eref.se.com/be/nl/sis-tarif/product/ALB57944 | https://eref.se.com/be/fr/sis-tarif/product/ALB57944
Schneider Electric | Schneider Electric | 01022021 |  | Schneider Electric |  | SRL | AM1DL201 |  |  | 65.49 |  | 1 |  | 6 | OMEGA PROFIEL 75MM L=2M | PROFILE CHAPEAU 75 L2000 |  | PREFORMED FIXING RAIL75 | [18 empty] | 6 | 3389110567403 | 0 |  | 2750 | 200 | 10 | 5 | 10 | [14 empty] | 73389110567402 | 168 | 487000 | 62.5 | 200 | 30 |  |  |  | 15 | N | [12 empty] | TEE | JU | 7326909890 | [5 empty] | 220060 | [27 empty] | https://eref.se.com/be/nl/sis-tarif/product/AM1DL201 | https://eref.se.com/be/fr/sis-tarif/product/AM1DL201
Schneider Electric | Schneider Electric | 01022021 |  | Schneider Electric |  | SRL | AX2DL01 |  |  | 11.43 |  | 1 |  | 10 | GRONDPLAAT CA2/D/D09/D12 | SUPPORT ENCLIQUETABLE |  | CLIP-ON BRACKET | [18 empty] | 10 | 3389110568448 | 0 |  | 54 | 10 | 9 | 5 | 0.45 | 13389110568445 | 10 | 551 | 10 | 9 | 5 |  | 43389110568446 | 100 | 5779 | 40 | 15 | 15 |  | 73389110568447 | 3200 | 194580 | 60 | 80 | 80 |  |  |  | 2 | Y | [12 empty] | TEE | JU | 85389099 | [5 empty] | 220060 | [27 empty] | https://eref.se.com/be/nl/sis-tarif/product/AX2DL01 | https://eref.se.com/be/fr/sis-tarif/product/AX2DL01
Schneider Electric | Schneider Electric | 01022021 |  | Schneider Electric |  | SRL | AZ1CA04 |  |  | 6.65 |  | 4 |  | 4 | SPACER | SPACER |  | SPACER | [18 empty] | 4 | 3389110554359 | 0 |  | 13 | 9 | 5 | 1 | 45 | 13389110554356 | 4 | 54 | 5 | 3 | 8 | [9 empty] | 6400 | 103036 | 80 | 60 | 77 |  |  |  | 2 | Y | [12 empty] | TEE | JU | 7326909890 | [5 empty] | 220060 | [27 empty] | https://eref.se.com/be/nl/sis-tarif/product/AZ1CA04 | https://eref.se.com/be/fr/sis-tarif/product/AZ1CA04
Schneider Electric | Schneider Electric | 01022021 |  | Schneider Electric |  | SED | BCPMA042S |  |  | 3683.3 |  | 1 |  | 1 | BCPM42 CCTS KW EN KWH ALLE CCTS | 0,75 in BCPM KW KWh 2 Feeders and 42 Cir |  | CIRCUIT POWER METER 42CTS, 19MM | [18 empty] | 1 | 3606480299490 | 0 |  | 1500 | 50 | 20 | 40 | 40000 | [23 empty] | 29 | N | [12 empty] | MS2 | MU | 9028309000 | [14 empty] | BCPM powermeter, geavanceerd - 42 solid core 100 A - 19 mm CT tussenafstand | surveil. avancée de la puiss. BCPM - 42 noyaux solides 100 A -espacement CT 19mm | [17 empty] | https://eref.se.com/be/nl/sis-tarif/product/BCPMA042S | https://eref.se.com/be/fr/sis-tarif/product/BCPMA042S
Schneider Electric | Schneider Electric | 01022021 |  | Schneider Electric |  | SED | BCPMA084S |  |  | 5930.53 |  | 1 |  | 1 | BCPM84 CCTS KW EN KWH ALLE CCTS | 0,75 in BCPM KW KWh 2 Feeders and 84 Cir |  | CIRCUIT POWER METER 84CTS, 19MM | [18 empty] | 1 | 3606480299506 | 0 |  | 1500 | 50 | 20 | 40 | 40000 | [23 empty] | 29 | N | [12 empty] | MS2 | MU | 9028309000 | [14 empty] | BCPM powermeter, geavanceerd - 84 solid core 100 A - 19 mm CT tussenafstand | surveil. avancée de la puiss. BCPM - 84 noyaux solides 100 A -espacement CT 19mm | [17 empty] | https://eref.se.com/be/nl/sis-tarif/product/BCPMA084S | https://eref.se.com/be/fr/sis-tarif/product/BCPMA084S
Schneider Electric | Schneider Electric | 01022021 |  | Schneider Electric |  | SED | BCPMA142S |  |  | 3647.53 |  | 1 |  | 1 | BCPM42 CCTS KW EN KWH ALLE CCTS | 1 in BCPM KW KWh 2 Feeders and 42 Circui |  | CIRCUIT POWER METER 42CTS, 25MM | [18 empty] | 1 | 3606480299513 | 0 |  | 3045 | 79 | 25 | 16 | 31.6 | [23 empty] | 29 | N | [12 empty] | MS2 | MU | 9028309000 | [14 empty] | BCPM powermeter, geavanceerd - 42 solid core 100 A - 26 mm CT tussenafstand | surveil. avancée de la puiss. BCPM - 42 noyaux solides 100 A -espacement CT 26mm | [17 empty] | https://eref.se.com/be/nl/sis-tarif/product/BCPMA142S | https://eref.se.com/be/fr/sis-tarif/product/BCPMA142S
Schneider Electric | Schneider Electric | 01022021 |  | Schneider Electric |  | SED | BCPMA184S |  |  | 5930.53 |  | 1 |  | 1 | BCPM84 CCTS KW EN KWH ALLE CCTS | 1 in BCPM KW KWh 2 Feeders and 42 Circui |  | Mtr,BrPwr,AuxPwr,1in,4x21-100A,8Aux,S4 | [18 empty] | 1 | 3606480299520 | 0 |  | 4773 | 79 | 25 | 16 | 31.6 | [23 empty] | 29 | N | [12 empty] | MS2 | MU | 9028309000 | [14 empty] | BCPM powermeter, geavanceerd - 84 solid core 100 A - 26 mm CT tussenafstand | surveil. avancée de la puiss. BCPM - 84 noyaux solides 100 A -espacement CT 26mm | [17 empty] | https://eref.se.com/be/nl/sis-tarif/product/BCPMA184S | https://eref.se.com/be/fr/sis-tarif/product/BCPMA184S
Schneider Electric | Schneider Electric | 01022021 |  | Schneider Electric |  | SED | BCPMB042S |  |  | 2993.81 |  | 1 |  | 1 | BCPM42 STROOM ALLE CCTS EN KW, KWH HOOFD | 0,75 in BCPM KW KWh 2 Feeders Amp 42 Cir |  | CIRCUIT CURRENT METER 42CTS, 19MM | [18 empty] | 1 | 3606480299537 | 0 |  | 2977 | 79 | 25 | 16 | 31.6 | [23 empty] | 14 | N | [12 empty] | MS2 | MU | 9028309000 | [14 empty] | BCPM powermeter, tussenmodel - 42 solid core 100 A - 19 mm CT tussenafstand | surveil. interm. de la puiss. BCPM - 42 noyaux solides 100 A -espacement CT 19mm | [17 empty] | https://eref.se.com/be/nl/sis-tarif/product/BCPMB042S | https://eref.se.com/be/fr/sis-tarif/product/BCPMB042S
Schneider Electric | Schneider Electric | 01022021 |  | Schneider Electric |  | SED | BCPMB084S |  |  | 4773.54 |  | 1 |  | 1 | BCPM84 STROOM ALLE CCTS EN KW, KWH HOOFD | 0,75 in BCPM KW KWh 2 Feeders Amp 84 Cir |  | CIRCUIT CURRENT METER 84CTS, 19MM | [18 empty] | 1 | 3606480299544 | 0 |  | 4523 | 79 | 25 | 16 | 31.6 | [23 empty] | 14 | N | [12 empty] | MS2 | MU | 9028309000 | [14 empty] | BCPM powermeter, tussenmodel - 84 solid core 100 A - 19 mm CT tussenafstand | surveil. interm. de la puiss. BCPM - 84 noyaux solides 100 A -espacement CT 19mm | [17 empty] | https://eref.se.com/be/nl/sis-tarif/product/BCPMB084S | https://eref.se.com/be/fr/sis-tarif/product/BCPMB084S
Schneider Electric | Schneider Electric | 01022021 |  | Schneider Electric |  | SED | BCPMB142S |  |  | 2993.81 |  | 1 |  | 1 | BCPM42 STROOM ALLE CCTS EN KW, KWH HOOFD | 1 in BCPM KW KWh 2 Feeders Amp 42 Circui |  | CIRCUIT CURRENT METER 42CTS, 25MM | [18 empty] | 1 | 3606480299551 | 0 |  | 3045 | 79 | 25 | 16 | 31.6 | [23 empty] | 14 | N | [12 empty] | MS2 | MU | 9028309000 | [14 empty] | BCPM powermeter, tussenmodel - 42 solid core 100 A - 26 mm CT tussenafstand | surveil. interm. de la puiss. BCPM - 42 noyaux solides 100 A -espacement CT 26mm | [17 empty] | https://eref.se.com/be/nl/sis-tarif/product/BCPMB142S | https://eref.se.com/be/fr/sis-tarif/product/BCPMB142S
Schneider Electric | Schneider Electric | 01022021 |  | Schneider Electric |  | SED | BCPMB184S |  |  | 4773.54 |  | 1 |  | 1 | BCPM84 STROOM ALLE CCTS EN KW, KWH HOOFD | 1 in BCPM KW KWh 2 Feeders Amp 42 Circui |  | CIRCUIT CURRENT METER 84CTS, 25MM | [18 empty] | 1 | 3606480299568 | 0 |  | 4773 | 79 | 25 | 16 | 31.6 | [23 empty] | 14 | N | [12 empty] | MS2 | MU | 9028309000 | [14 empty] | BCPM powermeter tussenmodel - 84 solid core 100 A - 26 mm CT tussenafstand | surveil. interm. de la puiss. BCPM - 84 noyaux solides 100 A -espacement CT 26mm | [17 empty] | https://eref.se.com/be/nl/sis-tarif/product/BCPMB184S | https://eref.se.com/be/fr/sis-tarif/product/BCPMB184S
Schneider Electric | Schneider Electric | 01022021 |  | Schneider Electric |  | SED | BCPMC042S |  |  | 2404.39 |  | 1 |  | 1 | BCPM42 STROOM ALLE CCTS | 0,75 in BCPM Amp 42 Circuits |  | CIRCUIT CURRENT MONITOR 42CTS, 19MM | [18 empty] | 1 | 3606480299575 | 0 |  | 2977 | 79 | 25 | 16 | 31.6 | [23 empty] | 29 | N | [12 empty] | MS2 | MU | 9028309000 | [14 empty] | BCPM powermeter, basis - 42 solid core 100 A - 19 mm CT tussenafstand | surveil. basique de la puiss. BCPM - 42 noyaux solides 100 A -espacement CT 19mm | [17 empty] | https://eref.se.com/be/nl/sis-tarif/product/BCPMC042S | https://eref.se.com/be/fr/sis-tarif/product/BCPMC042S
Schneider Electric | Schneider Electric | 01022021 |  | Schneider Electric |  | SED | BCPMC084S |  |  | 3606.64 |  | 1 |  | 1 | BCPM84 STROOM ALLE CCTS | 0,75 in BCPM Amp 84 Circuits |  | CIRCUIT CURRENT MONITOR 84CTS, 19MM | [18 empty] | 1 | 3606480299582 | 0 |  | 4523 | 79 | 25 | 16 | 31.6 | [23 empty] | 14 | N | [12 empty] | MS2 | MU | 9028309000 | [14 empty] | BCPM powermeter, basis - 84 solid core 100 A - 19 mm CT tussenafstand | surveil. basique de la puiss. BCPM - 84 noyaux solides 100 A -espacement CT 19mm | [17 empty] | https://eref.se.com/be/nl/sis-tarif/product/BCPMC084S | https://eref.se.com/be/fr/sis-tarif/product/BCPMC084S
Schneider Electric | Schneider Electric | 01022021 |  | Schneider Electric |  | SED | BCPMC142S |  |  | 2404.39 |  | 1 |  | 1 | BCPM42 STROOM ALLE CCTS | 1 in BCPM Amp 42 Circuits |  | CIRCUIT CURRENT MONITOR 42CTS, 25MM | [18 empty] | 1 | 3606480299599 | 0 |  | 3045 | 79 | 25 | 16 | 31.6 | [23 empty] | 29 | N | [12 empty] | MS2 | MU | 9028309000 | [14 empty] | BCPM powermeter, basis - 42 solid core 100 A - 26 mm CT tussenafstand | surveil. basique de la puiss. BCPM - 42 noyaux solides 100 A -espacement CT 26mm | [17 empty] | https://eref.se.com/be/nl/sis-tarif/product/BCPMC142S | https://eref.se.com/be/fr/sis-tarif/product/BCPMC142S
Schneider Electric | Schneider Electric | 01022021 |  | Schneider Electric |  | SED | BCPMC184S |  |  | 3606.64 |  | 1 |  | 1 | BCPM84 STROOM ALLE CCTS | 1 in BCPM Amp 42 Circuits |  | CIRCUIT CURRENT MONITOR 84CTS, 25MM | [18 empty] | 1 | 3606480299605 | 0 |  | 4773 | 79 | 25 | 16 | 31.6 | [23 empty] | 14 | N | [12 empty] | MS2 | MU | 9028309000 | [14 empty] | BCPM powermeter, basis - 84 solid core 100 A - 26 mm CT tussenafstand | surveil. basique de la puiss. BCPM - 84 noyaux solides 100 A -espacement CT 26mm | [17 empty] | https://eref.se.com/be/nl/sis-tarif/product/BCPMC184S | https://eref.se.com/be/fr/sis-tarif/product/BCPMC184S
Schneider Electric | Schneider Electric | 01022021 |  | Schneider Electric |  | SED | BCPMCOVERS |  |  | 103.9 |  | 1 |  | 1 | BCPM BESCHERMKAP | PCB COVER FOR BCPM |  | BCPM MCB Cover,S4 | [18 empty] | 1 | 3606480344282 | 0 |  | 329.55 | 27 | 21 | 8 | 4.536 | [8 empty] | 10 | 2000 | 60 | 40 | 30 | [10 empty] | 2 | Y | [12 empty] | MS2 | MU | 85389099 | [33 empty] | https://eref.se.com/be/nl/sis-tarif/product/BCPMCOVERS | https://eref.se.com/be/fr/sis-tarif/product/BCPMCOVERS
Schneider Electric | Schneider Electric | 01022021 |  | Schneider Electric |  | SED | BCPMSCA1S |  |  | 3363.48 |  | 1 |  | 1 | BCPM A SPLIT CORE METER EN 2 ADAPT BOARD | CIRCUIT POWER METER, PCB+2 ADAPT BD ONLY |  | Mtr,Br&AuxPwr,no CTs,2xAdptr only,S4 | [18 empty] | 1 | 3606480344107 | 0 |  | 1241 | 39 | 31 | 10 | 12.09 | [23 empty] | 29 | N | [12 empty] | MS2 | MU | 9028309000 | [14 empty] | 2 adapter platen - geavanceerd - maximaal vermogen en energie op alle circuits | 2 tableaux adaptateur - avancé - pleine puis. et énergie sur tous les circuits | [17 empty] | https://eref.se.com/be/nl/sis-tarif/product/BCPMSCA1S | https://eref.se.com/be/fr/sis-tarif/product/BCPMSCA1S
Schneider Electric | Schneider Electric | 01022021 |  | Schneider Electric |  | SED | BCPMSCA2S |  |  | 4405.98 |  | 1 |  | 1 | BCPM A SPLIT CORE METER EN 4 ADAPT BOARD | CIRCUIT POWER METER, PCB+4 ADAPT BD ONLY |  | Mtr,Br&AuxPwr,no CTs,4xAdptr only,S4 | [18 empty] | 1 | 3606480344138 | 0 |  | 2000 | 39 | 31 | 10 | 12.09 | [23 empty] | 29 | N | [12 empty] | MS2 | MU | 9028309000 | [14 empty] | 4 adapter platen - geavanceerd - maximaal vermogen en energie op alle circuits | 4 tableaux adaptateur - avancé - pleine puis. et énergie sur tous les circuits | [17 empty] | https://eref.se.com/be/nl/sis-tarif/product/BCPMSCA2S | https://eref.se.com/be/fr/sis-tarif/product/BCPMSCA2S
Schneider Electric | Schneider Electric | 01022021 |  | Schneider Electric |  | SED | BCPMSCA30S |  |  | 3916.54 |  | 1 |  | 1 | BCPM30 SC, KW EN KWH ALLE CCTS 50A | CIRCUIT POWER METER 30 SC-CTs 50A |  | CIRCUIT POWER METER 30 SC-CTs 50A | [18 empty] | 1 | 3606480343988 | 0 |  | 3458 | 39 | 31 | 26 | 31.434 | [23 empty] | 29 | N | [12 empty] | MS2 | MU | 9028309000 | [14 empty] | BCPM geavanceerde vermogen-monitoring - 30 split core CT 50 A | Surveillance avancée de la puissance BCPM - 30 transformateurs à pince CT 50 A | [17 empty] | https://eref.se.com/be/nl/sis-tarif/product/BCPMSCA30S | https://eref.se.com/be/fr/sis-tarif/product/BCPMSCA30S
Schneider Electric | Schneider Electric | 01022021 |  | Schneider Electric |  | SED | BCPMSCA42S |  |  | 4558.64 |  | 1 |  | 1 | BCPM42 SC, KW EN KWH ALLE CCTS 50A | CIRCUIT POWER METER AVEC 42TI SPLIT-CORE |  | Mtr,Br&AuxPwr,42-50A-CTs,2xAdptr&Cbls,S4 | [18 empty] | 1 | 3606480343995 | 0 |  | 4292 | 39 | 31 | 26 | 31.434 | [23 empty] | 29 | N | [12 empty] | MS2 | MU | 9028309000 | [14 empty] | BCPM geavanceerde vermogen-monitoring - 42 split core CT 50 A | Surveillance avancée de la puissance BCPM - 42 transformateurs à pince CT 50 A | [17 empty] | https://eref.se.com/be/nl/sis-tarif/product/BCPMSCA42S | https://eref.se.com/be/fr/sis-tarif/product/BCPMSCA42S
Schneider Electric | Schneider Electric | 01022021 |  | Schneider Electric |  | SED | BCPMSCA60S |  |  | 5521.79 |  | 1 |  | 1 | BCPM60 SC, KW EN KWH ALLE CCTS 50A | CIRCUIT POWER METER 60 SC-CTs 50A |  | Mtr,Br&AuxPwr,60-50A-CTs,4xAdptr&Cbls,S4 | [18 empty] | 1 | 3606480344008 | 0 |  | 5740 | 39 | 31 | 26 | 31.434 | [23 empty] | 29 | N | [12 empty] | MS2 | MU | 9028309000 | [14 empty] | BCPM geavanceerde vermogen-monitoring - 60 split core CT 50 A | Surveillance avancée de la puissance BCPM - 60 transformateurs à pince CT 50 A | [17 empty] | https://eref.se.com/be/nl/sis-tarif/product/BCPMSCA60S | https://eref.se.com/be/fr/sis-tarif/product/BCPMSCA60S
Schneider Electric | Schneider Electric | 01022021 |  | Schneider Electric |  | SED | BCPMSCA84S |  |  | 6906.86 |  | 1 |  | 1 | BCPM84 SC, KW EN KWH ALLE CCTS 50A | CIRCUIT POWER METER 84 SC-CTs 50A |  | Mtr,Br&AuxPwr,84-50A-CTs,4xAdptr&Cbls,S4 | [18 empty] | 1 | 3606480344015 | 0 |  | 7413 | 39 | 31 | 26 | 31.434 | [23 empty] | 29 | N | [12 empty] | MS2 | MU | 9028309000 | [14 empty] | BCPM geavanceerde vermogen-monitoring - 84 split core CT 50 A | Surveillance avancée de la puissance BCPM - 84 transformateurs à pince CT 50 A | [17 empty] | https://eref.se.com/be/nl/sis-tarif/product/BCPMSCA84S | https://eref.se.com/be/fr/sis-tarif/product/BCPMSCA84S
Schneider Electric | Schneider Electric | 01022021 |  | Schneider Electric |  | SED | BCPMSCADPBS |  |  | 960.22 |  | 1 |  | 1 | BCPM84 SPLIT CORE 2 ADAPTER BOARDS | ADAPTER BOARD, QTY 2, FOR BCPMSC |  | 2 BCPMSC Adapter Brd & 2 Mtg Kit,S4 | [18 empty] | 1 | 3606480344299 | 0 |  | 277.145 | 22 | 15 | 6 | 1.98 | [23 empty] | 29 | N | [12 empty] | MS2 | MU | 8534001900 | [14 empty] | BCPM adapter platen - hoeveelheid 2 - voor split core BCPM | Tableaux adaptateur BCPM - quantité 2 - pour transformateur à pince BCPM | [17 empty] | https://eref.se.com/be/nl/sis-tarif/product/BCPMSCADPBS | https://eref.se.com/be/fr/sis-tarif/product/BCPMSCADPBS
Schneider Electric | Schneider Electric | 01022021 |  | Schneider Electric |  | SED | BCPMSCB60S |  |  | 3941.97 |  | 1 |  | 1 | BCPM60 SC, I ALL CCTS, KW, KWH HOOFD 50A | CIRCUIT CURRENT METER 60 SC-CTs 50A |  | Mtr,BrCrAxPwr,60-50A-CTs,4xAdptr&Cbls,S4 | [18 empty] | 1 | 3606480344046 | 0 |  | 5740 | 39 | 31 | 26 | 31.434 | [23 empty] | 29 | N | [12 empty] | MS2 | MU | 9028309000 | [14 empty] | BCPM intermediaire vermogen-monitoring - 60 split core CT 50 A | Surveillance intermédiaire de la puissance BCPM - 60 transfo. à pince CT 50 A | [17 empty] | https://eref.se.com/be/nl/sis-tarif/product/BCPMSCB60S | https://eref.se.com/be/fr/sis-tarif/product/BCPMSCB60S
Schneider Electric | Schneider Electric | 01022021 |  | Schneider Electric |  | SED | BCPMSCC1S |  |  | 1704.77 |  | 1 |  | 1 | BCPM C SPLIT CORE METER EN 2 ADAPT BOARD | CIRCUIT CURR MNITOR, PCB+2 ADAPT BD ONLY |  | Mtr,BrCur,no CTs,2xAdptr only,S4 | [18 empty] | 1 | 3606480344121 | 0 |  | 1182 | 39 | 31 | 10 | 12.09 | [23 empty] | 29 | N | [12 empty] | MS2 | MU | 9028309000 | [14 empty] | 2 adapter platen - elementair - stroom op alle circuits | 2 tableaux adaptateur - base - courant sur tous les circuits | [17 empty] | https://eref.se.com/be/nl/sis-tarif/product/BCPMSCC1S | https://eref.se.com/be/fr/sis-tarif/product/BCPMSCC1S
Schneider Electric | Schneider Electric | 01022021 |  | Schneider Electric |  | SED | BCPMSCC2S |  |  | 2747.39 |  | 1 |  | 1 | BCPM C SPLIT CORE METER EN 4 ADAPT BOARD | CIRCUIT CURR MNITOR, PCB+4 ADAPT BD ONLY |  | CIRCUIT CURR MNITOR, PCB+4 ADAPT BD ONLY | [18 empty] | 1 | 3606480344152 | 0 |  | 1273 | 39 | 31 | 10 | 12.09 | [23 empty] | 29 | N | [12 empty] | MS2 | MU | 9028309000 | [14 empty] | 4 adapter platen - elementair - stroom op alle circuits | 4 tableaux adaptateur - base - courant sur tous les circuits | [17 empty] | https://eref.se.com/be/nl/sis-tarif/product/BCPMSCC2S | https://eref.se.com/be/fr/sis-tarif/product/BCPMSCC2S
Schneider Electric | Schneider Electric | 01022021 |  | Schneider Electric |  | SED | BCPMSCC30S |  |  | 2336.84 |  | 1 |  | 1 | BCPM30 SC, STROOM ALLE CCTS 50A | CIRCUIT CURRENT MONITOR 30 SC-CTs 50A |  | Mtr,BrCur,30-50A-CTs,2xAdptr&Cbls,S4 | [18 empty] | 1 | 3606480344060 | 0 |  | 3458 | 39 | 31 | 26 | 31.434 | [23 empty] | 29 | N | [12 empty] | MS2 | MU | 9028309000 | [14 empty] | BCPM elementaire vermogen-monitoring - 30 split core CT 50 A | Surveillance de base de la puissance BCPM - 30 transformateurs à pince CT 50 A | [17 empty] | https://eref.se.com/be/nl/sis-tarif/product/BCPMSCC30S | https://eref.se.com/be/fr/sis-tarif/product/BCPMSCC30S
Schneider Electric | Schneider Electric | 01022021 |  | Schneider Electric |  | SED | BCPMSCC42S |  |  | 2978.94 |  | 1 |  | 1 | BCPM42 SC, STROOM ALLE CCTS 50A | CIRCUIT POWER METER AVEC 42TI SPLIT-CORE |  | Mtr,BrCur,42-50A-CTs,2xAdptr&Cbls,S4 | [18 empty] | 1 | 3606480344077 | 0 |  | 4292 | 39 | 31 | 26 | 31.434 | [23 empty] | 29 | N | [12 empty] | MS2 | MU | 9028309000 | [14 empty] | BCPM elementaire vermogen-monitoring - 42 split core CT 50 A | Surveillance de base de la puissance BCPM - 42 transformateurs à pince CT 50 A | [17 empty] | https://eref.se.com/be/nl/sis-tarif/product/BCPMSCC42S | https://eref.se.com/be/fr/sis-tarif/product/BCPMSCC42S
Schneider Electric | Schneider Electric | 01022021 |  | Schneider Electric |  | SED | BCPMSCC60S |  |  | 3941.97 |  | 1 |  | 1 | BCPM60 SC, STROOM ALLE CCTS 50A | CIRCUIT CURRENT MONITOR 60 SC-CTs 50A |  | Mtr,BrCur,60-50A-CTs,4xAdptr&Cbls,S4 | [18 empty] | 1 | 3606480344084 | 0 |  | 5740 | 39 | 31 | 26 | 31.434 | [23 empty] | 29 | N | [12 empty] | MS2 | MU | 9028309000 | [14 empty] | BCPM elementaire vermogen-monitoring - 60 split core CT 50 A | Surveillance de base de la puissance BCPM - 60 transformateurs à pince CT 50 A | [17 empty] | https://eref.se.com/be/nl/sis-tarif/product/BCPMSCC60S | https://eref.se.com/be/fr/sis-tarif/product/BCPMSCC60S
Schneider Electric | Schneider Electric | 01022021 |  | Schneider Electric |  | SED | BCPMSCC84S |  |  | 5327.16 |  | 1 |  | 1 | BCPM84 SC, STROOM ALLE CCTS 50A | CIRCUIT CURRENT MONITOR 84 SC-CTs 50A |  | Mtr,BrCur,84-50A-CTs,4xAdptr&Cbls,S4 | [18 empty] | 1 | 3606480344091 | 0 |  | 7413 | 39 | 31 | 26 | 31.434 | [23 empty] | 29 | N | [12 empty] | MS2 | MU | 9028309000 | [14 empty] | BCPM elementaire vermogen-monitoring - 84 split core CT 50 A | Surveillance de base de la puissance BCPM - 84 transformateurs à pince CT 50 A | [17 empty] | https://eref.se.com/be/nl/sis-tarif/product/BCPMSCC84S | https://eref.se.com/be/fr/sis-tarif/product/BCPMSCC84S
Schneider Electric | Schneider Electric | 01022021 |  | Schneider Electric |  | SED | BCPMSCCT0 |  |  | 203.31 |  | 1 |  | 1 | BCPM SPLIT CORE 50A CT'S 1.8M)(1ST=6) | 50A CT, QTY 6 FOR BCPMSC, 1.2M LEADS |  | Branch CT,50A,Six Pack 6ft(1.8m) Lead,S4 | [18 empty] | 1 | 3606480344305 | 0 |  | 500 | 22 | 15 | 6 | 1.98 | [23 empty] | 29 | N | [12 empty] | MS2 | MU | 9028309000 | [14 empty] | BCPM 50 A split core CTs - set van 6 - 1,8 m draadlengten | Transformateur de courant à pince BCPM 50 A - lot de 6 - longueurs fil 1,8 m | [17 empty] | https://eref.se.com/be/nl/sis-tarif/product/BCPMSCCT0 | https://eref.se.com/be/fr/sis-tarif/product/BCPMSCCT0
Schneider Electric | Schneider Electric | 01022021 |  | Schneider Electric |  | SED | BCPMSCCT1 |  |  | 444.54 |  | 1 |  | 1 | 100A CT, QTY 6 FOR BCPMSC, 1.8 M LEADS | 100A CT, QTY 6 FOR BCPMSC, 1.8 M LEADS |  | Branch CT,100A,SixPack 6ft(1.8m) Lead,S4 | [18 empty] | 1 | 3606480344312 | 0 |  | 954.358 | 27 | 20 | 6 | 3.24 | [23 empty] | 29 | N | [12 empty] | MS2 | MU | 9028309000 | [14 empty] | BCPM 100 A split core CTs - set van 6 - 1,8 m draadlengten | Transformateur de courant à pince BCPM 100 A - lot de 6 - longueurs fil 1,8 m | [17 empty] | https://eref.se.com/be/nl/sis-tarif/product/BCPMSCCT1 | https://eref.se.com/be/fr/sis-tarif/product/BCPMSCCT1
Schneider Electric | Schneider Electric | 01022021 |  | Schneider Electric |  | SED | BCPMSCE42S |  |  | 5699.06 |  | 1 |  | 1 | BCPM Power monitor + Ethernet | BCPM ETH 42x50A SPLIT-CORE CT, 4' CABLE |  | BCPM ETH 42x50A SPLIT-CORE CT, 4' CABLE | [18 empty] | 1 | 3606489870065 | 0 |  | 9049 | 76.2 | 33 | 33 | 82981.8 | [23 empty] | 34 | N | [12 empty] | MS2 | MU | 85389099 | [33 empty] | https://eref.se.com/be/nl/sis-tarif/product/BCPMSCE42S | https://eref.se.com/be/fr/sis-tarif/product/BCPMSCE42S
Schneider Electric | Schneider Electric | 01022021 |  | Schneider Electric |  | SED | BCPMSCE60S |  |  | 5989.14 |  | 1 |  | 1 | BCPM ETH 60x50A SPLIT-CORE CT, 4' CABLE | BCPM ETH 60x50A SPLIT-CORE CT, 4' CABLE |  | BCPM E 60 CKT W/50A SPLIT CTS + 4 CABLES | [18 empty] | 1 | 3606489870072 | 0 |  | 10750 | 19 | 15 | 14 | 3.99 | [23 empty] | 34 | N | [12 empty] | MS2 | MU | 9030332090 | [33 empty] | https://eref.se.com/be/nl/sis-tarif/product/BCPMSCE60S | https://eref.se.com/be/fr/sis-tarif/product/BCPMSCE60S
Schneider Electric | Schneider Electric | 01022021 |  | Schneider Electric |  | SED | BLRCH050A060B52 |  |  | 95.96 |  | 1 |  | 1 | VARPLUS CAN 525V 5 KVAR | CONDENSATEUR CAN HDY 5/6KVAR 525V |  | CAPACITOR CAN HDY 5/6KVAR 525V | [18 empty] | 9 | 3606485253862 | 0 |  | 900 | 37 | 27 | 29 | 28.971 | 3606485253862 | 1 | 1080 | 28 | 26 | 10 |  |  | 15 | 13500 | 30 | 60 | 40 |  |  | 216 | 233280 | 90 | 80 | 120 |  |  |  | 29 | N | [12 empty] | ME1 | M2 | 8532100000 | [33 empty] | https://eref.se.com/be/nl/sis-tarif/product/BLRCH050A060B52 | https://eref.se.com/be/fr/sis-tarif/product/BLRCH050A060B52
Schneider Electric | Schneider Electric | 01022021 |  | Schneider Electric |  | SED | BLRCH088A106B48 |  |  | 87.9 |  | 1 |  | 1 | VARPLUS CAN 480V 8.8 KVAR | Condensat VarplusCan 6,1kVAr 400V 480V |  | CAPACITOR CAN HDY 8.8/10.6KVAR 480V | [18 empty] | 1 | 3606485253794 | 0 |  | 1187 | 30 | 13 | 13 | 5.07 | 3606485253794 | 1 | 1187 | 29.5 | 13 | 13 |  | 43606485253792 | 6 | 8131 | 40 | 30 | 30 |  | 73606485253793 | 48 | 71780 | 60 | 80 | 80 |  |  |  | 2 | Y | [12 empty] | ME1 | M2 | 8532100000 | [14 empty] | Condensator VarplusCan HDuty - 8,8 kVAr - 480 V - 50Hz | Condensateur VarplusCan HDuty - 8,8/10,6 kVAr - 480 V - 50/60 Hz | [17 empty] | https://eref.se.com/be/nl/sis-tarif/product/BLRCH088A106B48 | https://eref.se.com/be/fr/sis-tarif/product/BLRCH088A106B48
Schneider Electric | Schneider Electric | 01022021 |  | Schneider Electric |  | SED | BLRCH104A125B40 |  |  | 89.1 |  | 1 |  | 1 | VARPLUS CAN 400V 10.4 KVAR | Condensateur VarplusCan 10,4kVAr 400V |  | CAPACITOR CAN HDY 10.4/12.5KVAR 400V | [18 empty] | 1 | 3606485255729 | 0 |  | 1304 | 29 | 12 | 11 | 3.828 | 3606485255729 | 1 | 1304 | 28.5 | 12 | 11.2 |  | 13606485255726 | 15 | 19560 | 60 | 40 | 30 |  | 73606485255728 | 60 | 89552 | 77 | 60 | 80 |  |  |  | 6 | N | [12 empty] | ME1 | M2 | 8532100000 | [14 empty] | Condensator VarplusCan HDuty - 10,4 kVAr - 400 V - 50Hz | Condensateur VarplusCan HDuty - 10,4/12,5 kVAr - 400 V - 50/60 Hz | [17 empty] | https://eref.se.com/be/nl/sis-tarif/product/BLRCH104A125B40 | https://eref.se.com/be/fr/sis-tarif/product/BLRCH104A125B40
Schneider Electric | Schneider Electric | 01022021 |  | Schneider Electric |  | SED | BLRCH106A127B52 |  |  | 118.75 |  | 1 |  | 1 | VARPLUS CAN 525V 10.6 KVAR | CONDENSATEUR CAN HDY 10.6/12.7KVAR 525V |  | CAPACITOR CAN HDY 10.6/12.7KVAR 525V | [18 empty] | 1 | 3606485253893 | 0 |  | 1316 | 29 | 12 | 12 | 4.176 | 3606485253893 | 1 | 1440 | 12 | 12 | 28 |  | 43606485253891 | 6 | 8686 | 40 | 30 | 30 |  | 73606485253892 | 48 | 83324000 | 50 | 60 | 80 |  |  |  | 6 | N | [12 empty] | ME1 | M2 | 8532100000 | [33 empty] | https://eref.se.com/be/nl/sis-tarif/product/BLRCH106A127B52 | https://eref.se.com/be/fr/sis-tarif/product/BLRCH106A127B52
Schneider Electric | Schneider Electric | 01022021 |  | Schneider Electric |  | SED | BLRCH111A133B69 |  |  | 119.94 |  | 1 |  | 1 | VARPLUS CAN 690V 11.1 KVAR | CONDENSATEUR CAN HDY 11.1/13.3KVAR 690V |  | CAPACITOR CAN HDY 11.1/13.3KVAR 690V | [18 empty] | 1 | 3606485254180 | 0 |  | 1814 | 13 | 13 | 30 | 5.07 | 3606485254180 | 1 | 1814 | 30 | 13 | 13 |  | 43606485254188 | 6 | 11667 | 40 | 30 | 30 | [10 empty] | 6 | N | [12 empty] | ME1 | M2 | 8532100000 | [33 empty] | https://eref.se.com/be/nl/sis-tarif/product/BLRCH111A133B69 | https://eref.se.com/be/fr/sis-tarif/product/BLRCH111A133B69
Schneider Electric | Schneider Electric | 01022021 |  | Schneider Electric |  | SED | BLRCH125A150B40 |  |  | 95.01 |  | 1 |  | 1 | CAPACITOR CAN HDY 12.5/15KVAR 400V | Condensateur VarplusCan 12,5kVAr 400V |  | CAPACITOR CAN HDY 12.5/15KVAR 400V | [18 empty] | 1 | 3606485255750 | 0 |  | 1740 | 29 | 13 | 13 | 4.901 | 3606485255750 | 1 | 1852 | 13 | 13 | 30 |  | 43606485255758 | 6 | 11825 | 30 | 40 | 30 |  |  | 144 | 276480 | 90 | 80 | 120 |  |  |  | 6 | N | [12 empty] | ME1 | M2 | 8532100000 | [14 empty] | Condensator VarplusCan HDuty - 12,5 kVAr - 400 V - 50Hz | Condensateur VarplusCan HDuty - 12,5/15 kVAr - 400 V - 50/60 Hz | [17 empty] | https://eref.se.com/be/nl/sis-tarif/product/BLRCH125A150B40 | https://eref.se.com/be/fr/sis-tarif/product/BLRCH125A150B40
Schneider Electric | Schneider Electric | 01022021 |  | Schneider Electric |  | SED | BLRCH125A150B48 |  |  | 99.56 |  | 1 |  | 1 | VARPLUS CAN 480V 12.5 KVAR | CONDENSATEUR CAN HDY 12.5/15KVAR 480V |  | CAPACITOR CAN HDY 12.5/15KVAR 480V | [18 empty] | 1 | 3606485255804 | 0 |  | 1861 | 30 | 13 | 13 | 5.07 | 3606485255804 | 1 | 1861 | 30 | 13 | 12.5 |  | 43606485255802 | 6 | 11813 | 40 | 30 | 30 |  | 73606485255803 | 48 | 103532 | 60 | 80 | 80 |  |  |  | 6 | N | [12 empty] | ME1 | M2 | 8532100000 | [33 empty] | https://eref.se.com/be/nl/sis-tarif/product/BLRCH125A150B48 | https://eref.se.com/be/fr/sis-tarif/product/BLRCH125A150B48
Schneider Electric | Schneider Electric | 01022021 |  | Schneider Electric |  | SED | BLRCH125A150B69 |  |  | 122.35 |  | 1 |  | 1 | VARPLUS CAN 690V 12.5 KVAR | CONDENSATEUR CAN HDY 12.5/15KVAR 690V |  | CAPACITOR CAN HDY 12.5/15KVAR 690V | [18 empty] | 1 | 3606485254197 | 0 |  | 1844 | 30 | 13 | 13 | 5.07 | 3606485254197 | 1 | 1920 | 12 | 12 | 28 |  | 13606485254194 | 15 | 27660 | 60 | 40 | 30 |  | 73606485254196 | 48 | 106364000 | 77 | 60 | 80 |  |  |  | 6 | N | [12 empty] | ME1 | M2 | 8532100000 | [14 empty] | Condensator VarplusCan HDuty - 12,5/15 kVAr - 690 V - 50/60Hz | Condensateur VarplusCan HDuty - 12,5/15 kVAr - 690 V - 50/60 Hz | [17 empty] | https://eref.se.com/be/nl/sis-tarif/product/BLRCH125A150B69 | https://eref.se.com/be/fr/sis-tarif/product/BLRCH125A150B69
Schneider Electric | Schneider Electric | 01022021 |  | Schneider Electric |  | SED | BLRCH136A163B48 |  |  | 100.76 |  | 1 |  | 1 | VARPLUS CAN 480V 13.6 KVAR | CONDENSATEUR CAN HDY 13.6/16.3KVAR 480V |  | CAPACITOR CAN HDY 13.6/16.3KVAR 480V | [18 empty] | 1 | 3606485253817 | 0 |  | 1841 | 13 | 13 | 30 | 5.07 | 3606485253817 | 1 | 1841 | 13 | 13 | 30 |  | 43606485253815 | 6 | 11809 | 40 | 30 | 30 |  |  | 144 | 276480 | 80 | 120 | 90 |  |  |  | 6 | N | [12 empty] | ME1 | M2 | 8532100000 | [14 empty] | Condensator VarplusCan HDuty - 13,6/16,3 kVAr - 480 V - 50/60Hz | Condensateur VarplusCan HDuty - 13,6/16,3 kVAr - 480 V - 50/60 Hz | [17 empty] | https://eref.se.com/be/nl/sis-tarif/product/BLRCH136A163B48 | https://eref.se.com/be/fr/sis-tarif/product/BLRCH136A163B48
Schneider Electric | Schneider Electric | 01022021 |  | Schneider Electric |  | SED | BLRCH138A165B69 |  |  | 124.74 |  | 1 |  | 1 | VARPLUS CAN 690V 13.8 KVAR | CONDENSATEUR CAN HDY 13.8/16.5KVAR 690V |  | CAPACITOR CAN HDY 13.8/16.5KVAR 690V | [18 empty] | 1 | 3606485254203 | 0 |  | 3029 | 31 | 19 | 19 | 11.191 | 3606485254203 | 1 | 3029 | 19 | 31 | 19 | [8 empty] | 3606485254203 | 15 | 58435 | 60 | 80 | 80 |  |  |  | 6 | N | [12 empty] | ME1 | M2 | 8532100000 | [14 empty] | Condensator VarplusCan HDuty - 13,8/16,5 kVAr - 690 V - 50/60Hz | Condensateur VarplusCan HDuty - 13,8/16,5 kVAr - 690 V - 50/60 Hz | [17 empty] | https://eref.se.com/be/nl/sis-tarif/product/BLRCH138A165B69 | https://eref.se.com/be/fr/sis-tarif/product/BLRCH138A165B69
Schneider Electric | Schneider Electric | 01022021 |  | Schneider Electric |  | SED | BLRCH150A180B40 |  |  | 100.96 |  | 1 |  | 1 | VARPLUS CAN 400V 15 KVAR | Condensateur VarplusCan 15kVAr 400V |  | CAPACITOR CAN HDY 15/18KVAR 400V | [18 empty] | 1 | 3606485255781 | 0 |  | 1828 | 30 | 13 | 13 | 5.07 | 3606485255781 | 1 | 1828 | 12.5 | 30 | 13 |  | 43606485255789 | 6 | 11383 | 40 | 30 | 30 |  | 73606485255780 | 48 | 101948 | 60 | 80 | 80 |  |  |  | 6 | N | [12 empty] | ME1 | M2 | 8532100000 | [14 empty] | Condensator VarplusCan HDuty - 15 kVAr - 400 V - 50Hz | Condensateur VarplusCan HDuty - 15/18 kVAr - 400 V - 50/60 Hz | [17 empty] | https://eref.se.com/be/nl/sis-tarif/product/BLRCH150A180B40 | https://eref.se.com/be/fr/sis-tarif/product/BLRCH150A180B40
Schneider Electric | Schneider Electric | 01022021 |  | Schneider Electric |  | SED | BLRCH150A180B69 |  |  | 125.94 |  | 1 |  | 1 | VARPLUS CAN 690V 15 KVAR | CONDENSATEUR CAN HDY 15/18KVAR 690V |  | CAPACITOR CAN HDY 15/18KVAR 690V | [18 empty] | 1 | 3606485254210 | 0 |  | 2500 | 31 | 19 | 19 | 11.191 | [14 empty] | 3606485254210 | 15 | 58210 | 60 | 80 | 80 |  |  |  | 6 | N | [12 empty] | ME1 | M2 | 8532100000 | [14 empty] | Condensator VarplusCan HDuty - 15/18 kVAr - 690 V - 50/60Hz | Condensateur VarplusCan HDuty - 15/18 kVAr - 690 V - 50/60 Hz | [17 empty] | https://eref.se.com/be/nl/sis-tarif/product/BLRCH150A180B69 | https://eref.se.com/be/fr/sis-tarif/product/BLRCH150A180B69
Schneider Electric | Schneider Electric | 01022021 |  | Schneider Electric |  | SED | BLRCH155A186B48 |  |  | 103.34 |  | 1 |  | 1 | VARPLUS CAN 480V 15.5 KVAR | Condensat VarplusCan 10,8kVAr 400V 480V |  | CAPACITOR CAN HDY 15.5/18.6KVAR 480V | [18 empty] | 1 | 3606485255934 | 0 |  | 1824 | 29 | 12 | 11 | 3.828 | 3606485255934 | 1 | 1824 | 13 | 29.5 | 13 |  | 43606485255932 | 6 | 11063 | 40 | 30 | 30 |  | 73606485255933 | 48 | 106316 | 60 | 80 | 80 |  |  |  | 2 | Y | [12 empty] | ME1 | M2 | 8532100000 | [14 empty] | Condensator VarplusCan HDuty - 15,5 kVAr - 480 V - 50Hz | Condensateur VarplusCan HDuty - 15,5/18,6 kVAr - 480 V - 50/60 Hz | [17 empty] | https://eref.se.com/be/nl/sis-tarif/product/BLRCH155A186B48 | https://eref.se.com/be/fr/sis-tarif/product/BLRCH155A186B48
Schneider Electric | Schneider Electric | 01022021 |  | Schneider Electric |  | SED | BLRCH170A204B48 |  |  | 105.72 |  | 1 |  | 1 | VARPLUS CAN 480V 17 KVAR | Condensat VarplusCan 11,8kVAr 400V 480V |  | CAPACITOR CAN HDY 17/20.4KVAR 480V | [18 empty] | 1 | 3606485255842 | 0 |  | 1746 | 29 | 13 | 12 | 4.524 | 3606485255842 | 1 | 1977 | 30 | 12.5 | 13 |  |  | 8 | 15816 | 60 | 40 | 30 |  | 73606485255841 | 48 | 109100000 | 50 | 60 | 80 |  |  |  | 2 | Y | [12 empty] | ME1 | M2 | 8532100000 | [14 empty] | Condensator VarplusCan HDuty - 17 kVAr - 480 V - 50Hz | Condensateur VarplusCan HDuty - 17/20,4 kVAr - 480 V - 50/60 Hz | [17 empty] | https://eref.se.com/be/nl/sis-tarif/product/BLRCH170A204B48 | https://eref.se.com/be/fr/sis-tarif/product/BLRCH170A204B48
Schneider Electric | Schneider Electric | 01022021 |  | Schneider Electric |  | SED | BLRCH185A222B52 |  |  | 143.94 |  | 1 |  | 15 | VARPLUS CAN 525V 18.5 KVAR | CONDENSATEUR CAN HDY 18.5/22.2KVAR 525V |  | CAPACITOR CAN HDY 18.5/22.2KVAR 525V | [18 empty] | 15 | 3606485253961 | 0 |  | 3000 | 18 | 18 | 28 | 9.072 | [14 empty] | 3606485253961 | 15 | 58000 | 60 | 80 | 80 |  |  |  | 55 | N | [12 empty] | ME1 | M2 | 8532100000 | [33 empty] | https://eref.se.com/be/nl/sis-tarif/product/BLRCH185A222B52 | https://eref.se.com/be/fr/sis-tarif/product/BLRCH185A222B52
Schneider Electric | Schneider Electric | 01022021 |  | Schneider Electric |  | SED | BLRCH200A240B40 |  |  | 121.15 |  | 1 |  | 1 | CAPACITOR CAN HDY 20/24KVAR 400V | Condensateur VarplusCan 20kVAr 400V |  | CAPACITOR CAN HDY 20/24KVAR 400V | [18 empty] | 1 | 3606485255811 | 0 |  | 2979 | 31 | 19 | 19 | 11.191 | 3606485255811 | 1 | 2979 | 19 | 30.5 | 19 | [8 empty] | 73606485255810 | 15 | 57685 | 60 | 80 | 80 |  |  |  | 6 | N | [12 empty] | ME1 | M2 | 8532100000 | [14 empty] | Condensator VarplusCan HDuty - 20 kVAr - 400 V - 50Hz | Condensateur VarplusCan HDuty - 20/24 kVAr - 400 V - 50/60 Hz | [17 empty] | https://eref.se.com/be/nl/sis-tarif/product/BLRCH200A240B40 | https://eref.se.com/be/fr/sis-tarif/product/BLRCH200A240B40
Schneider Electric | Schneider Electric | 01022021 |  | Schneider Electric |  | SED | BLRCH200A240B69 |  |  | 133.14 |  | 1 |  | 1 | VARPLUS CAN 690V 20 KVAR | CONDENSATEUR CAN HDY 20/24KVAR 690V |  | CAPACITOR CAN HDY 20/24KVAR 690V | [18 empty] | 1 | 3606485254227 | 0 |  | 2500 | 74 | 54 | 58 | 231.768 | 3606485254227 | 1 | 3000 | 18 | 18 | 28 | [8 empty] | 73606485254226 | 15 | 50500 | 60 | 80 | 80 |  |  |  | 6 | N | [12 empty] | ME1 | M2 | 8532100000 | [33 empty] | https://eref.se.com/be/nl/sis-tarif/product/BLRCH200A240B69 | https://eref.se.com/be/fr/sis-tarif/product/BLRCH200A240B69
Schneider Electric | Schneider Electric | 01022021 |  | Schneider Electric |  | SED | BLRCH250A300B40 |  |  | 140.65 |  | 1 |  | 1 | CAPACITOR CAN HDY 25/30KVAR 400V | Condensateur VarplusCan 25kVAr 400V 480V |  | CAPACITOR CAN HDY 25/30KVAR 400V | [18 empty] | 1 | 3606485255859 | 0 |  | 3004 | 31 | 20 | 19 | 11.78 | 3606485255859 | 1 | 3004 | 18.5 | 31 | 19.5 | [8 empty] | 73606485255858 | 15 | 58060 | 60 | 80 | 80 |  |  |  | 6 | N | [12 empty] | ME1 | M2 | 8532100000 | [14 empty] | Condensator VarplusCan HDuty - 25 kVAr - 400 V - 50Hz | Condensateur VarplusCan HDuty - 25/30 kVAr - 400 V - 50/60 Hz | [17 empty] | https://eref.se.com/be/nl/sis-tarif/product/BLRCH250A300B40 | https://eref.se.com/be/fr/sis-tarif/product/BLRCH250A300B40
Schneider Electric | Schneider Electric | 01022021 |  | Schneider Electric |  | SED | BLRCH250A300B69 |  |  | 149.95 |  | 1 |  | 1 | VARPLUS CAN 690V 25 KVAR | CONDENSATEUR CAN HDY 25/30KVAR 690V |  | CAPACITOR CAN HDY 25/30KVAR 690V | [18 empty] | 1 | 3606485254234 | 0 |  | 3823 | 31 | 20 | 19 | 11.78 | [14 empty] | 3606485254234 | 15 | 70345 | 60 | 80 | 80 |  |  |  | 6 | N | [12 empty] | ME1 | M2 | 8532100000 | [14 empty] | Condensator VarplusCan HDuty - 25/30 kVAr - 690 V - 50/60Hz | Condensateur VarplusCan HDuty - 25/30 kVAr - 690 V - 50/60 Hz | [17 empty] | https://eref.se.com/be/nl/sis-tarif/product/BLRCH250A300B69 | https://eref.se.com/be/fr/sis-tarif/product/BLRCH250A300B69
Schneider Electric | Schneider Electric | 01022021 |  | Schneider Electric |  | SED | BLRCH276A331B69 |  |  | 166.72 |  | 1 |  | 1 | VARPLUS CAN 690V 27.6 KVAR | CONDENSATEUR CAN HDY 27.6/33.1KVAR 690V |  | CAPACITOR CAN HDY 27.6/33.1KVAR 690V | [18 empty] | 1 | 3606485254241 | 0 |  | 3200 | 74 | 54 | 58 | 231.768 | 3606485254241 | 1 | 3840 | 18 | 18 | 28 | [8 empty] | 3606485254241 | 15 | 61000 | 60 | 80 | 80 |  |  |  | 6 | N | [12 empty] | ME1 | M2 | 8532100000 | [14 empty] | Condensator VarplusCan HDuty - 27,6/33,1 kVAr - 690 V - 50/60Hz | Condensateur VarplusCan HDuty - 27,6/33,1 kVAr - 690 V - 50/60 Hz | [17 empty] | https://eref.se.com/be/nl/sis-tarif/product/BLRCH276A331B69 | https://eref.se.com/be/fr/sis-tarif/product/BLRCH276A331B69
Schneider Electric | Schneider Electric | 01022021 |  | Schneider Electric |  | SED | BLRCH300A360B40 |  |  | 160.75 |  | 1 |  | 1 | VARPLUS CAN 400V 30 KVAR | Condensateur VarplusCan 30kVAr 400V |  | CAPACITOR CAN HDY 30/36KVAR 400V | [18 empty] | 1 | 3606485253640 | 0 |  | 3802 | 32 | 20 | 20 | 12.8 | 3606485253640 | 1 | 3802 | 20 | 31.5 | 19.7 | [8 empty] | 73606485253649 | 15 | 70030 | 60 | 80 | 80 |  |  |  | 6 | N | [12 empty] | ME1 | M2 | 8532100000 | [14 empty] | Condensator VarplusCan HDuty - 30 kVAr - 400 V - 50Hz | Condensateur VarplusCan HDuty - 30/36 kVAr - 400 V - 50/60 Hz | [17 empty] | https://eref.se.com/be/nl/sis-tarif/product/BLRCH300A360B40 | https://eref.se.com/be/fr/sis-tarif/product/BLRCH300A360B40
Schneider Electric | Schneider Electric | 01022021 |  | Schneider Electric |  | SED | BLRCH300A360B69 |  |  | 183.52 |  | 1 |  | 1 | VARPLUS CAN 690V 30 KVAR | CONDENSATEUR CAN HDY 30/36KVAR 690V |  | CAPACITOR CAN HDY 30/36KVAR 690V | [18 empty] | 1 | 3606485254258 | 0 |  | 3806 | 31 | 19 | 19 | 11.191 | [14 empty] | 73606485254257 | 15 | 70090 | 60 | 80 | 80 |  |  |  | 6 | N | [12 empty] | ME1 | M2 | 8532100000 | [14 empty] | Condensator VarplusCan HDuty - 30/36 kVAr - 690 V - 50/60Hz | Condensateur VarplusCan HDuty - 30/36 kVAr - 690 V - 50/60 Hz | [17 empty] | https://eref.se.com/be/nl/sis-tarif/product/BLRCH300A360B69 | https://eref.se.com/be/fr/sis-tarif/product/BLRCH300A360B69
Schneider Electric | Schneider Electric | 01022021 |  | Schneider Electric |  | SED | BLRCH315A378B48 |  |  | 161.54 |  | 1 |  | 1 | VARPLUS CAN 480V 31.5 KVAR | Condensat VarplusCan 21,9kVAr 400V 480V |  | CAPACITOR CAN HDY 31.5/37.8KVAR 480V | [18 empty] | 1 | 3606485255941 | 0 |  | 3847 | 32 | 20 | 20 | 12.8 | 3606485255941 | 1 | 3847 | 20 | 32 | 20 | [8 empty] | 73606485255940 | 15 | 70705 | 60 | 80 | 80 |  |  |  | 6 | N | [12 empty] | ME1 | M2 | 8532100000 | [14 empty] | Condensator VarplusCan HDuty - 31,5 kVAr - 480 V - 50Hz | Condensateur VarplusCan HDuty - 31,5/37,8 kVAr - 480 V - 50/60 Hz | [17 empty] | https://eref.se.com/be/nl/sis-tarif/product/BLRCH315A378B48 | https://eref.se.com/be/fr/sis-tarif/product/BLRCH315A378B48
Schneider Electric | Schneider Electric | 01022021 |  | Schneider Electric |  | SED | BLRCH339A407B48 |  |  | 170.32 |  | 1 |  | 1 | VARPLUS CAN 480V 33.9 KVAR | Condensat VarplusCan 23,5kVAr 400V 480V |  | CAPACITOR CAN HDY 33.9/40.7KVAR 480V | [18 empty] | 1 | 3606485253855 | 0 |  | 4111 | 38 | 18 | 18 | 12.312 | 3606485253855 | 1 | 4082 | 19.5 | 40 | 19.5 | [8 empty] | 73606485253854 | 12 | 60000 | 80 | 60 | 73.5 |  |  |  | 6 | N | [12 empty] | ME1 | M2 | 8532100000 | [14 empty] | Condensator VarplusCan HDuty - 33,9 kVAr - 480 V - 50Hz | Condensateur VarplusCan HDuty - 33,9/40,7 kVAr - 480 V - 50/60 Hz | [17 empty] | https://eref.se.com/be/nl/sis-tarif/product/BLRCH339A407B48 | https://eref.se.com/be/fr/sis-tarif/product/BLRCH339A407B48
Schneider Electric | Schneider Electric | 01022021 |  | Schneider Electric |  | SED | BLRCH377A452B52 |  |  | 238.69 |  | 1 |  | 1 | VARPLUS CAN 525V 37.7 KVAR | CONDENSATEUR CAN HDY 37.7/45.2KVAR 525V |  | CAPACITOR CAN HDY 37.7/45.2KVAR 525V | [18 empty] | 1 | 3606485254012 | 0 |  | 3819 | 31 | 19 | 19 | 11.191 | 3606485254012 | 1 | 3849 | 19.3 | 31 | 18.7 | [8 empty] | 73606485254011 | 15 | 67000 | 80 | 60 | 73.5 |  |  |  | 2 | Y | [12 empty] | ME1 | M2 | 8532100000 | [33 empty] | https://eref.se.com/be/nl/sis-tarif/product/BLRCH377A452B52 | https://eref.se.com/be/fr/sis-tarif/product/BLRCH377A452B52
Schneider Electric | Schneider Electric | 01022021 |  | Schneider Electric |  | SED | BLRCH417A500B40 |  |  | 191.91 |  | 1 |  | 1 | VARPLUS CAN 400V 41.7 KVAR | Condensateur VarplusCan 41,7kVAr 400V |  | CAPACITOR CAN HDY 41.7/50KVAR 400V | [18 empty] | 1 | 3606485253923 | 0 |  | 5728 | 40 | 20 | 20 | 16 | 3606485253923 | 1 | 5728 | 19.5 | 40 | 19.5 | [8 empty] | 3606485253923 | 12 | 76800 | 60 | 80 | 74 |  |  |  | 6 | N | [12 empty] | ME1 | M2 | 8532100000 | [14 empty] | Condensator VarplusCan HDuty - 41,7 kVAr - 400 V - 50Hz | Condensateur VarplusCan HDuty - 41,7/50 kVAr - 400 V - 50/60 Hz | [17 empty] | https://eref.se.com/be/nl/sis-tarif/product/BLRCH417A500B40 | https://eref.se.com/be/fr/sis-tarif/product/BLRCH417A500B40
Schneider Electric | Schneider Electric | 01022021 |  | Schneider Electric |  | SED | BLRCH500A000B40 |  |  | 207.88 |  | 1 |  | 1 | VARPLUS CAN 400V 50 KVAR | Condensateur VarplusCan 50kVAr 400V |  | CAPACITOR CAN HDY 50/0KVAR 400V | [18 empty] | 1 | 3606485253930 | 0 |  | 5203 | 18 | 37 | 18 | 11.988 | 3606485253930 | 1 | 5203 | 18 | 18 | 37 | [8 empty] | 73606485253939 | 12 | 75616 | 60 | 80 | 80 |  |  |  | 6 | N | [12 empty] | ME1 | M2 | 8532100000 | [14 empty] | Condensator VarplusCan HDuty - 50 kVAr - 400 V - 50Hz | Condensateur VarplusCan HDuty - 50/0 kVAr - 400 V - 50/60 Hz | [17 empty] | https://eref.se.com/be/nl/sis-tarif/product/BLRCH500A000B40 | https://eref.se.com/be/fr/sis-tarif/product/BLRCH500A000B40
Schneider Electric | Schneider Electric | 01022021 |  | Schneider Electric |  | SED | BLRCH620A000B48 |  |  | 387.69 |  | 1 |  | 1 | VARSET EXCLUSIVE 480V 62 KVAR | VarplusCan 62kVAr 480V-50kVAr 400V 135Hz |  | CAPACITOR CAN HDY 62/ | [18 empty] | 1 | 3606480547683 | 0 |  | 5295 | 40 | 20 | 20 | 16 | 3606480547683 | 1 | 5295 | 20 | 40 | 20 | [8 empty] | 73606480547682 | 12 | 76540 | 60 | 80 | 80 |  |  |  | 6 | N | [12 empty] | ME1 | M2 | 8532290000 | [33 empty] | https://eref.se.com/be/nl/sis-tarif/product/BLRCH620A000B48 | https://eref.se.com/be/fr/sis-tarif/product/BLRCH620A000B48
Schneider Electric | Schneider Electric | 01022021 |  | Schneider Electric |  | SED | BMENOR2200H |  |  | 1450 |  | 1 |  | 1 | H X80 ADVANCED RTU MODULE | X80, MODULE DE COMMUNICATION AVANCEE RTU |  | H X80 ADVANCED RTU MODULE | [18 empty] | 1 | 3606489744236 | 0 |  | 387 | 13 | 3 | 9 | 0.351 | [23 empty] | 18 | N | [12 empty] | TAX | KX | 8517620000 | [33 empty] | https://eref.se.com/be/nl/sis-tarif/product/BMENOR2200H | https://eref.se.com/be/fr/sis-tarif/product/BMENOR2200H
Schneider Electric | Schneider Electric | 01022021 |  | Schneider Electric |  | SED | BMKC8020310 |  |  | 861 |  | 1 |  | 1 | MC80 CONTROLLER 8 In/ 8 Uit/ 2 TELLERS | MC80 CONTROLEUR 8 E/ 8S /2COMPT RAP |  | Controller 8 In 8 Out 2 HSC | [18 empty] | 1 | 3606480711404 | 0 |  | 980 | 22 | 10 | 11 | 2.42 | [7 empty] | 23606480711408 | 6 | 6770 | 40 | 30 | 30 |  |  | 48 | 61160 | 60 | 80 | 80 |  |  |  | 21 | N | [12 empty] | TAX | KX | 8537109199 | [14 empty] | Modicon MC80 24VCC, 8 In/8 Uitg., 2 Snelle tellers, 2xEthernet, CAN, Serial, USB | Modicon MC80 24VCC, 8 Entr/8 Sort, 2 Compt.rapides, 2xEthernet, CAN, Serial, USB | [17 empty] | https://eref.se.com/be/nl/sis-tarif/product/BMKC8020310 | https://eref.se.com/be/fr/sis-tarif/product/BMKC8020310
Schneider Electric | Schneider Electric | 01022021 |  | Schneider Electric |  | SED | CBL016 |  |  | 26.69 |  | 1 |  | 1 | BCPM FLAT RIBBON CABLE, QTY 1, 1.2 M | CABLE PLAT POUR BCPM 1.2M |  | BCPM FLAT RIBBON CABLE, QTY 1, 1.2 M | [18 empty] | 1 | 3606480477041 | 0 |  | 127.27 | 15 | 8 | 5 | 0.6 | [23 empty] | 29 | N | [12 empty] | MS2 | MU | 8544429090 | [14 empty] | platte lintkabel - set van 1 - voor BCPM - lengte 1,2 m | Câble ruban plat (lot de 1) pour BCPM, longueur = 1,2 m | [17 empty] | https://eref.se.com/be/nl/sis-tarif/product/CBL016 | https://eref.se.com/be/fr/sis-tarif/product/CBL016
Schneider Electric | Schneider Electric | 01022021 |  | Schneider Electric |  | SED | CCT15225 |  |  | 117.78 |  | 1 |  | 1 | IC Astro 1C | IC Astro 1C SMART |  | IC Astro 1C SMART | [18 empty] | 1 | 3606489524548 | 0 |  | 158 | 10 | 6 | 8 | 0.48 | [7 empty] | 13606489524545 | 40 | 6819 | 40 | 30 | 30 |  | 23606489524542 | 960 | 182040 | 120 | 80 | 105 |  |  |  | 2 | Y | [12 empty] | G11 | OH | 9107000090 | [33 empty] | https://eref.se.com/be/nl/sis-tarif/product/CCT15225 | https://eref.se.com/be/fr/sis-tarif/product/CCT15225
Schneider Electric | Schneider Electric | 01022021 |  | Schneider Electric |  | SED | CCT15232 |  |  | 53.68 |  | 1 |  | 1 | MINS TRAPPENHUISAUTOMAAT | MINS |  | ELECTRONIC TIMER 30S TO 20 MN MINS ACTI9 | [8 empty] | 09.07 | 1 | [8 empty] | 1 | 3303431062621 | 0 |  | 94 | 10 | 7 | 7 | 0.49 | [7 empty] | 43303431062629 | 130 | 12577 | 40 | 30 | 30 | [10 empty] | 2 | Y | [12 empty] | G11 | OH | 8536508090 | [5 empty] | 210040 | [9 empty] | Minuterie avec marche forcée MINs, 0,5 à 20 mn contact F, Prodis | [17 empty] | https://eref.se.com/be/nl/sis-tarif/product/CCT15232 | https://eref.se.com/be/fr/sis-tarif/product/CCT15232
Schneider Electric | Schneider Electric | 01022021 |  | Schneider Electric |  | SED | CCT15233 |  |  | 116.8 |  | 1 |  | 1 | MINP TRAPPENHUISAUTOMAAT | MINP |  | ELEC TIMER WARNING 30S TO 20 MN MINP A9 | [8 empty] | 09.07 | 1 | [8 empty] | 1 | 3303431062638 | 0 |  | 100 | 10 | 7 | 2 | 0.14 | [7 empty] | 43303431062636 | 130 | 13877 | 40 | 30 | 30 | [10 empty] | 2 | Y | [12 empty] | G11 | OH | 8536508090 | [5 empty] | 210040 | [8 empty] | MINp - elektronische tijdschakelaar - 0,5…20 min | MINp - minuterie électronique - 0,5 à 20 min | [17 empty] | https://eref.se.com/be/nl/sis-tarif/product/CCT15233 | https://eref.se.com/be/fr/sis-tarif/product/CCT15233
Schneider Electric | Schneider Electric | 01022021 |  | Schneider Electric |  | SED | CCT15234 |  |  | 116.8 |  | 1 |  | 1 | MINT TRAPPENHUISAUTOMAAT | MINT |  | ELEC TIMER IMP FUN 30S TO 20 MN MINT A9 | [8 empty] | 09.07 | 1 | [8 empty] | 1 | 3303431062645 | 0 |  | 103 | 11 | 2 | 7 | 0.154 | [7 empty] | 43303431062643 | 130 | 13890 | 40 | 30 | 30 | [10 empty] | 6 | N | [12 empty] | G11 | OH | 9107000090 | [5 empty] | 210040 | [9 empty] | Minuterie à préavis d'extinction MINt, 0,5 à 20 mn, fonction télérupteur, Prodis | [17 empty] | https://eref.se.com/be/nl/sis-tarif/product/CCT15234 | https://eref.se.com/be/fr/sis-tarif/product/CCT15234
Schneider Electric | Schneider Electric | 01022021 |  | Schneider Electric |  | SED | CCT15245 |  |  | 182.77 |  | 1 |  | 1 | IC Astro 2C | IC Astro 2C SMART |  | IC Astro 2C SMART | [18 empty] | 1 | 3606489524555 | 0 |  | 181 | 11 | 8 | 7 | 0.616 | [7 empty] | 13606489524552 | 40 | 7795 | 40 | 30 | 30 | [10 empty] | 2 | Y | [12 empty] | G11 | OH | 9107000090 | [33 empty] | https://eref.se.com/be/nl/sis-tarif/product/CCT15245 | https://eref.se.com/be/fr/sis-tarif/product/CCT15245
Schneider Electric | Schneider Electric | 01022021 |  | Schneider Electric |  | SED | CCT15260 |  |  | 51.26 |  | 1 |  | 10 | IC100k SENSOR + MUURBEVESTIGING | CELLULE NUMÉRIQUE IP55 POUR IC100K+ ET I |  | DIGITAL ADD ON SENSOR | [8 empty] | 09.07 | 1 | [8 empty] | 1 | 3606480179549 | 0 |  | 52 | 11 | 8 | 3 | 0.264 | 13606480179546 | 10 | 594 | 19 | 10 | 12 |  | 43606480179547 | 60 | 4051 | 40 | 30 | 30 | [10 empty] | 6 | N | [12 empty] | G11 | OH | 9107000090 | [15 empty] | Multi 9 - détecteur de lumière à fixation murale | [17 empty] | https://eref.se.com/be/nl/sis-tarif/product/CCT15260 | https://eref.se.com/be/fr/sis-tarif/product/CCT15260
Schneider Electric | Schneider Electric | 01022021 |  | Schneider Electric |  | SED | CCT15261 |  |  | 52.76 |  | 1 |  | 10 | IC100K DIGITALE SCHAKELBORDSENSOR | CELLULE NUMÉRIQUE IP66 POUR IC100K+ ET I |  | DIGITAL BUILD IN SENSOR | [8 empty] | 09.07 | 1 | [8 empty] | 1 | 3606480179556 | 0 |  | 29 | 12 | 8 | 1 | 0.096 | 13606480179553 | 10 | 292 | 19 | 10 | 12 |  | 43606480179554 | 60 | 2239 | 40 | 30 | 30 | [10 empty] | 6 | N | [12 empty] | G11 | OH | 9107000090 | [33 empty] | https://eref.se.com/be/nl/sis-tarif/product/CCT15261 | https://eref.se.com/be/fr/sis-tarif/product/CCT15261
Schneider Electric | Schneider Electric | 01022021 |  | Schneider Electric |  | SED | CCT15262 |  |  | 35.18 |  | 1 |  | 10 | Analoge binnenlichtsensor | Indoor, analogue light sensor cell |  | Indoor, analogue light sensor cell | [18 empty] | 1 | 3606489524647 | 0 |  | 22 | 12 | 17 | 0 | 0 | 13606489524644 | 10 | 282 | 19 | 11.6 | 10 |  | 23606489524641 | 60 | 2201 | 40 | 30 | 30 | [10 empty] | 6 | N | [12 empty] | G11 | OH | 8541409000 | [33 empty] | https://eref.se.com/be/nl/sis-tarif/product/CCT15262 | https://eref.se.com/be/fr/sis-tarif/product/CCT15262
Schneider Electric | Schneider Electric | 01022021 |  | Schneider Electric |  | SED | CCT15263 |  |  | 34.36 |  | 1 |  | 10 | Outdoor, analogue light sensor cell | Outdoor, analogue light sensor cell |  | Outdoor, analogue light sensor cell | [18 empty] | 1 | 3606489524654 | 0 |  | 54 | 12 | 17 | 0 | 0 | 13606489524651 | 10 | 608 | 19 | 11.5 | 9.8 |  | 23606489524658 | 60 | 4135 | 40 | 30 | 30 | [10 empty] | 2 | Y | [12 empty] | G11 | OH | 8541409000 | [33 empty] | https://eref.se.com/be/nl/sis-tarif/product/CCT15263 | https://eref.se.com/be/fr/sis-tarif/product/CCT15263
Schneider Electric | Schneider Electric | 01022021 |  | Schneider Electric |  | SED | CCT15285 |  |  | 106.49 |  | 1 |  | 1 | IC2000 indoor | IC2000d indoor (18 mm) |  | IC2000d indoor (18 mm) | [18 empty] | 1 | 3606489524609 | 0 |  | 124 | 10 | 5 | 8 | 0.4 | [7 empty] | 13606489524606 | 60 | 7877 | 40 | 30 | 30 |  | 23606489524603 | 1440 | 203920 | 120 | 80 | 80 |  |  |  | 2 | Y | [12 empty] | G11 | OH | 8536508090 | [33 empty] | https://eref.se.com/be/nl/sis-tarif/product/CCT15285 | https://eref.se.com/be/fr/sis-tarif/product/CCT15285
Schneider Electric | Schneider Electric | 01022021 |  | Schneider Electric |  | SED | CCT15338 |  |  | 74.69 |  | 1 |  | 1 | IH 60min ZGR | IH 60min SRM |  | TIME SWITCHES 60MN WITHOUT POWER RESERVE | [8 empty] | 09.07 | 1 | [8 empty] | 1 | 3606480179563 | 0 |  | 203.9 | 11 | 8 | 7 | 0.616 | [7 empty] | 43606480179561 | 36 | 7657 | 40 | 30 | 30 | [10 empty] | 6 | N | [12 empty] | G11 | OH | 9107000090 | [14 empty] | Schakelklok IH 60mn ZGR | Interrupteur horaire IH 60mn SRM | [17 empty] | https://eref.se.com/be/nl/sis-tarif/product/CCT15338 | https://eref.se.com/be/fr/sis-tarif/product/CCT15338
Schneider Electric | Schneider Electric | 01022021 |  | Schneider Electric |  | SED | CCT15365 |  |  | 108.08 |  | 1 |  | 1 | IH 24h MGR | IH 24h ARM |  | TIME SWITCHES 24H WITH POWER RESERVE | [8 empty] | 09.07 | 1 | [8 empty] | 1 | 3606480179587 | 0 |  | 208 | 11 | 8 | 7 | 0.616 | [7 empty] | 43606480179585 | 36 | 8036 | 40 | 30 | 30 | [10 empty] | 2 | Y | [12 empty] | G11 | OH | 9107000090 | [14 empty] | Schakelklok IH 24h MGR | Interrupteur horaire IH 24h ARM | [17 empty] | https://eref.se.com/be/nl/sis-tarif/product/CCT15365 | https://eref.se.com/be/fr/sis-tarif/product/CCT15365
Schneider Electric | Schneider Electric | 01022021 |  | Schneider Electric |  | SED | CCT15367 |  |  | 131.38 |  | 1 |  | 1 | TIME SWITCH 7 DAYS WITH POWER RESERVE | IH 7j ARM |  | TIME SWITCHES 7 DAYS WITH POWER RESERVE | [8 empty] | 09.07 | 1 | [8 empty] | 1 | 3606480179594 | 0 |  | 214 | 11 | 8 | 7 | 0.616 | [7 empty] | 43606480179592 | 36 | 8191 | 40 | 30 | 30 | [10 empty] | 6 | N | [12 empty] | G11 | OH | 9107000090 | [14 empty] | Schakelklok IH 7j MGR | Interrupteur horaire IH 7j ARM | [17 empty] | https://eref.se.com/be/nl/sis-tarif/product/CCT15367 | https://eref.se.com/be/fr/sis-tarif/product/CCT15367
Schneider Electric | Schneider Electric | 01022021 |  | Schneider Electric |  | SED | CCT15369 |  |  | 106.49 |  | 1 |  | 1 | IC2000 outdoor | IC2000d outdoor (18 mm) |  | IC2000d outdoor (18 mm) | [18 empty] | 1 | 3606489524616 | 0 |  | 160 | 11 | 8 | 7 | 0.616 | [7 empty] | 13606489524613 | 40 | 6878 | 40 | 30 | 30 | [10 empty] | 2 | Y | [12 empty] | G11 | OH | 8536508090 | [33 empty] | https://eref.se.com/be/nl/sis-tarif/product/CCT15369 | https://eref.se.com/be/fr/sis-tarif/product/CCT15369
Schneider Electric | Schneider Electric | 01022021 |  | Schneider Electric |  | SED | CCT15441 |  |  | 106.27 |  | 1 |  | 1 | IHP 1C | IHP 1C w |  | IHP 1C w | [18 empty] | 1 | 3606489524456 | 0 |  | 157 | 10 | 6 | 8 | 0.48 | [7 empty] | 13606489524453 | 40 | 6785 | 40 | 30 | 30 |  | 23606489524450 | 320 | 66500 | 120 | 80 | 45 |  |  |  | 2 | Y | [12 empty] | G11 | OH | 9107000090 | [33 empty] | https://eref.se.com/be/nl/sis-tarif/product/CCT15441 | https://eref.se.com/be/fr/sis-tarif/product/CCT15441
Schneider Electric | Schneider Electric | 01022021 |  | Schneider Electric |  | SED | CCT15443 |  |  | 137.32 |  | 1 |  | 1 | IHP 2C | IHP 2C w |  | IHP 2C w | [18 empty] | 1 | 3606489524470 | 0 |  | 175 | 10 | 6 | 8 | 0.48 | [7 empty] | 13606489524477 | 40 | 7422 | 40 | 30 | 30 |  | 23606489524474 | 960 | 190480 | 120 | 80 | 80 |  |  |  | 2 | Y | [12 empty] | G11 | OH | 9107000090 | [33 empty] | https://eref.se.com/be/nl/sis-tarif/product/CCT15443 | https://eref.se.com/be/fr/sis-tarif/product/CCT15443
Schneider Electric | Schneider Electric | 01022021 |  | Schneider Electric |  | SED | CCT15482 |  |  | 108.89 |  | 1 |  | 1 | IC100 | IC100 |  | IC100 | [18 empty] | 1 | 3606489524593 | 0 |  | 160 | 11 | 8 | 7 | 0.616 | [7 empty] | 13606489524590 | 40 | 6857 | 40 | 30 | 30 | [10 empty] | 2 | Y | [12 empty] | G11 | OH | 8536508090 | [33 empty] | https://eref.se.com/be/nl/sis-tarif/product/CCT15482 | https://eref.se.com/be/fr/sis-tarif/product/CCT15482
Schneider Electric | Schneider Electric | 01022021 |  | Schneider Electric |  | SED | CCT15483 |  |  | 241.25 |  | 1 |  | 1 | IC2000p+ | IC2000p+ |  | IC2000p+ | [18 empty] | 1 | 3606489524586 | 0 |  | 244 | 11 | 11 | 8 | 0.968 | [7 empty] | 13606489524583 | 22 | 5875 | 40 | 30 | 30 | [10 empty] | 2 | Y | [12 empty] | G11 | OH | 8537109199 | [33 empty] | https://eref.se.com/be/nl/sis-tarif/product/CCT15483 | https://eref.se.com/be/fr/sis-tarif/product/CCT15483
Schneider Electric | Schneider Electric | 01022021 |  | Schneider Electric |  | SED | CCT15494 |  |  | 182.77 |  | 1 |  | 1 | IC100KP+ 1C SCHEMERSCHAKELAAR | IC100kp+ 1C SMART |  | IC100kp+ 1C SMART | [18 empty] | 1 | 3606489524562 | 0 |  | 245 | 10 | 10 | 8 | 0.8 | [7 empty] | 13606489524569 | 22 | 5895 | 40 | 30 | 30 |  | 23606489524566 | 528 | 149728 | 120 | 80 | 80 |  |  |  | 6 | N | [12 empty] | G11 | OH | 8537109199 | [33 empty] | https://eref.se.com/be/nl/sis-tarif/product/CCT15494 | https://eref.se.com/be/fr/sis-tarif/product/CCT15494
Schneider Electric | Schneider Electric | 01022021 |  | Schneider Electric |  | SED | CCT15495 |  |  | 237.61 |  | 1 |  | 1 | IC100kp+ 2C | IC100kp+ 2C SMART |  | IC100kp+ 2C SMART | [18 empty] | 1 | 3606489524579 | 0 |  | 245 | 10 | 10 | 8 | 0.8 | [7 empty] | 13606489524576 | 22 | 6225 | 40 | 30 | 30 |  | 23606489524573 | 528 | 151840 | 120 | 80 | 80 |  |  |  | 6 | N | [12 empty] | G11 | OH | 8537109199 | [33 empty] | https://eref.se.com/be/nl/sis-tarif/product/CCT15495 | https://eref.se.com/be/fr/sis-tarif/product/CCT15495
Schneider Electric | Schneider Electric | 01022021 |  | Schneider Electric |  | SED | CCT15551 |  |  | 151.14 |  | 1 |  | 1 | IHP+ 1C Smart | IHP+ 1C SMARTw |  | IHP+ 1C SMARTw | [18 empty] | 1 | 3606489524494 | 0 |  | 158 | 10 | 6 | 8 | 0.48 | [7 empty] | 13606489524491 | 40 | 6835 | 40 | 30 | 30 |  | 23606489524498 | 960 | 176560 | 120 | 80 | 80 |  |  |  | 2 | Y | [12 empty] | G11 | OH | 9107000090 | [33 empty] | https://eref.se.com/be/nl/sis-tarif/product/CCT15551 | https://eref.se.com/be/fr/sis-tarif/product/CCT15551
Schneider Electric | Schneider Electric | 01022021 |  | Schneider Electric |  | SED | CCT15553 |  |  | 182.48 |  | 1 |  | 1 | IHP+ 2C Smart | IHP+ 2C SMARTw |  | IHP+ 2C SMARTw | [18 empty] | 1 | 3606489524500 | 0 |  | 182 | 10 | 6 | 8 | 0.48 | [7 empty] | 13606489524507 | 40 | 7798 | 40 | 30 | 30 |  | 23606489524504 | 960 | 201520 | 120 | 80 | 80 |  |  |  | 2 | Y | [12 empty] | G11 | OH | 9107000090 | [33 empty] | https://eref.se.com/be/nl/sis-tarif/product/CCT15553 | https://eref.se.com/be/fr/sis-tarif/product/CCT15553
Schneider Electric | Schneider Electric | 01022021 |  | Schneider Electric |  | SED | CCT15834 |  |  | 456.93 |  | 1 |  | 1 | THP1+ 1C | Thermostat progammable THP1+ 1 canal |  | THP1+ 1C | [18 empty] | 1 | 3606489524623 | 0 |  | 193 | 10 | 7 | 7 | 0.49 | [7 empty] | 13606489524620 | 40 | 8240 | 39.8 | 29.9 | 30 |  | 23606489524627 | 960 | 207760 | 120 | 80 | 80 |  |  |  | 6 | N | [12 empty] | G11 | OH | 9032102090 | [33 empty] | https://eref.se.com/be/nl/sis-tarif/product/CCT15834 | https://eref.se.com/be/fr/sis-tarif/product/CCT15834
Schneider Electric | Schneider Electric | 01022021 |  | Schneider Electric |  | SED | CCT15840 |  |  | 307.54 |  | 1 |  | 1 | TH7 thermostat 1 zone -40 °C tot +80 °C | THERMOSTAT ELECTRO 6 PLAGES TH7 |  | 6 SEGMENT ELECTRO THERMOSTA TH7 | [8 empty] | 09.07 | 1 | [8 empty] | 1 | 3606480375958 | 0 |  | 226 | 10 | 8 | 6 | 0.48 | [7 empty] | 43606480375956 | 23 | 5600 | 40 | 30 | 15 | [10 empty] | 6 | N | [12 empty] | CUC | ZC | 9032102090 | [14 empty] | Acti 9 - TH7 - thermostaat - 1 zone - -40°C tot +80°C | Acti 9 - TH7 - thermostat - 1 zone - -40° C à +80° C | [17 empty] | https://eref.se.com/be/nl/sis-tarif/product/CCT15840 | https://eref.se.com/be/fr/sis-tarif/product/CCT15840
Schneider Electric | Schneider Electric | 01022021 |  | Schneider Electric |  | SED | CCT15845 |  |  | 53.9 |  | 1 |  | 1 | Vloersensor | SONDE DE SOL AVEC CABLE 2M |  | FLOOR PROBE WITH 2M CABLE | [8 empty] | 09.07 | 1 | [8 empty] | 1 | 3606480375996 | 0 |  | 68 | 9 | 8 | 4 | 0.288 | [7 empty] | 43606480375994 | 36 | 2903 | 40 | 30 | 15 | [10 empty] | 6 | N | [12 empty] | CUC | ZC | 9025900090 | [14 empty] | Acti 9 - temperatuursonde voor TH4 en TH7 - vloer - binnen | Acti 9 - sonde de température TH4 et TH7 - sol - intérieur | [17 empty] | https://eref.se.com/be/nl/sis-tarif/product/CCT15845 | https://eref.se.com/be/fr/sis-tarif/product/CCT15845
Schneider Electric | Schneider Electric | 01022021 |  | Schneider Electric |  | SED | CCT15846 |  |  | 61.17 |  | 1 |  | 1 | Sonde d'ambiance | SONDE D AMBIANCE MURALE |  | AMBIANT PROBE WALLMOUNTED | [8 empty] | 09.07 | 1 | [8 empty] | 1 | 3606480375965 | 0 |  | 68 | 9 | 9 | 4 | 0.324 | [7 empty] | 43606480375963 | 36 | 2903 | 40 | 30 | 15 | [10 empty] | 6 | N | [12 empty] | CUC | ZC | 9025900090 | [14 empty] | Acti 9 - temperatuursonde voor TH4 en TH7 - wandmontage - binnen | Acti 9 - sonde de température TH4 et TH7 - fixation murale - intérieur | [17 empty] | https://eref.se.com/be/nl/sis-tarif/product/CCT15846 | https://eref.se.com/be/fr/sis-tarif/product/CCT15846
Schneider Electric | Schneider Electric | 01022021 |  | Schneider Electric |  | SED | CCT15847 |  |  | 76.87 |  | 1 |  | 1 | Sonde extérieure | SONDE EXTERIEURE MURALE |  | EXTERNAL PROBE WALLMOUNTED | [8 empty] | 09.07 | 1 | [8 empty] | 1 | 3606480375972 | 0 |  | 52 | 9 | 8 | 4 | 0.288 | [7 empty] | 43606480375970 | 36 | 2327 | 40 | 30 | 15 | [10 empty] | 6 | N | [12 empty] | CUC | ZC | 9025900090 | [14 empty] | Acti 9 - temperatuursonde voor TH4 en TH7 - wandmontage - buiten | Acti 9 - sonde de température TH4 et TH7 - fixation murale - extérieur | [17 empty] | https://eref.se.com/be/nl/sis-tarif/product/CCT15847 | https://eref.se.com/be/fr/sis-tarif/product/CCT15847
Schneider Electric | Schneider Electric | 01022021 |  | Schneider Electric |  | SED | CCT15848 |  |  | 76.87 |  | 1 |  | 1 | Sonde à collier | SONDE A COLLIER AVEC CABLE 2M |  | COLLAR PROBE WITH 2M CABLE | [8 empty] | 09.07 | 1 | [8 empty] | 1 | 3606480375989 | 0 |  | 37 | 9 | 9 | 4 | 0.324 | [7 empty] | 43606480375987 | 36 | 1787 | 40 | 30 | 15 | [10 empty] | 6 | N | [12 empty] | CUC | ZC | 9025900090 | [14 empty] | Acti 9 - temperatuursonde voor TH4 en TH7 - buis | Acti 9 - sonde de température TH4 et TH7 - tube | [17 empty] | https://eref.se.com/be/nl/sis-tarif/product/CCT15848 | https://eref.se.com/be/fr/sis-tarif/product/CCT15848
Schneider Electric | Schneider Electric | 01022021 |  | Schneider Electric |  | SED | CCT15854 |  |  | 117.57 |  | 1 |  | 1 | IHP+1C SCHAKELKLOK 24U/7D 18 MM | INTERRUPTEUR HORAIRE PROGRAMMABLE 24H/7J |  | DIGITAL TIME SWITCHES 24H/7D 18MM 1 CHAN | [8 empty] | 09.07 | 1 | [8 empty] | 1 | 3606480492358 | 0 |  | 126 | 11 | 8 | 3 | 0.264 | [7 empty] | 43606480492356 | 86 | 11366 | 40 | 30 | 30 | [10 empty] | 2 | Y | [12 empty] | G11 | OH | 9107000090 | [14 empty] | Acti 9 - IHP - 1C digitale tijdschakelaar - 24 uren + 7 dagen | Acti 9 - IHP - 1C - minuterie numérique - 24 heures + 7 jours | [17 empty] | https://eref.se.com/be/nl/sis-tarif/product/CCT15854 | https://eref.se.com/be/fr/sis-tarif/product/CCT15854
Schneider Electric | Schneider Electric | 01022021 |  | Schneider Electric |  | SED | CCT15858 |  |  | 162.57 |  | 1 |  | 1 | IHP DCF Programmable Time Switch | IHP DCF SMART |  | IHP DCF SMART | [18 empty] | 1 | 3606489524531 | 0 |  | 178 | 10 | 6 | 8 | 0.48 | [7 empty] | 13606489524538 | 40 | 7624 | 40 | 30 | 30 |  | 23606489524535 | 960 | 193464 | 120 | 80 | 80 |  |  |  | 2 | Y | [12 empty] | G11 | OH | 9107000090 | [33 empty] | https://eref.se.com/be/nl/sis-tarif/product/CCT15858 | https://eref.se.com/be/fr/sis-tarif/product/CCT15858
Schneider Electric | Schneider Electric | 01022021 |  | Schneider Electric |  | SED | CCT15860 |  |  | 118.85 |  | 1 |  | 1 | PROGRAMMEERKIT VOOR PC TBV IHP+ | OUTIL DE PROGRAMMATION CLE IHP PLUS |  | IHP PLUS KEY PROGRAMMING TOOL | [18 empty] | 1 | 3303431063727 | 0 |  | 170 | 16 | 11 | 9 | 1.584 | [7 empty] | 43303431063725 | 15 | 3037 | 40 | 30 | 30 | [10 empty] | 6 | N | [12 empty] | G11 | OH | 8523419000 | [5 empty] | 210040 | [9 empty] | Acti 9 - kit de programmation pour IHP / IC | [17 empty] | https://eref.se.com/be/nl/sis-tarif/product/CCT15860 | https://eref.se.com/be/fr/sis-tarif/product/CCT15860
Schneider Electric | Schneider Electric | 01022021 |  | Schneider Electric |  | SED | CCT15861 |  |  | 6.97 |  | 1 |  | 1 | GEHEUGENSLEUTEL IHP+ | CLE DE PROGRAMMATION IHP PLUS |  | IHP PLUS PROGRAMMING KEY | [18 empty] | 1 | 3303431063734 | 0 |  | 16 | 11 | 2 | 7 | 0.154 | [7 empty] | 43303431063732 | 130 | 2656 | 40 | 30 | 30 | [10 empty] | 6 | N | [12 empty] | G11 | OH | 8523419000 | [5 empty] | 210040 | [27 empty] | https://eref.se.com/be/nl/sis-tarif/product/CCT15861 | https://eref.se.com/be/fr/sis-tarif/product/CCT15861
Schneider Electric | Schneider Electric | 01022021 |  | Schneider Electric |  | SED | CCT16364 |  |  | 57.58 |  | 1 |  | 1 | IH 24h ZGR | IH 24h SRM |  | TIME SWITCHES 24H WITHOUT POWER RESERVE | [8 empty] | 09.07 | 1 | [8 empty] | 1 | 3606480179570 | 0 |  | 201 | 11 | 8 | 7 | 0.616 | [7 empty] | 43606480179578 | 36 | 7737 | 40 | 30 | 30 | [10 empty] | 6 | N | [12 empty] | G11 | OH | 9107000090 | [14 empty] | Schakelklok IH 24h ZGR | Interrupteur horaire IH 24h SRM | [17 empty] | https://eref.se.com/be/nl/sis-tarif/product/CCT16364 | https://eref.se.com/be/fr/sis-tarif/product/CCT16364
Schneider Electric | Schneider Electric | 01022021 |  | Schneider Electric |  | SED | CCT56P004 |  |  | 66.38 |  | 1 |  | 1 | ARGUS BEWEGINGSMELDER STANDAARD 120 | MOV. DET. 140° STANDARD OUTDOOR |  | OUTDOOR MOVEMENT DETECTOR 120 | [8 empty] | 09.07 | 1 | [8 empty] | 1 | 3606480145155 | 0 |  | 343 | 10 | 17 | 9 | 1.53 | [23 empty] | 2 | Y | [12 empty] | G12 | OA | 8537109899 | [15 empty] | Dét. de mouv. standard ARGUS 120° pour l'extérieur - carton | [17 empty] | https://eref.se.com/be/nl/sis-tarif/product/CCT56P004 | https://eref.se.com/be/fr/sis-tarif/product/CCT56P004
Schneider Electric | Schneider Electric | 01022021 |  | Schneider Electric |  | SED | CCT56P008 |  |  | 80.08 |  | 1 |  | 1 | ARGUS BEWEGINGSMELDER STANDAARD 360 | MOV. DET. 360° STANDARD OUTDOOR |  | OUTDOOR MOVEMENT DETECTOR 360 | [8 empty] | 09.07 | 1 | [8 empty] | 1 | 3606480145162 | 0 |  | 386 | 10 | 17 | 9 | 1.53 | [23 empty] | 2 | Y | [12 empty] | G12 | OA | 8537109899 | [15 empty] | Dét. de mouv. standard ARGUS 360° pour l'extérieur - carton | [17 empty] | https://eref.se.com/be/nl/sis-tarif/product/CCT56P008 | https://eref.se.com/be/fr/sis-tarif/product/CCT56P008
Schneider Electric | Schneider Electric | 01022021 |  | Schneider Electric |  | SED | CCTDD20001 |  |  | 103.06 |  | 1 |  | 24 | DIMMER STD400VA RC/RL-DIN 2MOD | VARIATEUR STD400VA RC/RL-DIN 2MOD |  | DIMMER 400W STD400RC RL DIN | [8 empty] | 09.07 | 1 | [8 empty] | 1 | 3606480160646 | 0 |  | 142.9 | 10 | 10 | 8 | 0.8 |  | 24 | 3950 | 40 | 30 | 18.5 | [17 empty] | 10 | N | [12 empty] | G11 | OH | 8537109899 | [33 empty] | https://eref.se.com/be/nl/sis-tarif/product/CCTDD20001 | https://eref.se.com/be/fr/sis-tarif/product/CCTDD20001
Schneider Electric | Schneider Electric | 01022021 |  | Schneider Electric |  | SED | CCTDD20002 |  |  | 142.21 |  | 1 |  | 24 | DIMMER STD400VA RC/RL-SAE 4 DIG.INGANGEN | VARIATEUR STD400VA RC/RL-SAE 4 ENTR.DIGI |  | DIMMER 400W STD400RC RL SAE | [8 empty] | 09.07 | 1 | [8 empty] | 1 | 3606480160653 | 0 |  | 159 | 10 | 10 | 8 | 0.8 | 13606480160650 | 24 | 4220 | 40 | 30 | 18.5 | [8 empty] | 73606480160645 | 224 | 53544 | 120 | 80 | 50 |  |  |  | 2 | Y | [12 empty] | G11 | OH | 8537109899 | [33 empty] | https://eref.se.com/be/nl/sis-tarif/product/CCTDD20002 | https://eref.se.com/be/fr/sis-tarif/product/CCTDD20002
Schneider Electric | Schneider Electric | 01022021 |  | Schneider Electric |  | SED | CCTDD20003 |  |  | 116.55 |  | 1 |  | 24 | DIMMER STD1000VA RL-DIN 4MOD | VARIATEUR STD1000VA RL-DIN 4MOD |  | DIMMER 1000W STD1000 RL DIN | [8 empty] | 09.07 | 1 | [8 empty] | 1 | 3606480160660 | 0 |  | 183 | 10 | 10 | 8 | 0.8 |  | 24 | 4940 | 40 | 30 | 18.5 |  | 43606480160668 | 24 | 5228 | 40 | 30 | 30 | [10 empty] | 2 | Y | [12 empty] | G11 | OH | 8537109899 | [33 empty] | https://eref.se.com/be/nl/sis-tarif/product/CCTDD20003 | https://eref.se.com/be/fr/sis-tarif/product/CCTDD20003
Schneider Electric | Schneider Electric | 01022021 |  | Schneider Electric |  | SED | CCTDD20004 |  |  | 200.63 |  | 1 |  | 24 | DIMMER STD1000VA RL-SAE 4 DIGIT.INGANGEN | VARIATEUR STD1000VA RL-DIN 4 ENTREE DIGI |  | DIMMER 1000W STD1000 RL SAE | [8 empty] | 09.07 | 1 | [8 empty] | 1 | 3606480160677 | 0 |  | 199 | 10 | 10 | 8 | 0.8 |  | 24 | 5200 | 40 | 30 | 18.5 |  | 43606480160675 | 24 | 6045 | 40 | 30 | 30 | [10 empty] | 2 | Y | [12 empty] | G11 | OH | 8537109899 | [33 empty] | https://eref.se.com/be/nl/sis-tarif/product/CCTDD20004 | https://eref.se.com/be/fr/sis-tarif/product/CCTDD20004
Schneider Electric | Schneider Electric | 01022021 |  | Schneider Electric |  | SED | CCTDD20011 |  |  | 143.63 |  | 1 |  | 24 | DIMMER SCU10-DIN 1-10V 4 MOD | VARIATEUR SCU10-DIN 1-10V 4MOD |  | DIMMER 1 TO 10V SCU10 DIN | [8 empty] | 09.07 | 1 | [8 empty] | 1 | 3606480160684 | 0 |  | 186 | 10 | 10 | 8 | 0.8 | 43606480160682 | 24 | 4710 | 40 | 30 | 30 | [17 empty] | 2 | Y | [12 empty] | G11 | OH | 8537109899 | [33 empty] | https://eref.se.com/be/nl/sis-tarif/product/CCTDD20011 | https://eref.se.com/be/fr/sis-tarif/product/CCTDD20011
Schneider Electric | Schneider Electric | 01022021 |  | Schneider Electric |  | SED | CCTDD20012 |  |  | 190.62 |  | 1 |  | 24 | DIMMER SCU10-SAE 1-10V 4 DIG.INGANGEN | VARIATEUR SCU10-SAE 1-10V 4 ENTREES DIGI |  | DIMMER 1 TO 10V SCU10 SAE | [8 empty] | 09.07 | 1 | [8 empty] | 1 | 3606480160691 | 0 |  | 196 | 10 | 10 | 8 | 0.8 | 43606480160699 | 24 | 5010 | 40 | 30 | 30 | [17 empty] | 2 | Y | [12 empty] | G11 | OH | 8537109899 | [33 empty] | https://eref.se.com/be/nl/sis-tarif/product/CCTDD20012 | https://eref.se.com/be/fr/sis-tarif/product/CCTDD20012
Schneider Electric | Schneider Electric | 01022021 |  | Schneider Electric |  | SED | CCTDD20016 |  |  | 68.69 |  | 1 |  | 1 | UNIVERSAL DIMMER 16A 230VAC STD400LED | UNIVERSELE DIMMER 230V 400W STD400LED |  | UNIVERSAL DIMMER 16A 230VAC TYPE STD400L | [8 empty] | 09.07 | 1 | [8 empty] | 1 | 3606480769245 | 0 |  | 108 | 11 | 8 | 3 | 0.264 | [7 empty] | 43606480769243 | 86 | 9906 | 40 | 30 | 30 | [10 empty] | 2 | Y | [12 empty] | G11 | OH | 8537109899 | [15 empty] | Acti 9 - Variateur universel STD400LED DIN | [17 empty] | https://eref.se.com/be/nl/sis-tarif/product/CCTDD20016 | https://eref.se.com/be/fr/sis-tarif/product/CCTDD20016
Schneider Electric | Schneider Electric | 01022021 |  | Schneider Electric |  | SED | CCTDD20017 |  |  | 84.45 |  | 1 |  | 1 | UNIVERSELE DIMMER 230V 400W STD400LED+ | UNIVERSELE DIMMER 230V 400W STD400LED+ |  | UNIVERSAL DIMMER 16A 230VAC TYPE STD400L | [8 empty] | 09.07 | 1 | [8 empty] | 1 | 3606480769252 | 0 |  | 130 | 11 | 8 | 3 | 0.264 | [7 empty] | 43606480769250 | 86 | 11912 | 40 | 30 | 30 | [10 empty] | 2 | Y | [12 empty] | G11 | OH | 8537109899 | [14 empty] | Acti 9 - STD400LED + DIN universele dimmer | Acti 9 - Variateur universel STD400LED+ DIN | [17 empty] | https://eref.se.com/be/nl/sis-tarif/product/CCTDD20017 | https://eref.se.com/be/fr/sis-tarif/product/CCTDD20017
Schneider Electric | Schneider Electric | 01022021 |  | Schneider Electric |  | SED | DCEPCURJ01GYM |  |  | 2.71 |  | 1 |  | 1 | DIGILINK PATCH CORD CAT 5E UTP GRAY 1M | CAT 5E, CORDON RJ45, UTP, 1M, GRIS |  | CAT 5E, PATCH CORD, UTP, 1M, GREY | [18 empty] | 80 | 4892552862504 | 0 |  | 40 | 16 | 15 | 2 | 0.48 | 4892552862504 | 1 | 45 | 22.5 | 16.5 | 0.02 |  | 14892552862501 | 80 | 4170 | 40 | 30 | 30 |  |  | 1280 | 73550 | 120 | 80 | 80 |  |  |  | 5 | N | [12 empty] | MS4 | MX | 8544421000
Schneider Electric | Schneider Electric | 01022021 |  | Schneider Electric |  | SED | DCEPCURJ02GYM |  |  | 3.5 |  | 1 |  | 1 | DIGILINK PATCH CORD CAT 5E UTP GRAY 2M | CAT 5E, CORDON RJ45, UTP, 2M, GRIS |  | CAT 5E, PATCH CORD, UTP, 2M, GREY | [18 empty] | 50 | 4892552862528 | 0 |  | 65 | 15 | 14 | 3 | 0.63 | 4892552862528 | 1 | 70 | 22.5 | 16.5 | 0.02 |  | 14892552862525 | 50 | 4500 | 40 | 30 | 30 |  |  | 800 | 85010 | 120 | 80 | 80 |  |  |  | 5 | N | [12 empty] | MS4 | MX | 8544421000
Schneider Electric | Schneider Electric | 01022021 |  | Schneider Electric |  | SED | DCEPCURJ03GYM |  |  | 4.34 |  | 1 |  | 1 | DIGILINK PATCH CORD CAT 5E UTP GRAY 3M | CAT 5E, CORDON RJ45, UTP, 3M, GRIS |  | CAT 5E, PATCH CORD, UTP, 3M, GREY | [18 empty] | 30 | 4892552862542 | 0 |  | 85 | 17 | 14 | 2 | 0.476 | 4892552862542 | 1 | 90 | 24 | 21 | 0.02 |  | 14892552862549 | 30 | 3940 | 40 | 30 | 30 |  |  | 480 | 67790 | 120 | 80 | 80 |  |  |  | 73 | N | [12 empty] | MS4 | MX | 8544421000
Schneider Electric | Schneider Electric | 01022021 |  | Schneider Electric |  | SED | DCEPCURJ05GYM |  |  | 6.13 |  | 1 |  | 1 | DIGILINK PATCH CORD CAT 5E UTP GRAY 5M | CAT 5E, CORDON RJ45, UTP, 5M, GRIS |  | CAT 5E, PATCH CORD, UTP, 5M, GREY | [18 empty] | 20 | 4892552862566 | 0 |  | 120 | 18 | 14 | 4 | 1.008 | 4892552862566 | 1 | 125 | 24 | 21 | 0.02 |  | 14892552862563 | 20 | 4200 | 40 | 30 | 30 |  |  | 320 | 76850 | 120 | 80 | 80 |  |  |  | 5 | N | [12 empty] | MS4 | MX | 8544421000
Schneider Electric | Schneider Electric | 01022021 |  | Schneider Electric |  | SED | DCEPCURJ10GYM |  |  | 10.23 |  | 1 |  | 1 | DIGILINK PATCH CORD CAT 5E UTP GRAY 10M | DIGILINK PATCH CORD CAT 5E UTP GRAY 10M |  | DIGILINK PATCH CORD CAT 5E UTP GRAY 10 | [18 empty] | 1 |  | 0 |  | 155 | 26 | 0.2 | 33.5 | 174.2 | [8 empty] | 20 | 31713 | 40 | 30 | 30 | [10 empty] | 6 | N | [12 empty] | MS4 | MX | 8544421000
Schneider Electric | Schneider Electric | 01022021 |  | Schneider Electric |  | SED | DF101PV |  |  | 11.5 |  | 1 |  | 12 | ZEKERINGHOUDER PV 10X38 MM 1000VDC | 10X38 FUSE CARRIER 1POLE 1000VDC |  | 10X38 FUSE CARRIER 1POLE 1000VDC | [18 empty] | 12 | 3606485247724 | 0 |  | 63 | 6 | 2 | 9 | 0.108 | 13606485247721 | 12 | 758 | 22.5 | 9 | 7 |  | 43606485247722 | 180 | 12083 | 40 | 30 | 30 |  | 73606485247723 | 1440 | 105164 | 60 | 80 | 77 |  |  |  | 6 | N | [12 empty] | TE9 | Y9 | 8536105090 | [14 empty] | TeSyS fotovoltaïsche zekeringscheider - 1P - 25A - zekering 10 x 38 mm | Fusible-sectionneur photovoltaïque TeSys- 1P - 25A - taille de fusible 10 x 38mm | [17 empty] | https://eref.se.com/be/nl/sis-tarif/product/DF101PV | https://eref.se.com/be/fr/sis-tarif/product/DF101PV
Schneider Electric | Schneider Electric | 01022021 |  | Schneider Electric |  | SRL | DX1AP52 |  |  | 11.77 |  | 1 |  | 10 | BEUGEL MONT DIAMETER 22 OP DIN | SUPPORT UNITES COMM DIA22 |  | MOUNTING PLATE | [18 empty] | 10 | 3389110568622 | 0 |  | 156 | 12 | 8 | 5 | 0.48 | 13389110568629 | 10 | 1560 | 9 | 5 | 13 | [8 empty] | 13389110568629 | 10 | 1560 | 9 | 5 | 13 |  |  |  | 2 | Y | [12 empty] | TEE | JU | 85389099 | [5 empty] | 220060 | [8 empty] | steun voor montage element Ø 22 mm op DIN-rail | support de montage unité Ø 22 mm sur profilé DIN | [17 empty] | https://eref.se.com/be/nl/sis-tarif/product/DX1AP52 | https://eref.se.com/be/fr/sis-tarif/product/DX1AP52
Schneider Electric | Schneider Electric | 01022021 |  | Schneider Electric |  | SRL | DZ5ME5 |  |  | 38.4 |  | 100 |  | 100 | GLIJMOER M6 | ECROU COULISSANT D6 |  | SLIDING CLAMP M6 | [18 empty] | 100 | 3389110524598 | 0 |  | 9 | 1 | 1 | 0.5 | 0.5 | 13389110524595 | 100 | 918 | 10.5 | 5 | 16 | [8 empty] | 73389110524597 | 32000 | 319000 | 120 | 90 | 80 |  |  |  | 16 | N | [12 empty] | TEE | JU | 7318169990 | [14 empty] | 1/4 OMW. SCHUIFMOEREN (VERKOCHT IN MEERV. VAN 10)
Schneider Electric | Schneider Electric | 01022021 |  | Schneider Electric |  | SRL | DZ5ME9 |  |  | 38.4 |  | 100 |  | 100 | GLIJMOER M5 | ECROU COULISSANT DE 5 |  | SLIDING CLAMP M5 | [18 empty] | 100 | 3389110569001 | 0 |  | 9 | 5 | 16 | 1 | 80 |  | 100 | 928 | 5 | 16 | 10.5 | [8 empty] | 73389110569000 | 32000 | 321000 | 120 | 90 | 80 |  |  |  | 16 | N | [12 empty] | TEE | JU | 7318169990 | [33 empty] | https://eref.se.com/be/nl/sis-tarif/product/DZ5ME9 | https://eref.se.com/be/fr/sis-tarif/product/DZ5ME9
Schneider Electric | Schneider Electric | 01022021 |  | Schneider Electric |  | SRL | DZ5MF6 |  |  | 42.92 |  | 100 |  | 100 | SNELBEVESTIGINGSMOER M6 | ECROU A AGRAFE D6 |  | FIXING NUT M6 | [18 empty] | 100 | 3389110550153 | 0 |  | 6 | 16 | 10 | 1.8 | 288 | 13389110550150 | 100 | 662 | 10 | 5 | 18 | [9 empty] | 12000 | 93440 | 100 | 120 | 90 |  |  |  | 16 | N | [12 empty] | TEE | JU | 7318169990 | [5 empty] | 220060 | [8 empty] | gegroefde klemmoer M6 - montageplaat-/railbevestiging op voorgeboorde staander | écrou à agrafe M6 - pour fixation de platine et profilé sur montant perforé | [17 empty] | https://eref.se.com/be/nl/sis-tarif/product/DZ5MF6 | https://eref.se.com/be/fr/sis-tarif/product/DZ5MF6
Schneider Electric | Schneider Electric | 01022021 |  | Schneider Electric |  | SRL | DZ5MS10 |  |  | 12.8 |  | 10 |  | 10 | STEUN SCHUINE MONT. PROF. | SUPPORT |  | BRACKET | [18 empty] | 10 | 3389110557053 | 0 |  | 54 | 10 | 7 | 3 | 0.21 | 13389110557050 | 10 | 546 | 8 | 3 | 10 | [8 empty] | 73389110557052 | 5760 | 342900 | 120 | 90 | 80 |  |  |  | 15 | N | [12 empty] | TEE | JU | 85389099 | [33 empty] | https://eref.se.com/be/nl/sis-tarif/product/DZ5MS10 | https://eref.se.com/be/fr/sis-tarif/product/DZ5MS10
Schneider Electric | Schneider Electric | 01022021 |  | Schneider Electric |  | SED | EBX200 |  |  | 779.22 |  | 1 |  | 1 | COMX200 ETHERNET DATALOGGER | ENREGISTREUR DE DONNEES ETHERNET COMX200 |  | ETHERNET DATA LOGGER | [18 empty] | 1 | 3606480578991 | 0 |  | 510 | 16 | 11 | 8 | 1.408 | [7 empty] | 43606480578999 | 15 | 8137 | 30 | 40 | 30 | [10 empty] | 7 | N | [12 empty] | MS2 | MU | 8517620000 | [14 empty] | Com'X200 Ethernet datalogger, 6 digitale ing./2 analoge ing. | Enregistreur de données énergie ComX200 Ethernet, 6E numérique/2E analogique | [17 empty] | https://eref.se.com/be/nl/sis-tarif/product/EBX200 | https://eref.se.com/be/fr/sis-tarif/product/EBX200
Schneider Electric | Schneider Electric | 01022021 |  | Schneider Electric |  | SED | EBX210 |  |  | 779.22 |  | 1 |  | 1 | COMX210 ENTHERNET DATALOGGER | ENREGISTREUR DE DONNEES ETHERNET COMX210 |  | ComX210 enthernet data logger | [18 empty] | 1 | 3606480736087 | 0 |  | 419 | 16 | 11 | 8 | 1.408 | [7 empty] | 43606480736085 | 15 | 6772 | 40 | 30 | 30 | [10 empty] | 7 | N | [12 empty] | MS2 | MU | 8517620000 | [14 empty] | Com'X210 Ethernet datalogger, 6 digitale ing./2 analoge ing. | Enregistreur de données énergie ComX210 Ethernet, 6E numérique/2E analogique | [17 empty] | https://eref.se.com/be/nl/sis-tarif/product/EBX210 | https://eref.se.com/be/fr/sis-tarif/product/EBX210
Schneider Electric | Schneider Electric | 01022021 |  | Schneider Electric |  | SED | EBX510 |  |  | 1270.16 |  | 1 |  | 1 | COMX510 ENERGYSERVER DATALOGGER 6DI 2AI | SERVEUR ENERGIE COMX510 |  | ComX510 energy server | [18 empty] | 1 | 3606480748936 | 0 |  | 449 | 16 | 11 | 8 | 1.408 | [7 empty] | 43606480748934 | 15 | 7222 | 40 | 30 | 30 | [10 empty] | 2 | Y | [12 empty] | MS2 | MU | 8517620000 | [14 empty] | Com'X510 Ethernet energieserver/Datalogger, 6 In digitaal/2 In analoog, 4GB | Serveur énergie COMX510 Ethernet, 6E numérique/2E analogique, mémoire 4GB | [17 empty] | https://eref.se.com/be/nl/sis-tarif/product/EBX510 | https://eref.se.com/be/fr/sis-tarif/product/EBX510
Schneider Electric | Schneider Electric | 01022021 |  | Schneider Electric |  | SED | EBXA-ANT-5M |  |  | 81.37 |  | 1 |  | 1 | EXTERNE ANTENNA 5 Meter | ANTENNE EXTERNE 5M |  | EXTERNAL ANTENNA 5M | [18 empty] | 1 | 3606480618512 | 0 |  | 558 | 39 | 22 | 7 | 6.006 | [8 empty] | 5 | 4806 | 60 | 40 | 30 |  |  | 32 | 26260000000000 | 0.6 | 0.8 | 0.72 |  |  |  | 7 | N | [12 empty] | MS2 | MU | 8517700000 | [14 empty] | Externe antenne voor GPRS modem Com'X reeks, lengte kabel 5m | Antenne externe pour modem GPRS pour série Com'X, longueur câble 5m
Schneider Electric | Schneider Electric | 01022021 |  | Schneider Electric |  | SED | EBXA-USB-WIFI |  |  | 84.42 |  | 1 |  | 1 | WIFI USB KEY | CLE WIFI USB |  | WIFI USB KEY | [18 empty] | 1 | 3606480618505 | 0 |  | 30 | 9 | 4 | 2 | 0.072 | [7 empty] | 43606480618503 | 120 | 4055 | 40 | 30 | 15 | [10 empty] | 7 | N | [12 empty] | MS2 | MU | 8517620000 | [14 empty] | WIFI USB sleutel voor Com'X serie | Clé Wifi USB pour série Com'X | [17 empty] | https://eref.se.com/be/nl/sis-tarif/product/EBXA-USB-WIFI | https://eref.se.com/be/fr/sis-tarif/product/EBXA-USB-WIFI
Schneider Electric | Schneider Electric | 01022021 |  | Schneider Electric |  | SED | EBXA-USB-ZIGBEE |  |  | 105.91 |  | 1 |  | 1 | ZIGBEE USB KEY | ZIGBEE USB STICK |  | ZIGBEE USB STICK | [18 empty] | 1 | 3606480736070 | 0 |  | 0.015 | 10 | 5 | 5 | 0.25 | [7 empty] | 43606480736078 | 35 | 1330 | 40 | 30 | 15 | [10 empty] | 7 | N | [12 empty] | MS2 | MU | 8523511000 | [14 empty] | ZIGBEE USB sleutel voor Com'X serie | Clé ZIGBEE USB pour série Com'X | [17 empty] | https://eref.se.com/be/nl/sis-tarif/product/EBXA-USB-ZIGBEE | https://eref.se.com/be/fr/sis-tarif/product/EBXA-USB-ZIGBEE
Schneider Electric | Schneider Electric | 01022021 |  | Schneider Electric |  | SED | EGX150 |  |  | 583.93 |  | 1 |  | 1 | LINK150 ETHERNET - RS485/RS232 GATEWAY | LINK150 PASSERELLE ETHERNET-RS485/RS232 |  | LINK150 ETHERNET TO RS485/RS232 GATEWAY | [18 empty] | 1 | 3606480833458 | 0 |  | 250 | 12 | 9 | 9 | 0.972 | [7 empty] | 43606480833456 | 24 | 6830 | 39.8 | 29.9 | 30 | [10 empty] | 2 | Y | [12 empty] | MS2 | MU | 8517620000 | [14 empty] | LINK150 Ethernet - RS485/RS232 gateway | Passerelle Ethernet-RS485/RS232 LINK150 | [17 empty] | https://eref.se.com/be/nl/sis-tarif/product/EGX150 | https://eref.se.com/be/fr/sis-tarif/product/EGX150
Schneider Electric | Schneider Electric | 01022021 |  | Schneider Electric |  | SED | EMS59440 |  |  | 213 |  | 1 |  | 1 | EASERGY TH110 (X3) THERMAL SENSORS | TH110 ENSEMBLE DE 3 CAPTEURS THERMIQUES |  | TH110 SET OF 3 sensors plus velcro | [18 empty] | 1 | 3606480977428 | 0 |  | 82 | 9 | 6 | 4 | 0.216 | [7 empty] | 43606480977426 | 108 | 9364 | 40 | 30 | 30 | [10 empty] | 19 | N | [12 empty] | MD1 | MW | 9025190090
Schneider Electric | Schneider Electric | 01022021 |  | Schneider Electric |  | SED | EMS59441 |  |  | 412.59 |  | 1 |  | 1 | EASERGY MAGNETIC RIBBON FOR TH110 | TH110-bande magnétique |  | TH110-MS | [18 empty] | 1 | 3606480977435 | 0 |  | 1210 | 25 | 17 | 5 | 2.125 | 3606480977435 | 1 | 1232 | 24.5 | 16.8 | 5 | [8 empty] | 73606480977434 | 100 | 136200000 | 60 | 80 | 73.5 |  |  |  | 6 | N | [12 empty] | MD1 | MW | 8504408290 | [33 empty] | https://eref.se.com/be/nl/sis-tarif/product/EMS59441 | https://eref.se.com/be/fr/sis-tarif/product/EMS59441
Schneider Electric | Schneider Electric | 01022021 |  | Schneider Electric |  | SED | EMS59443 |  |  | 253.84 |  | 1 |  | 1 | EASERGY CL110 (X2) TH/HR SENSOR | CL110 ENSEMBLE DE 2 CAPTEURS DE TEMPERAT |  | CL110 SET OF 2 SENSORS | [18 empty] | 1 | 3606481307293 | 0 |  | 90 | 9 | 5 | 5 | 0.225 | [7 empty] | 43606481307291 | 100 | 9708 | 40 | 30 | 30 | [10 empty] | 6 | N | [12 empty] | MD1 | MW | 9025192090
Schneider Electric | Schneider Electric | 01022021 |  | Schneider Electric |  | SED | EMS59444 |  |  | 45.79 |  | 1 |  | 138 | TH110 (1 thermische sensor) | TH110 (1 capteur thermique) |  | One TH110 sensor | [18 empty] | 138 | 3606481535337 | 0 |  | 14 | 3 | 3 | 1 | 0.009 | [7 empty] | 13606481535334 | 138 | 3200 | 40 | 30 | 15 |  |  | 2208 | 61000 | 80 | 60 | 73 |  |  |  | 7 | N | [12 empty] | MD1 | MW | 9025190090
Schneider Electric | Schneider Electric | 01022021 |  | Schneider Electric |  | SED | EMS59446 |  |  | 14.34 |  | 1 |  | 150 | One Velcro strip 565mm | One Velcro strip 565mm |  | One Velcro strip 565mm | [18 empty] | 150 | 3606481455321 | 0 |  | 6 | 57 | 3 | 0 | 0 | [7 empty] | 13606481455328 | 150 | 990 | 40 | 30 | 15 | [10 empty] | 7 | N | [12 empty] | MD1 | MW | 5806329000
Schneider Electric | Schneider Electric | 01022021 |  | Schneider Electric |  | SED | EMS59447 |  |  | 24.17 |  | 1 |  | 100 | One Velcro strip 762mm | One Velcro strip 762mm |  | One Velcro strip 762mm | [18 empty] | 100 | 3606481455338 | 0 |  | 6 | 78 | 2 | 0 | 0 | [7 empty] | 13606481455335 | 100 | 916 | 40 | 30 | 15 | [10 empty] | 7 | N | [12 empty] | MD1 | MW | 5806329000
Schneider Electric | Schneider Electric | 01022021 |  | Schneider Electric |  | SRL | ENN04506 |  |  | 2.33 |  | 1 |  | 10 | KABELVERDEELDOOS 60X60X25MM IN | MURABOX 60X60X25 |  | MURABOX 60X60X25 | [18 empty] | 10 | 3295150045064 | 0 |  | 412 | 8.5 | 8.5 | 35.5 | 2564.875 | [23 empty] | 2 | Y | [12 empty] | SRI | I5 | 8536900100 | [5 empty] | 290000 | [8 empty] | Multifix Modulo - aansluitdoos - enkelvoudig - blauw - 60x60x25 mm | Multifix Modulo - boîte de jonction - simple - bleu - 60x60x25 mm | [17 empty] | https://eref.se.com/be/nl/sis-tarif/product/ENN04506 | https://eref.se.com/be/fr/sis-tarif/product/ENN04506
Schneider Electric | Schneider Electric | 01022021 |  | Schneider Electric |  | SRL | ENN04508 |  |  | 2.85 |  | 1 |  | 10 | KABELVERDEELDOOS 80X80X30MM IN | MURABOX |  | MURABOX | [18 empty] | 10 | 3295150045088 | 0 |  | 768 | 10.5 | 11 | 43.5 | 5024.25 | [23 empty] | 2 | Y | [12 empty] | SRI | I5 | 8536900100 | [5 empty] | 290000 | [8 empty] | Multifix Modulo - aansluitdoos - 1 st. - blauw - 80x80x30 | Multifix Modulo - boîte de jonction - 1 gang - bleu - 80x80x30 | [17 empty] | https://eref.se.com/be/nl/sis-tarif/product/ENN04508 | https://eref.se.com/be/fr/sis-tarif/product/ENN04508
Schneider Electric | Schneider Electric | 01022021 |  | Schneider Electric |  | SRL | ENN04510 |  |  | 3.94 |  | 1 |  | 5 | MURABOX 105X105X42MM | MURABOX 105X105X42MM |  | MURABOX 105X105X42MM | [18 empty] | 5 | 3295150045101 | 0 |  | 586 | 14 | 14 | 25.5 | 4998 | [23 empty] | 2 | Y | [12 empty] | SRI | I5 | 8536900100 | [5 empty] | 290000 | [27 empty] | https://eref.se.com/be/nl/sis-tarif/product/ENN04510 | https://eref.se.com/be/fr/sis-tarif/product/ENN04510
Schneider Electric | Schneider Electric | 01022021 |  | Schneider Electric |  | SRL | ENN04513 |  |  | 6.46 |  | 1 |  | 5 | MURABOX 135X135X47 | Bte dériv. maçon. 135x135x47 |  | MURABOX 135X135X47 | [18 empty] | 5 | 3295150045132 | 0 |  | 190 | 15.5 | 16 | 27 | 6696 | [23 empty] | 2 | Y | [12 empty] | SRI | I5 | 8536900100 | [5 empty] | 290000 | [8 empty] | Multifix Modulo - aansluitdoos - enkelvoudig - blauw - 135x135x47 mm | Multifix Modulo - boîte de jonction - simple - bleu - 135x135x47 mm | [17 empty] | https://eref.se.com/be/nl/sis-tarif/product/ENN04513 | https://eref.se.com/be/fr/sis-tarif/product/ENN04513
Schneider Electric | Schneider Electric | 01022021 |  | Schneider Electric |  | SRL | ENN04515 |  |  | 6.34 |  | 1 |  | 5 | DOOS METSELWERK 160X100X45 | Bte Maçon. 160X100X45 |  | Doos metselwerk 160X100X45 | [18 empty] | 5 | 3295150045156 | 0 |  | 190 | 12.5 | 19 | 20 | 4750 | [23 empty] | 2 | Y | [12 empty] | SRI | I5 | 8536900100 | [14 empty] | Multifix Modulo - aansluitdoos - 1 st. - blauw - 160x100x45 | Multifix Modulo - boîte de jonction - 1 gang - bleu - 160x100x45 | [17 empty] | https://eref.se.com/be/nl/sis-tarif/product/ENN04515 | https://eref.se.com/be/fr/sis-tarif/product/ENN04515
Schneider Electric | Schneider Electric | 01022021 |  | Schneider Electric |  | SRL | ENN04528 |  |  | 30.44 |  | 1 |  | 1 | MURABOX | MURABOX |  | MURABOX | [18 empty] | 1 | 3295150045286 | 0 |  | 842 | 7 | 27 | 32.5 | 6142.5 | [23 empty] | 2 | Y | [12 empty] | SRI | I5 | 8536900100 | [5 empty] | 290000 | [8 empty] | Multifix Modulo - aansluitdoos - 1 groep - blauw - 293x213x60 | Multifix Modulo - boîte de jonction - 1 gang - bleu - 293x213x60 | [17 empty] | https://eref.se.com/be/nl/sis-tarif/product/ENN04528 | https://eref.se.com/be/fr/sis-tarif/product/ENN04528
Schneider Electric | Schneider Electric | 01022021 |  | Schneider Electric |  | SRL | ENN04534 |  |  | 5.23 |  | 1 |  | 1 | Deksel zonder stopcontact | Couvercle sans prise |  | Deksel zonder stopcontact | [18 empty] | 1 |  | 0 |  | 109 | 0 | 0 | 0 | 0 | [23 empty] | 15 | N | [12 empty] | SRB | I4 | 8538100000
Schneider Electric | Schneider Electric | 01022021 |  | Schneider Electric |  | SRL | ENN05001 |  |  | 2.74 |  | 1 |  | 5 | MUREVA KABELDOOS 4 Ø20 60X60X40 GRIJS | BTE DÉRIV.+ EMBOUT 60X60X40 MM |  | JUNCT BX GREY K/O D60X40 | [18 empty] | 5 | 3295150050013 | 0 |  | 46 | 1.5 | 25 | 7.5 | 281.25 |  | 5 | 230 | 7.5 | 25 | 7.5 | [9 empty] | 2400 | 126400 | 120 | 98 | 8 |  |  |  | 2 | Y | [12 empty] | SRB | I4 | 8536900100 | [5 empty] | 220060 | [8 empty] | Mureva BOX - kabelverdeeldozen - Ø20 mm - 60x60x40 mm | Mureva BOX - boite dérivation - embouts Ø20 mm - 60x60x40 mm | [17 empty] | https://eref.se.com/be/nl/sis-tarif/product/ENN05001 | https://eref.se.com/be/fr/sis-tarif/product/ENN05001
Schneider Electric | Schneider Electric | 01022021 |  | Schneider Electric |  | SRL | ENN05002 |  |  | 3.05 |  | 1 |  | 5 | MUREVA KABELDOOS 4 Ø20 65X65X45 GRIJS | BTE DERIV.+ EMBOUT 65X65X45MM |  | JUNCT BX GREY K/O 65X65X45 | [18 empty] | 5 | 3295150050020 | 0 |  | 60 | 1.7 | 26 | 8 | 353.6 |  | 5 | 300 | 8.5 | 26 | 8 | [9 empty] | 1440 | 103568 | 120 | 105 | 80 |  |  |  | 2 | Y | [12 empty] | SRB | I4 | 8536900100 | [5 empty] | 220060 | [8 empty] | Mureva BOX - kabelverdeeldozen - Ø20 mm - 65x65x45 mm | Mureva BOX - boite dérivation - embouts Ø20 mm - 65x65x45 mm | [17 empty] | https://eref.se.com/be/nl/sis-tarif/product/ENN05002 | https://eref.se.com/be/fr/sis-tarif/product/ENN05002
Schneider Electric | Schneider Electric | 01022021 |  | Schneider Electric |  | SRL | ENN05003 |  |  | 6.11 |  | 1 |  | 5 | MUREVA KABELDOOS 8 Ø20 105X65X55 GRIJS | BTE DERIV.+EMBOUT 105X65X55 |  | JUNCT BX GREY K/O 105X65X55 | [18 empty] | 5 | 3295150050037 | 0 |  | 92 | 8.5 | 6.2 | 13 | 685.1 |  | 5 | 460 | 8.5 | 31 | 13 | [9 empty] | 1080 | 117600 | 120 | 112 | 100 |  |  |  | 2 | Y | [12 empty] | SRB | I4 | 8536900100 | [5 empty] | 220060 | [8 empty] | Mureva BOX - kabeldoos - 8 dichtingen Ø 20 - 105x65x55 mm | BOÎTIER Mureva - boîte de dérivation - 8 passe-fils Ø 20 - 105x65x55 mm | [17 empty] | https://eref.se.com/be/nl/sis-tarif/product/ENN05003 | https://eref.se.com/be/fr/sis-tarif/product/ENN05003
Schneider Electric | Schneider Electric | 01022021 |  | Schneider Electric |  | SRL | ENN05004 |  |  | 3.53 |  | 1 |  | 5 | MUREVA KABELDOOS 7 Ø20 80X80X45 GRIJS | BTE DÉRIV.+ EMBOUT 80X80X45 |  | JUNCT BX GREY K/O 80X80X45 | [18 empty] | 5 | 3295150050044 | 0 |  | 80 | 9.5 | 25.5 | 1.9 | 460.275 |  | 5 | 400 | 9.5 | 25.5 | 9.5 | [9 empty] | 1200 | 112064 | 120 | 97 | 80 |  |  |  | 15 | N | [12 empty] | SRB | I4 | 8536900100 | [5 empty] | 220060 | [8 empty] | Mureva BOX - kabelverdeeldozen - Ø20 mm - 80x80x45 mm | Mureva BOX - boite dérivation - embouts Ø20 mm - 80x80x45 mm | [17 empty] | https://eref.se.com/be/nl/sis-tarif/product/ENN05004 | https://eref.se.com/be/fr/sis-tarif/product/ENN05004
Schneider Electric | Schneider Electric | 01022021 |  | Schneider Electric |  | SRL | ENN05005 |  |  | 4.08 |  | 1 |  | 5 | MUREVA KABELDOOS 7 Ø25 105X105X55 GRIJS | BTE DÉRIV+ EMBOUT 105X105X55 |  | JUNCT BX GREY K/O 105X105X55 | [18 empty] | 5 | 3295150050051 | 0 |  | 160 | 13 | 30.5 | 2.6 | 1030.9 |  | 5 | 800 | 13 | 30.5 | 13 | [9 empty] | 720 | 133400 | 120 | 112 | 80 |  |  |  | 2 | Y | [12 empty] | SRB | I4 | 8536900100 | [5 empty] | 220060 | [8 empty] | Mureva BOX - kabelverdeeldozen - Ø20 mm - 105x105x55 mm | Mureva BOX - boite dérivation - embouts Ø20 mm - 105x105x55 mm | [17 empty] | https://eref.se.com/be/nl/sis-tarif/product/ENN05005 | https://eref.se.com/be/fr/sis-tarif/product/ENN05005
Schneider Electric | Schneider Electric | 01022021 |  | Schneider Electric |  | SRL | ENN05007 |  |  | 14.57 |  | 1 |  | 1 | MUREVA KABELDOOS 10 Ø25 150X105X80 GRIJS | BTE DERIV+EMBOUT 150x105x80 |  | JUNCT BX GREY K/O 150X105X80 | [18 empty] | 1 | 3295150050075 | 0 |  | 317 | 8.3 | 16.2 | 11.8 | 1586.628 |  | 1 | 317 | 8.3 | 16.2 | 11.8 | [9 empty] | 900 | 315000 | 120 | 217.5 | 100 |  |  |  | 2 | Y | [12 empty] | SRI | I5 | 8536900100 | [5 empty] | 220060 | [8 empty] | Mureva BOX - kabeldoos - 10 dichtingen Ø25 - 150x105x80 mm | [18 empty] | https://eref.se.com/be/nl/sis-tarif/product/ENN05007 | https://eref.se.com/be/fr/sis-tarif/product/ENN05007
Schneider Electric | Schneider Electric | 01022021 |  | Schneider Electric |  | SRL | ENN05010 |  |  | 20.16 |  | 1 |  | 1 | MUREVA KABELDOOS 12 Ø25 175X150X80 GRIJS | BTE DERIV+EMBOUT 175x150x80 |  | JUNCT BX GREY K/O 175X150X80 | [18 empty] | 1 | 3295150050105 | 0 |  | 416 | 19.5 | 9 | 16.5 | 2895.75 |  | 1 | 416 | 19.5 | 9 | 16.5 | [9 empty] | 550 | 242000 | 120 | 217.5 | 100 |  |  |  | 2 | Y | [12 empty] | SRI | I5 | 8536900100 | [5 empty] | 220060 | [8 empty] | Mureva BOX - kabeldoos - 10 dichtingen Ø25 + 2xØ32 - 175x150x80 mm | [18 empty] | https://eref.se.com/be/nl/sis-tarif/product/ENN05010 | https://eref.se.com/be/fr/sis-tarif/product/ENN05010
Schneider Electric | Schneider Electric | 01022021 |  | Schneider Electric |  | SRL | ENN05013 |  |  | 32.13 |  | 1 |  | 1 | MUREVA KABELDOOS 12Ø25 225X175X100 GRIJS | BTE DERIV+EMBOUTt 225x175x100 |  | JUNCT BX GREY K/O 225X175X100 | [18 empty] | 1 | 3295150050136 | 0 |  | 659 | 11 | 24 | 19.5 | 5148 |  | 1 | 659 | 11 | 24 | 19.5 | [9 empty] | 225 | 175000 | 120 | 217.5 | 100 |  |  |  | 2 | Y | [12 empty] | SRI | I5 | 8536900100 | [5 empty] | 220060 | [8 empty] | Mureva BOX - kabeldoos - 4 dichtingen Ø25 + 8xØ32 - 225x175x100 mm | [18 empty] | https://eref.se.com/be/nl/sis-tarif/product/ENN05013 | https://eref.se.com/be/fr/sis-tarif/product/ENN05013
Schneider Electric | Schneider Electric | 01022021 |  | Schneider Electric |  | SRL | ENN05017 |  |  | 56.42 |  | 1 |  | 1 | MUREVA KABELDOOS 20Ø32 275X225X120 GRIJS | BTE DERIV+EMBOUT 275x225x120 |  | JUNCT BX GREY K/O 275X225X120 | [18 empty] | 1 | 3295150050174 | 0 |  | 1027 | 13 | 30 | 25.5 | 9945 |  | 1 | 1027 | 13 | 30 | 25.5 | [9 empty] | 175 | 238000 | 120 | 214 | 100 |  |  |  | 2 | Y | [12 empty] | SRI | I5 | 8536900100 | [5 empty] | 220060 | [8 empty] | Mureva BOX - kabeldoos - 16 dichtingen Ø32 + 4xØ40 - 275x225x120 mm | [18 empty] | https://eref.se.com/be/nl/sis-tarif/product/ENN05017 | https://eref.se.com/be/fr/sis-tarif/product/ENN05017
Schneider Electric | Schneider Electric | 01022021 |  | Schneider Electric |  | SRL | ENN05019 |  |  | 78.45 |  | 1 |  | 1 | MUREVA KABELDOOS 20Ø32 325X275X120 GRIJS | BTE DERIV+EMBOUT 325X275X120 |  | JUNCT BX GREY K/O 325X275X120 | [18 empty] | 1 | 3295150050198 | 0 |  | 1403 | 13 | 35 | 30 | 13650 |  | 1 | 1403 | 13 | 35 | 30 | [9 empty] | 125 | 211000 | 120 | 213 | 100 |  |  |  | 2 | Y | [12 empty] | SRI | I5 | 8536900100 | [5 empty] | 220060 | [8 empty] | Mureva BOX - kabeldoos - 10 dichtingen Ø32 + 10xØ40 - 325x175x120 mm | [18 empty] | https://eref.se.com/be/nl/sis-tarif/product/ENN05019 | https://eref.se.com/be/fr/sis-tarif/product/ENN05019
Schneider Electric | Schneider Electric | 01022021 |  | Schneider Electric |  | SRL | ENN05025 |  |  | 4.75 |  | 1 |  | 5 | MUREVA KABELDOOS 7 Ø25 105X105X55 WIT | BTE DER+EMBOUT 105X105X55 BLC |  | JUNCT BX WHITE K/O 105X105X55 | [18 empty] | 5 | 3295150050259 | 0 |  | 148 | 6.2 | 13 | 13 | 1047.8 |  | 5 | 740 | 31 | 13 | 13 | [9 empty] | 1800 | 306000 | 120 | 210 | 100 |  |  |  | 2 | Y | [12 empty] | SRB | I4 | 8536900100 | [5 empty] | 220060 | [8 empty] | Mureva BOX - kabeldoos - 7 dichtingen Ø25 - 105x105x55 mm | BOÎTIER Mureva - boîte de dérivation - 7 passe-fils Ø 25 - 105x105x55 mm | [17 empty] | https://eref.se.com/be/nl/sis-tarif/product/ENN05025 | https://eref.se.com/be/fr/sis-tarif/product/ENN05025
Schneider Electric | Schneider Electric | 01022021 |  | Schneider Electric |  | SRL | ENN05032 |  |  | 3.28 |  | 1 |  | 5 | MUREVA KABELDOOS 7 Ø20 65X65X45 GRIJS | BTE DERIV+7 EMBOUTS 65X65X45 |  | JUNCT BX GREY K/O 65X65X45 (7 ENTRIES) | [18 empty] | 5 | 3295150050327 | 0 |  | 66 | 9 | 26 | 1.8 | 421.2 |  | 5 | 330 | 9 | 26 | 9 | [9 empty] | 1440 | 97000 | 120 | 97 | 80 |  |  |  | 2 | Y | [12 empty] | SRB | I4 | 8536900100 | [5 empty] | 220060 | [8 empty] | Mureva BOX - kabelverdeeldozen - Ø25 mm - 65x65x45 mm | Mureva BOX - boite dérivation - embouts Ø25 mm - 65x65x45 mm | [17 empty] | https://eref.se.com/be/nl/sis-tarif/product/ENN05032 | https://eref.se.com/be/fr/sis-tarif/product/ENN05032
Schneider Electric | Schneider Electric | 01022021 |  | Schneider Electric |  | SRL | ENN05044 |  |  | 3.14 |  | 1 |  | 5 | MUREVA KABELDOOS 80X80X45MM GRIJS | BTE DER. FACE LISSE 80X80X45 |  | JUNCT BX SMOOTH FACE 80X80X45 GREY | [18 empty] | 5 | 3295150050440 | 0 |  | 66 | 8.5 | 5.1 | 8.5 | 368.475 |  | 5 | 331 | 8.5 | 25.5 | 8.5 | [9 empty] | 3000 | 234600 | 120 | 178 | 100 |  |  |  | 2 | Y | [12 empty] | SRB | I4 | 8536900100 | [5 empty] | 220060 | [8 empty] | Mureva BOX - kabeldoos - zonder - 80x80x45 mm | BOÎTIER Mureva - boîte de dérivation - sans - 80x80x45 mm | [17 empty] | https://eref.se.com/be/nl/sis-tarif/product/ENN05044 | https://eref.se.com/be/fr/sis-tarif/product/ENN05044
Schneider Electric | Schneider Electric | 01022021 |  | Schneider Electric |  | SRL | ENN05045 |  |  | 3.59 |  | 1 |  | 5 | MUREVA KABELDOOS 105X105X55MM GRIJS | BTE DER FACE LISSE 105X105X55 |  | JUNCT BX SMOOTH FACE105X105X55 | [18 empty] | 5 | 3295150050457 | 0 |  | 132 | 6 | 12 | 12 | 864 |  | 5 | 660 | 30 | 12 | 12 | [9 empty] | 1800 | 276000 | 120 | 210 | 100 |  |  |  | 2 | Y | [12 empty] | SRB | I4 | 8536900100 | [5 empty] | 220060 | [8 empty] | Mureva BOX - kabeldoos - zonder - 105x105x55 mm | BOÎTIER Mureva - boîte de dérivation - sans - 105x105x55°mm | [17 empty] | https://eref.se.com/be/nl/sis-tarif/product/ENN05045 | https://eref.se.com/be/fr/sis-tarif/product/ENN05045
Schneider Electric | Schneider Electric | 01022021 |  | Schneider Electric |  | SRL | ENN05047 |  |  | 13.2 |  | 1 |  | 1 | MUREVA KABELDOOS 105X105X80MM GRIJS | BTE DER. FACE LISSE 105X105X80 GRIS |  | BX J150X105X80 SM PP 735 SA | [18 empty] | 1 | 3295150050471 | 0 |  | 292 | 9 | 16.5 | 12 | 1782 |  | 1 | 292 | 9 | 16.5 | 12 | [9 empty] | 1000 | 329700 | 120 | 213 | 100 |  |  |  | 2 | Y | [12 empty] | SRB | I4 | 8536900100 | [33 empty] | https://eref.se.com/be/nl/sis-tarif/product/ENN05047 | https://eref.se.com/be/fr/sis-tarif/product/ENN05047
Schneider Electric | Schneider Electric | 01022021 |  | Schneider Electric |  | SRL | ENN05050 |  |  | 18.27 |  | 1 |  | 1 | MUREVA KABELDOOS 175X150X80MM GRIJS | BTE DER. FACE LISSE 175X150X80 GRIS |  | BX J175X150X80 SM PP 735 SA | [18 empty] | 1 | 3295150050501 | 0 |  | 380 | 20.7 | 8.5 | 17.2 | 3026.34 |  | 1 | 380 | 20.7 | 8.5 | 17.2 | [9 empty] | 700 | 269500 | 120 | 125 | 100 |  |  |  | 2 | Y | [12 empty] | SRB | I4 | 8536900100 | [33 empty] | https://eref.se.com/be/nl/sis-tarif/product/ENN05050 | https://eref.se.com/be/fr/sis-tarif/product/ENN05050
Schneider Electric | Schneider Electric | 01022021 |  | Schneider Electric |  | SRL | ENN05053 |  |  | 29.11 |  | 1 |  | 1 | MUREVA KABELDOOS 225X175X100MM GRIJS | BTE DER. FACE LISSE 225X175X100 GRIS |  | BX J225X175X100 SM PP 735 SA | [18 empty] | 1 | 3295150050532 | 0 |  | 600 | 25.5 | 10 | 20 | 5100 |  | 1 | 600 | 25.5 | 10 | 20 | [9 empty] | 350 | 250000 | 120 | 220 | 100 |  |  |  | 2 | Y | [12 empty] | SRB | I4 | 8536900100 | [33 empty] | https://eref.se.com/be/nl/sis-tarif/product/ENN05053 | https://eref.se.com/be/fr/sis-tarif/product/ENN05053
Schneider Electric | Schneider Electric | 01022021 |  | Schneider Electric |  | SRL | ENN05057 |  |  | 51.11 |  | 1 |  | 1 | MUREVA KABELDOOS 275X225X120MM GRIJS | BTE DER. FACE LISSE 275X225X120 GRIS |  | BX J275X225X120 SM PP 735 SA | [18 empty] | 1 | 3295150050570 | 0 |  | 860 | 29.5 | 12.5 | 24.5 | 9034.375 |  | 1 | 860 | 29.5 | 12.5 | 24.5 | [9 empty] | 200 | 223000 | 120 | 220 | 100 |  |  |  | 2 | Y | [12 empty] | SRB | I4 | 8536900100 | [33 empty] | https://eref.se.com/be/nl/sis-tarif/product/ENN05057 | https://eref.se.com/be/fr/sis-tarif/product/ENN05057
Schneider Electric | Schneider Electric | 01022021 |  | Schneider Electric |  | SRL | ENN05059 |  |  | 71.11 |  | 1 |  | 1 | MUREVA KABELDOOS 325X275X120MM GRIJS | BTE DER. FACE LISSE 325X275X120 GRIS |  | BX J325X275X120 SM PP 735 SA | [18 empty] | 1 | 3295150050594 | 0 |  | 1382 | 34 | 13 | 29 | 12818 |  | 1 | 1382 | 34 | 13 | 29 | [9 empty] | 150 | 238000 | 120 | 214 | 100 |  |  |  | 2 | Y | [12 empty] | SRB | I4 | 8536900100 | [33 empty] | https://eref.se.com/be/nl/sis-tarif/product/ENN05059 | https://eref.se.com/be/fr/sis-tarif/product/ENN05059
Schneider Electric | Schneider Electric | 01022021 |  | Schneider Electric |  | SRL | ENN05065 |  |  | 4.27 |  | 1 |  | 5 | MUREVA KABELDOOS 105X105X55MM WIT | BTE DER.LISSE 105X105X55 BLC |  | JUNCT BX SMOOTH FACE SIDS 105X105X55 WHT | [18 empty] | 5 | 3295150050655 | 0 |  | 140 | 6.2 | 12 | 12 | 892.8 |  | 5 | 700 | 31 | 12 | 12 | [9 empty] | 1800 | 280000 | 120 | 210 | 100 |  |  |  | 2 | Y | [12 empty] | SRI | I5 | 8536900100 | [5 empty] | 220060 | [8 empty] | Mureva BOX - kabeldoos - zonder - 105x105x55 mm | BOÎTIER Mureva - boîte de dérivation - sans - 105x105x55°mm
Schneider Electric | Schneider Electric | 01022021 |  | Schneider Electric |  | SRL | ENN05082 |  |  | 2.88 |  | 1 |  | 5 | MUREVA KABELDOOS 4 M16/20 65X65X45 GRIJS | BTE DERIV. PRE-DEF.65X65X45 |  | JUNCT BX ISO K/O 65X65X45 | [18 empty] | 5 | 3295150050822 | 0 |  | 52 | 7.5 | 26 | 1.5 | 292.5 |  | 5 | 267 | 7.5 | 26 | 7.5 | [9 empty] | 2100 | 126000 | 120 | 105 | 80 |  |  |  | 2 | Y | [12 empty] | SRB | I4 | 8536900100 | [5 empty] | 220060 | [8 empty] | Mureva BOX - kabeldoos - uitstoter 4xM16/20 - 65x65x45 mm | BOÎTIER Mureva - boîte de dérivation - prédéfonçage 4xM16/20 - 65x65x45 mm | [17 empty] | https://eref.se.com/be/nl/sis-tarif/product/ENN05082 | https://eref.se.com/be/fr/sis-tarif/product/ENN05082
Schneider Electric | Schneider Electric | 01022021 |  | Schneider Electric |  | SRL | ENN05083 |  |  | 5.61 |  | 1 |  | 5 | MUREVA KABELDOOS 6 M16/20 105X65X55 GR | BTE DERIV. PRE-DEF.105X65X55 |  | JUNCT BX ISO K/O 105X65X55 | [18 empty] | 5 | 3295150050839 | 0 |  | 80 | 6.1 | 12 | 7.5 | 549 |  | 5 | 404 | 30.5 | 12 | 7.5 | [9 empty] | 1260 | 117904 | 120 | 114 | 80 |  |  |  | 2 | Y | [12 empty] | SRI | I5 | 8536900100 | [5 empty] | 220060 | [8 empty] | Mureva BOX - kabeldoos - uitstoter 6xM16/20 - 105x65x55 mm | BOÎTIER Mureva - boîte de dérivation - prédéfonçage 6xM16/20 - 105x65x55 mm | [17 empty] | https://eref.se.com/be/nl/sis-tarif/product/ENN05083 | https://eref.se.com/be/fr/sis-tarif/product/ENN05083
Schneider Electric | Schneider Electric | 01022021 |  | Schneider Electric |  | SRL | ENN05084 |  |  | 3.32 |  | 1 |  | 5 | MUREVA KABELDOOS 4 M16/20 80X80X45 GRIJS | BTE DERIV. PRE-DEF.80X80X45 |  | JUNCT BX ISO K/O 80X80X45 | [18 empty] | 5 | 3295150050846 | 0 |  | 65 | 5.1 | 9 | 9 | 413.1 |  | 5 | 336 | 25.5 | 9 | 9 | [9 empty] | 1200 | 100328 | 120 | 117 | 80 |  |  |  | 2 | Y | [12 empty] | SRB | I4 | 8536900100 | [5 empty] | 220060 | [8 empty] | Mureva BOX - kabeldoos - uitstoter 4xM16/20 - 80x80x45 mm | BOÎTIER Mureva - boîte de dérivation - prédéfonçage 4xM16/20 - 80x80x45 mm | [17 empty] | https://eref.se.com/be/nl/sis-tarif/product/ENN05084 | https://eref.se.com/be/fr/sis-tarif/product/ENN05084
Schneider Electric | Schneider Electric | 01022021 |  | Schneider Electric |  | SRL | ENN05085 |  |  | 3.76 |  | 1 |  | 5 | MUREVA KABELDOOS 7 M16/20 105X105X55 GR | BTE DERIV. PRE-DEF.105X105X55 |  | JUNCT BX ISO K/O 105X105X55 | [18 empty] | 5 | 3295150050853 | 0 |  | 136 | 11.5 | 6.2 | 11.5 | 819.95 |  | 5 | 778 | 11.5 | 31 | 11.5 | [9 empty] | 720 | 229500 | 120 | 110 | 80 |  |  |  | 2 | Y | [12 empty] | SRB | I4 | 8536900100 | [5 empty] | 220060 | [8 empty] | Mureva BOX - kabeldoos - uitstoter 7xM16/20 - 105x105x55 mm | BOÎTIER Mureva - boîte de dérivation - prédéfonçage 7xM16/20 - 105x105x55 mm | [17 empty] | https://eref.se.com/be/nl/sis-tarif/product/ENN05085 | https://eref.se.com/be/fr/sis-tarif/product/ENN05085
Schneider Electric | Schneider Electric | 01022021 |  | Schneider Electric |  | SRL | ENN05087 |  |  | 13.84 |  | 1 |  | 1 | MUREVA KABELDOOS 8 M12/16 150X105X80 GR | BTE DERIV. PRE-DEF.150X105X80 |  | JUNCT BX ISO K/O 150X105X80 | [18 empty] | 1 | 3295150050877 | 0 |  | 280 | 8.5 | 12 | 16.5 | 1683 |  | 1 | 280 | 8.5 | 12 | 16.5 | [9 empty] | 1000 | 303500 | 120 | 215 | 100 |  |  |  | 2 | Y | [12 empty] | SRI | I5 | 8536900100 | [5 empty] | 220060 | [8 empty] | Mureva BOX - kabeldoos - uitstoter 8xM12/16+4xM16/20+2xM20/25 - 150x105x80 mm | Mureva BOX - boîte de dérivation-prédéf. 8xM12/16+4xM16/20+2xM20/25-150x105x80mm | [17 empty] | https://eref.se.com/be/nl/sis-tarif/product/ENN05087 | https://eref.se.com/be/fr/sis-tarif/product/ENN05087
Schneider Electric | Schneider Electric | 01022021 |  | Schneider Electric |  | SRL | ENN05090 |  |  | 19.16 |  | 1 |  | 1 | MUREVA KABELDOOS 8 M12/16 175X150X80 GR | BTE DERIV. PRE-DEF.150X175X80 |  | JUNCT BX ISO K/O 175X150X80 | [18 empty] | 1 | 3295150050907 | 0 |  | 401 | 9 | 19 | 16.5 | 2821.5 |  | 1 | 401 | 9 | 19 | 16.5 | [9 empty] | 700 | 322000 | 120 | 213 | 100 |  |  |  | 2 | Y | [12 empty] | SRI | I5 | 8536900100 | [5 empty] | 220060 | [8 empty] | Mureva BOX - kabeldoos - uitstoter 8xM12/16+4xM20/25+2xM25/32 - 175x150x80 mm | BOÎTIER Mureva-boîte de dériv.-prédéfon. 8xM12/16+4xM20/25+2xM25/32-175x150x80mm | [17 empty] | https://eref.se.com/be/nl/sis-tarif/product/ENN05090 | https://eref.se.com/be/fr/sis-tarif/product/ENN05090
Schneider Electric | Schneider Electric | 01022021 |  | Schneider Electric |  | SRL | ENN05093 |  |  | 30.54 |  | 1 |  | 1 | MUREVA KABELDOOS 6 M20/25 225X175X100 GR | BTE DERIV. PRE-DEF.225X175X100 |  | JUNCT BX ISO K/O 225X175X100 | [18 empty] | 1 | 3295150050938 | 0 |  | 649 | 24 | 11.5 | 19.5 | 5382 |  | 1 | 649 | 24 | 11.5 | 19.5 | [9 empty] | 350 | 246500 | 120 | 220 | 100 |  |  |  | 2 | Y | [12 empty] | SRI | I5 | 8536900100 | [5 empty] | 220060 | [8 empty] | Mureva BOX - kabeldoos - uitstoters 6xM20/25+6xM25/32 - 225x175x100 mm | BOÎTIER Mureva-boîte de dérivation-prédéfonçages 6xM20/25+6xM25/32-225x175x100mm | [17 empty] | https://eref.se.com/be/nl/sis-tarif/product/ENN05093 | https://eref.se.com/be/fr/sis-tarif/product/ENN05093
Schneider Electric | Schneider Electric | 01022021 |  | Schneider Electric |  | SRL | ENN05097 |  |  | 53.59 |  | 1 |  | 1 | MUREVA KABELDOOS 16M20/25 275X225X120 GR | BTE DERIV. PRE-DEF.275X225X120 |  | JUNCT BX ISO K/O 275X225X120 | [18 empty] | 1 | 3295150050976 | 0 |  | 987 | 29 | 12.5 | 24 | 8700 |  | 1 | 987 | 29 | 12.5 | 24 | [9 empty] | 200 | 223000 | 120 | 220 | 100 |  |  |  | 2 | Y | [12 empty] | SRI | I5 | 8536900100 | [5 empty] | 220060 | [8 empty] | Mureva BOX - kabeldoos - uitstoters 16xM20/25+8xM25/32 - 275x225x120 mm | Boîtier Mureva-boîte de dérivat.-prédéfonçages 16xM20/25+8xM25/32- 275x225x120mm | [17 empty] | https://eref.se.com/be/nl/sis-tarif/product/ENN05097 | https://eref.se.com/be/fr/sis-tarif/product/ENN05097
Schneider Electric | Schneider Electric | 01022021 |  | Schneider Electric |  | SRL | ENN05099 |  |  | 72.34 |  | 1 |  | 1 | MUREVA KABELDOOS 24M20/25 325X275X120 GR | BTE DERIV. PRE-DEF.325X275X120 |  | JUNCT BX ISO K/O 325X275X120 | [18 empty] | 1 | 3295150050990 | 0 |  | 1160 | 34 | 12.5 | 29 | 12325 |  | 1 | 1160 | 34 | 12.5 | 29 | [9 empty] | 150 | 225000 | 120 | 220 | 100 |  |  |  | 2 | Y | [12 empty] | SRI | I5 | 8536900100 | [5 empty] | 220060 | [8 empty] | Mureva BOX - kabeldoos - uitstoters 24xM20/25+8xM25/32 - 325x175x120 mm | Mureva BOX - boîte de dérivation -prédéfonçages 24xM20/25+8xM25/32-325x175x120mm | [17 empty] | https://eref.se.com/be/nl/sis-tarif/product/ENN05099 | https://eref.se.com/be/fr/sis-tarif/product/ENN05099
Schneider Electric | Schneider Electric | 01022021 |  | Schneider Electric |  | SRL | ENN05164 |  |  | 7 |  | 1 |  | 5 | MUREVA KABELDOOS 7 Ø20 80X80X45 ROOD | BTE DER.ROUGE+ EMBT 80X80X45 |  | RED SAFETY BXES 80X80X45 | [18 empty] | 5 | 3295150051645 | 0 |  | 73 | 5.2 | 10 | 10 | 520 |  | 5 | 377 | 26 | 10 | 10 | [9 empty] | 1200 | 106000 | 120 | 98 | 80 |  |  |  | 2 | Y | [12 empty] | SRB | I4 | 8536900100 | [5 empty] | 220060 | [8 empty] | Mureva BOX - veiligheidskabeldoos - 7 dichtingen Ø20 - 80x80x45 mm | BOÎTIER Mureva - boîte de protection - 7 passe-fils Ø 20 - 80x80x45 mm | [17 empty] | https://eref.se.com/be/nl/sis-tarif/product/ENN05164 | https://eref.se.com/be/fr/sis-tarif/product/ENN05164
Schneider Electric | Schneider Electric | 01022021 |  | Schneider Electric |  | SRL | ENN05165 |  |  | 7.95 |  | 1 |  | 5 | MUREVA KABELDOOS 7 Ø25 105X105X55 ROOD | BTE DER.ROUGE+EMBT 105X105X55 |  | RED SAFETY BXES 105X105X55 | [18 empty] | 5 | 3295150051652 | 0 |  | 131 | 6 | 32 | 10 | 1920 |  | 5 | 720 | 12.5 | 31 | 12.5 | [9 empty] | 720 | 122000 | 120 | 115.5 | 80 |  |  |  | 2 | Y | [12 empty] | SRB | I4 | 8536900100 | [5 empty] | 220060 | [8 empty] | Mureva BOX - veiligheidskabeldoos - 7 dichtingen Ø25 - 105x105x55 mm | BOÎTIER Mureva - boîte de protection - 7 passe-fils Ø 25 - 105x105x55 mm | [17 empty] | https://eref.se.com/be/nl/sis-tarif/product/ENN05165 | https://eref.se.com/be/fr/sis-tarif/product/ENN05165
Schneider Electric | Schneider Electric | 01022021 |  | Schneider Electric |  | SRL | ENN05167 |  |  | 29.14 |  | 1 |  | 1 | MUREVA KABELDOOS 10 Ø25 155X105X80 ROOD | BTE DER.ROUGE+EMBT 150X105X80 |  | RED SAFETY BXES 150X105X80 | [18 empty] | 1 | 3295150051676 | 0 |  | 258 | 17 | 9 | 13 | 1989 |  | 1 | 258 | 17 | 9 | 13 | [9 empty] | 900 | 313500 | 120 | 215 | 100 |  |  |  | 2 | Y | [12 empty] | SRI | I5 | 8536900100 | [5 empty] | 220060 | [8 empty] | Mureva BOX - veiligheidskabeldoos - 10 dichtingen Ø25 - 150x105x80 mm | BOÎTIER Mureva-boîte de dérivation avec protect.-10 passe-fils Ø 25-150x105x80mm | [17 empty] | https://eref.se.com/be/nl/sis-tarif/product/ENN05167 | https://eref.se.com/be/fr/sis-tarif/product/ENN05167
Schneider Electric | Schneider Electric | 01022021 |  | Schneider Electric |  | SRL | ENN05174 |  |  | 6.67 |  | 1 |  | 5 | MUREVA KABELDOOS 4 M16/20 80X80X45 ROOD | BTE DER.ROUGE+PRE-DEF.80X80X45 |  | RED SAFETY BXES ISO ENTRIES 80X80X45 | [18 empty] | 5 | 3295150051744 | 0 |  | 56 | 9 | 5 | 9 | 405 |  | 5 | 280 | 9 | 25 | 9 | [9 empty] | 1200 | 84920 | 120 | 117 | 80 |  |  |  | 2 | Y | [12 empty] | SRB | I4 | 8536900100 | [5 empty] | 220060 | [8 empty] | Mureva BOX - veiligheidskabeldoos - uitstoter - 80x80x45 mm | Mureva BOX - boîte de dérivation avec protection - prédéfonçage - 80x80x45 mm | [17 empty] | https://eref.se.com/be/nl/sis-tarif/product/ENN05174 | https://eref.se.com/be/fr/sis-tarif/product/ENN05174
Schneider Electric | Schneider Electric | 01022021 |  | Schneider Electric |  | SRL | ENN05175 |  |  | 7.57 |  | 1 |  | 5 | MUREVA KABELDOOS 7M16/20 105X105X55 ROOD | BTE DER.ROUGE+PRE-DEF.105X105 |  | RED SAFETY BXES ISO ENTRIES 105X105X55 | [18 empty] | 5 | 3295150051751 | 0 |  | 118 | 12 | 6 | 11.5 | 828 |  | 5 | 626 | 12 | 30 | 11.5 | [9 empty] | 720 | 106744 | 120 | 114 | 80 |  |  |  | 2 | Y | [12 empty] | SRB | I4 | 8536900100 | [5 empty] | 220060 | [8 empty] | Mureva BOX - veiligheidskabeldoos - uitstoter - 105x105x55 mm | Mureva BOX - boîte de dérivation avec protection - prédéfonçage - 105x105x55 mm | [17 empty] | https://eref.se.com/be/nl/sis-tarif/product/ENN05175 | https://eref.se.com/be/fr/sis-tarif/product/ENN05175
Schneider Electric | Schneider Electric | 01022021 |  | Schneider Electric |  | SRL | ENN05177 |  |  | 27.71 |  | 1 |  | 1 | MUREVA KABELDOOS 8M12/16 150X105X80 ROOD | BTE DER.ROUGE+PRE-DEF.150X105 |  | RED SAFETY BXES ISO ENTRIES 150X105X80 | [18 empty] | 1 | 3295150051775 | 0 |  | 230 | 8.5 | 12 | 16.5 | 1683 |  | 1 | 230 | 8.5 | 12 | 16.5 | [9 empty] | 1000 | 280000 | 120 | 220 | 100 |  |  |  | 2 | Y | [12 empty] | SRI | I5 | 8536900100 | [5 empty] | 220060 | [8 empty] | Mureva BOX - veiligheidskabeldoos - uitstoter - 150x105x80 mm | Mureva BOX - boîte de dérivation avec protection - prédéfonçage - 150x105x80 mm | [17 empty] | https://eref.se.com/be/nl/sis-tarif/product/ENN05177 | https://eref.se.com/be/fr/sis-tarif/product/ENN05177
Schneider Electric | Schneider Electric | 01022021 |  | Schneider Electric |  | SRL | ENN05204 |  |  | 5.41 |  | 1 |  | 5 | MUREVA KABELDOOS 7 Ø20 80X80X45 GRIJS | BTE DERIV.+ BORNIER 80X80X45 |  | JUNCT BX GREY K/O AND TERM BLK 80X80X45 | [18 empty] | 5 | 3295150052048 | 0 |  | 96 | 9.5 | 25 | 1.9 | 451.25 |  | 5 | 490 | 9.5 | 25 | 9.5 | [9 empty] | 1200 | 273216 | 120 | 103 | 80 |  |  |  | 2 | Y | [12 empty] | SRB | I4 | 8536900100 | [5 empty] | 220060 | [8 empty] | Mureva BOX - kabeldoos met klemmen - 7 dichtingen Ø20 - 80x80x45 mm | BOÎTIER Mureva - boîte de dérivation avec bornes - 7 passe-fils Ø 20 -80x80x45mm | [17 empty] | https://eref.se.com/be/nl/sis-tarif/product/ENN05204 | https://eref.se.com/be/fr/sis-tarif/product/ENN05204
Schneider Electric | Schneider Electric | 01022021 |  | Schneider Electric |  | SRL | ENN05205 |  |  | 6.13 |  | 1 |  | 5 | MUREVA KABELDOOS 7 Ø25 105X105X55 GRIJS | BTE DERIV.+ BORNIER 105X105X55 |  | JUNCT BX GREY K/O AND TERM BLK105X105X55 | [18 empty] | 5 | 3295150052055 | 0 |  | 180 | 13 | 6.1 | 13 | 1030.9 |  | 5 | 984 | 13 | 30.5 | 13 | [9 empty] | 720 | 170100 | 120 | 110 | 80 |  |  |  | 2 | Y | [12 empty] | SRB | I4 | 8536900100 | [5 empty] | 220060 | [8 empty] | Mureva BOX - kabelverdeeldozen - Ø25 mm - 105x105x55 mm | Mureva BOX - boite dérivation - embouts Ø25 mm - 105x105x55 mm | [17 empty] | https://eref.se.com/be/nl/sis-tarif/product/ENN05205 | https://eref.se.com/be/fr/sis-tarif/product/ENN05205
Schneider Electric | Schneider Electric | 01022021 |  | Schneider Electric |  | SRL | ENN08131 |  |  | 31.14 |  | 100 |  | 10 | KABELINGANG D20 SBS RAL 7004 | ENTREE DE CABLE DIAM 20 RAL 7004 |  | GROMMET D20 SBS 704 SA | [18 empty] | 10 | 3295150081314 | 0 |  | 4 | 2.4 | 2.4 | 1.5 | 8.64 | [23 empty] | 2 | Y | [12 empty] | SRI | I5 | 8536900100 | [14 empty] | Mureva BOX - dichting - donkergrijs - diameter 4 tot 20 | BOÎTIER Mureva - passe-fils - gris foncé - diamètre 4 à 20 | [17 empty] | https://eref.se.com/be/nl/sis-tarif/product/ENN08131 | https://eref.se.com/be/fr/sis-tarif/product/ENN08131
Schneider Electric | Schneider Electric | 01022021 |  | Schneider Electric |  | SRL | ENN08132 |  |  | 3.6 |  | 1 |  | 10 | KABELINGANG D25 SBS RAL 7004 | ENTREE DE CABLE DIAM 25 RAL 7004 |  | KABELINGANG D25 SBS RAL 7004 | [18 empty] | 10 | 3295150081321 | 0 |  | 111000 | 68 | 85 | 193 | 1115540 | [23 empty] | 15 | N | [12 empty] | SRI | I5 | 8536900100 | [14 empty] | Mureva BOX - dichting - donkergrijs - diameter 4 tot 25 | BOÎTIER Mureva - passe-fils - gris foncé - diamètre 4 à 25 | [17 empty] | https://eref.se.com/be/nl/sis-tarif/product/ENN08132 | https://eref.se.com/be/fr/sis-tarif/product/ENN08132
Schneider Electric | Schneider Electric | 01022021 |  | Schneider Electric |  | SRL | ENN08157 |  |  | 2.18 |  | 1 |  | 4 | KABELKANAAL AANSL. 105X105 GRI | RACCORD DE GOULOTTE 100MM GRIS |  | TRUNK.COUPL.FOR B.107X107 | [18 empty] | 4 | 3295150081574 | 0 |  | 120 | 0 | 0 | 0 | 0 | [23 empty] | 2 | Y | [12 empty] | SRI | I5 | 8536900100 | [5 empty] | 220060 | [8 empty] | Mureva BOX - kokerkoppeling - grijs - voor doos 100x100 | BOÎTIER Mureva - boîte de jonction - gris - pour boîtier 100x100 | [17 empty] | https://eref.se.com/be/nl/sis-tarif/product/ENN08157 | https://eref.se.com/be/fr/sis-tarif/product/ENN08157
Schneider Electric | Schneider Electric | 01022021 |  | Schneider Electric |  | SRL | ENN08167 |  |  | 4.06 |  | 1 |  | 10 | MUREVA MURAFIX V2 BEVESTINGSKLEM | MURAFIX BORD DE TOLE V2 |  | UNIV.FIXING FOR BEAMS AND TRAYS | [18 empty] | 10 | 3295150081673 | 0 |  | 16 | 5 | 1.2 | 12 | 72 |  | 10 | 160 | 5 | 12 | 12 | [9 empty] | 2500 | 90000 | 120 | 45 | 80 |  |  |  | 2 | Y | [12 empty] | SRI | I5 | 8536900100 | [5 empty] | 220060 | [8 empty] | Mureva BOX - universele bevestiging voor metalen balken en kabelgoten | Mureva BOX - fixation universelle pour faisceaux métal.s et chemins de câbles | [17 empty] | https://eref.se.com/be/nl/sis-tarif/product/ENN08167 | https://eref.se.com/be/fr/sis-tarif/product/ENN08167
Schneider Electric | Schneider Electric | 01022021 |  | Schneider Electric |  | SRL | ENN08241 |  |  | 0.71 |  | 1 |  | 10 | MONTAGEP. KLEM 6X22,5MM2 EN 3 | PLATINE SUP. BORNIER |  | PLATES F.TERM.6X2,5 3X6MM2 | [18 empty] | 10 | 3295150082410 | 0 |  | 80 | 0 | 0 | 0 | 0 | [23 empty] | 2 | Y | [12 empty] | SRI | I5 | 8536901000 | [5 empty] | 220060 | [8 empty] | Mureva Box - doos montageplaat voor klemmenblok 2,5 mm² en 6 mm² | Boîtier Mureva - plaque de montage de boîtier pour bornier 2,5 mm² et 6 mm² | [17 empty] | https://eref.se.com/be/nl/sis-tarif/product/ENN08241 | https://eref.se.com/be/fr/sis-tarif/product/ENN08241
Schneider Electric | Schneider Electric | 01022021 |  | Schneider Electric |  | SRL | ENN08271 |  |  | 11.06 |  | 1 |  | 1 | 60 IDENTIFICATIESTICKERS VOOR KVDOOZEN | 60 STICKERS POUR BTE DERIVATION |  | LABEL 70x70 WHITE SA | [18 empty] | 1 | 3295150082717 | 0 |  | 100 | 31 | 22 | 0.2 | 136.4 | [23 empty] | 2 | Y | [12 empty] | SRB | I4 | 8536900100 | [14 empty] | Mureva BOX - blad van 60 labels 70x70 - wit | BOÎTIER Mureva - feuille de 60 étiquettes blanches 70x70 | [17 empty] | https://eref.se.com/be/nl/sis-tarif/product/ENN08271 | https://eref.se.com/be/fr/sis-tarif/product/ENN08271
Schneider Electric | Schneider Electric | 01022021 |  | Schneider Electric |  | SRL | ENN08276 |  |  | 7.95 |  | 1 |  | 10 | ONUITWISBARE VILTSTIFT | STYLE PERMANENT BLEU |  | MARK.PENS F.STICKERS BXES | [18 empty] | 10 | 3295150082762 | 0 |  | 100 | 0 | 0 | 0 | 0 | [23 empty] | 2 | Y | [12 empty] | SRI | I5 | 8536900100 | [5 empty] | 220060 | [8 empty] | Mureva Box - permanente-markerpen - blauw | [18 empty] | https://eref.se.com/be/nl/sis-tarif/product/ENN08276 | https://eref.se.com/be/fr/sis-tarif/product/ENN08276
Schneider Electric | Schneider Electric | 01022021 |  | Schneider Electric |  | SRL | ENN09191 |  |  | 1.89 |  | 1 |  | 1 | VERVANGDEKSEL 78X78MM | COUVERCLE 04506 |  | COUVERCLE 04506 | [18 empty] | 1 | 3295150091917 | 0 |  | 14 | 1.6 | 8 | 8 | 102.4 | [23 empty] | 2 | Y | [12 empty] | SRI | I5 | 8536900100 | [5 empty] | 290000 | [8 empty] | Multifix Modulo - kap aansluitdoos - 1 st. - schroefbev. - wit - 77x77x17 mm | Multifix Modulo - capot pour boîte de jonct. -1 entrée-vis fixe-blanc-77x77x17mm | [17 empty] | https://eref.se.com/be/nl/sis-tarif/product/ENN09191 | https://eref.se.com/be/fr/sis-tarif/product/ENN09191
Schneider Electric | Schneider Electric | 01022021 |  | Schneider Electric |  | SRL | ENN09192 |  |  | 2.58 |  | 1 |  | 1 | VERVANGDEKSEL 100X100MM | COUVERCLE 04508 |  | COUVERCLE 04508 | [18 empty] | 1 | 3295150091924 | 0 |  | 28 | 10 | 10 | 1.9 | 190 | [23 empty] | 2 | Y | [12 empty] | SRI | I5 | 8536900100 | [5 empty] | 290000 | [8 empty] | Multifix Modulo - kap aansluitdoos - 1 st. - schroefbev. - wit - 99x99x19 mm | Multifix Modulo - capot pour boîte de jonct. -1 entrée-vis fixe-blanc-99x99x19mm | [17 empty] | https://eref.se.com/be/nl/sis-tarif/product/ENN09192 | https://eref.se.com/be/fr/sis-tarif/product/ENN09192
Schneider Electric | Schneider Electric | 01022021 |  | Schneider Electric |  | SRL | ENN09194 |  |  | 5.06 |  | 1 |  | 1 | VERVANGDEKSEL 152X152MM | COUVERCLE 04512 |  | COUVERCLE 04512 | [18 empty] | 1 | 3295150091948 | 0 |  | 65 | 15.2 | 15.2 | 2.8 | 646.912 | [23 empty] | 2 | Y | [12 empty] | SRI | I5 | 8536900100 | [5 empty] | 290000 | [8 empty] | Multifix Modulo - kap aansluitdoos - 1 st. - schroefbev. - wit - 151x151x26 mm | Multifix Modulo -capot pour boîte de jonct.-1 entrée-vis fixe-blanc-151x151x26mm | [17 empty] | https://eref.se.com/be/nl/sis-tarif/product/ENN09194 | https://eref.se.com/be/fr/sis-tarif/product/ENN09194
Schneider Electric | Schneider Electric | 01022021 |  | Schneider Electric |  | SRL | ENN09195 |  |  | 5.4 |  | 1 |  | 1 | VERVANGDEKSEL 185X120MM | COUVERCLE 04515 |  | COUVERCLE 04515 | [18 empty] | 1 | 3295150091955 | 0 |  | 56 | 0 | 0 | 0 | 0 | [23 empty] | 2 | Y | [12 empty] | SRI | I5 | 8536900100 | [5 empty] | 290000 | [8 empty] | Multifix Modulo - kap aansluitdoos - 1 st. - schroefbev. - wit - 184x119x24 mm | Multifix Modulo -capot pour boîte de jonct.-1 entrée-vis fixe-blanc-184x119x24mm | [17 empty] | https://eref.se.com/be/nl/sis-tarif/product/ENN09195 | https://eref.se.com/be/fr/sis-tarif/product/ENN09195
Schneider Electric | Schneider Electric | 01022021 |  | Schneider Electric |  | SRL | ENN09197 |  |  | 11.04 |  | 1 |  | 1 | VERVANGDEKSEL 245X185MM | COUVERCLE 04520 |  | COUVERCLE 04520 | [18 empty] | 1 | 3295150091979 | 0 |  | 102 | 24.5 | 18.5 | 2.5 | 1133.125 | [23 empty] | 2 | Y | [12 empty] | SRI | I5 | 8536900100 | [5 empty] | 290000 | [8 empty] | Multifix Modulo - kap aansluitdoos - 1 st. - schroefbev. - wit - 245x185x25 mm | Multifix Modulo -capot pour boîte de jonct.-1 entrée-vis fixe-blanc-245x185x25mm | [17 empty] | https://eref.se.com/be/nl/sis-tarif/product/ENN09197 | https://eref.se.com/be/fr/sis-tarif/product/ENN09197
Schneider Electric | Schneider Electric | 01022021 |  | Schneider Electric |  | SRL | ENN09198 |  |  | 20.5 |  | 1 |  | 1 | VERVANGDEKSEL 320X257MM | COUVERCLE 04528 |  | COUVERCLE 04528 | [18 empty] | 1 | 3295150091986 | 0 |  | 218 | 32 | 26 | 2.5 | 2080 | [23 empty] | 2 | Y | [12 empty] | SRI | I5 | 8536900100 | [5 empty] | 290000 | [8 empty] | Multifix Modulo - kap aansluitdoos - 1 st. - schroefbev. - wit - 319,5x257x25 mm | Multifix Modulo-capot pour boîte de jonct.-1entrée-vis fixe-blanc-319,5x257x25mm | [17 empty] | https://eref.se.com/be/nl/sis-tarif/product/ENN09198 | https://eref.se.com/be/fr/sis-tarif/product/ENN09198
Schneider Electric | Schneider Electric | 01022021 |  | Schneider Electric |  | SRL | ENN09411 |  |  | 0.69 |  | 1 |  | 10 | SCHEIDINGSWAND (10) | CLOISON |  | CLOISON | [18 empty] | 10 | 3295150094116 | 0 |  | 80 | 0 | 0 | 0 | 0 | [23 empty] | 2 | Y | [12 empty] | SRI | I5 | 8536900100 | [5 empty] | 290000 | [8 empty] | Multifix Plus - verdeelwand voor aansluitdoos - 114 mm | Multifix Plus - paroi de partition pour boîte de jonction - 114 mm | [17 empty] | https://eref.se.com/be/nl/sis-tarif/product/ENN09411 | https://eref.se.com/be/fr/sis-tarif/product/ENN09411
Schneider Electric | Schneider Electric | 01022021 |  | Schneider Electric |  | SRL | ENN09412 |  |  | 0.79 |  | 1 |  | 10 | SCHEIDINDSWAND (10) | CLOISON |  | CLOISON | [18 empty] | 10 | 3295150094123 | 0 |  | 140 | 0 | 0 | 0 | 0 | [23 empty] | 2 | Y | [12 empty] | SRI | I5 | 8536900100 | [5 empty] | 290000 | [8 empty] | Multifix Plus - scheidingsframe voor aansluitdoos - 169 mm | Multifix Plus - cadre de séparation pour boîte de jonction - 169 mm | [17 empty] | https://eref.se.com/be/nl/sis-tarif/product/ENN09412 | https://eref.se.com/be/fr/sis-tarif/product/ENN09412
Schneider Electric | Schneider Electric | 01022021 |  | Schneider Electric |  | SRL | ENN09490 |  |  | 3.49 |  | 1 |  | 1 | VERVANGDEKSEL 128X128MM | COUVERCLE 04510/11 |  | COUVERCLE 04510/11 | [18 empty] | 1 | 3295150094901 | 0 |  | 36 | 2.5 | 13 | 13 | 422.5 | [23 empty] | 2 | Y | [12 empty] | SRI | I5 | 8536900100 | [5 empty] | 290000 | [8 empty] | Multifix Modulo - kap aansluitdoos - 1 st. - schroefbev. - wit - 128x128x25 mm | Multifix Modulo -capot pour boîte de jonct.-1 entrée-vis fixe-blanc-128x128x25mm | [17 empty] | https://eref.se.com/be/nl/sis-tarif/product/ENN09490 | https://eref.se.com/be/fr/sis-tarif/product/ENN09490
Schneider Electric | Schneider Electric | 01022021 |  | Schneider Electric |  | SRL | ENN09496 |  |  | 6.52 |  | 1 |  | 1 | VERVANGDEKSEL 183X183MM | COUVERCLE 04516/17 |  | COUVERCLE 04516/17 | [18 empty] | 1 | 3295150094963 | 0 |  | 72 | 2.5 | 18.5 | 18.5 | 855.625 | [23 empty] | 2 | Y | [12 empty] | SRI | I5 | 8536900100 | [5 empty] | 290000 | [8 empty] | Multifix Modulo - kap aansluitdoos - 1 st. - schroefbev. - wit - 183x183x25 mm | Multifix Modulo -capot pour boîte de jonct.-1 entrée-vis fixe-blanc-183x183x25mm | [17 empty] | https://eref.se.com/be/nl/sis-tarif/product/ENN09496 | https://eref.se.com/be/fr/sis-tarif/product/ENN09496
Schneider Electric | Schneider Electric | 01022021 |  | Schneider Electric |  | SRL | ENN12814 |  |  | 6.36 |  | 1 |  | 10 | KABELVEREELDOOS HOLLE WAND 168X108X40 | BTE DE DERIV CLOISON SECHE 168X1108x40MM |  | KABELVEREELDOOS HOLLE WAND 168X108X40 | [18 empty] | 10 | 3295150128149 | 0 |  | 131 | 0 | 0 | 0 | 0 | [23 empty] | 2 | Y | [12 empty] | SRI | I5 | 8538100000 | [14 empty] | Multifix Plus - aansluitdoos - 1 st. - blauw - 168x108x40 | Multifix Plus - boîte de jonction - 1 gang - bleu - 168x108x40 | [17 empty] | https://eref.se.com/be/nl/sis-tarif/product/ENN12814 | https://eref.se.com/be/fr/sis-tarif/product/ENN12814
Schneider Electric | Schneider Electric | 01022021 |  | Schneider Electric |  | SRL | ENN12817 |  |  | 6.52 |  | 1 |  | 5 | KABELVEREELDOOS HOLLE WAND 175X175X45 | BTE DE DERIV CLOISON SECHE 175X175X45 |  | KABELVEREELDOOS HOLLE WAND 175X175X45 | [18 empty] | 5 | 3295150128170 | 0 |  | 212 | 0 | 0 | 0 | 0 | [23 empty] | 2 | Y | [12 empty] | SRI | I5 | 8538100000 | [14 empty] | Multifix Plus - aansluitdoos - 1 st. - blauw - 175x175x45 | Multifix Plus - boîte de jonction - 1 gang - bleu - 175x175x45 | [17 empty] | https://eref.se.com/be/nl/sis-tarif/product/ENN12817 | https://eref.se.com/be/fr/sis-tarif/product/ENN12817
Schneider Electric | Schneider Electric | 01022021 |  | Schneider Electric |  | SRL | ENN34261 |  |  | 29.13 |  | 1 |  | 2 | SIGNAALLAMP VOOR 75 WATT E27 R | HUBLOT E27 |  | RED BULKHEAD ES | [18 empty] | 2 | 3295150342613 | 0 |  | 370 | 19 | 9.3 | 11 | 1943.7 |  | 2 | 740 | 23.5 | 10 | 19.5 | [9 empty] | 300 | 112400 | 120 | 105 | 100 |  |  |  | 2 | Y | [12 empty] | SRI | I5 | 94054091 | [5 empty] | 210010 | [27 empty] | https://eref.se.com/be/nl/sis-tarif/product/ENN34261 | https://eref.se.com/be/fr/sis-tarif/product/ENN34261
Schneider Electric | Schneider Electric | 01022021 |  | Schneider Electric |  | SRL | ENN35030 |  |  | 7.61 |  | 1 |  | 10 | BP 10A GRIJS MET PICTO AUDIO | BP 10A SAILLIE GRIS PICTO SON. |  | BP 10A GRIJS MET PICTO AUDIO | [8 empty] | 09.07 | 1 | [8 empty] | 10 | 3295150350304 | 0 |  | 109 | 0 | 0 | 0 | 0 | [23 empty] | 20 | N | [12 empty] | SRI | I5 | 8536508090 | [14 empty] | drukknop met 'Bel' pictogram grijs opbouwmontage IK07 IP55 | poussoir avec picto. "Sonnerie" - montage en saillie gris IK07 IP55 | [17 empty] | https://eref.se.com/be/nl/sis-tarif/product/ENN35030 | https://eref.se.com/be/fr/sis-tarif/product/ENN35030
Schneider Electric | Schneider Electric | 01022021 |  | Schneider Electric |  | SRL | ENN35041 |  |  | 18.69 |  | 1 |  | 1 | ROLLUIKBEDIENING DIRECT | COMMANDE VOLET DIRECT |  | ROLLUIKBEDIENING DIRECT | [8 empty] | 09.07 | 1 | [8 empty] | 1 | 3295150350410 | 0 |  | 160 | 0 | 0 | 0 | 0 | [23 empty] | 2 | Y | [12 empty] | SRI | I5 | 8536508090 | [5 empty] | 220060 | [8 empty] | rolluik direct/automatisch grijs opbouwmontage IK07 IP55 | volet roulant direct/automatique - montage en saillie gris IK07 IP55 | [17 empty] | https://eref.se.com/be/nl/sis-tarif/product/ENN35041 | https://eref.se.com/be/fr/sis-tarif/product/ENN35041
Schneider Electric | Schneider Electric | 01022021 |  | Schneider Electric |  | SRL | ENN35076 |  |  | 173.25 |  | 1 |  | 1 | DETECTOR METHAANGAS | DETECTEUR DE GAZ METHANE |  | DETECTOR METHAANGAS | [8 empty] | 09.07 | 1 | [8 empty] | 1 | 3295150350762 | 0 |  | 180 | 0 | 0 | 0 | 0 | [23 empty] | 23 | N | [12 empty] | SRI | I5 | 9032890090 | [5 empty] | 220060 | [8 empty] | methaangassensor grijs opbouwmontage IK07 IP55 | détecteur de gaz méthane gris en saillie IK07 IP55
Schneider Electric | Schneider Electric | 01022021 |  | Schneider Electric |  | SRL | ENN35077 |  |  | 173.25 |  | 1 |  | 1 | DETECTOR GPL | DETECTEUR DE GAZ GPL |  | DETECTOR GPL | [8 empty] | 09.07 | 1 | [8 empty] | 1 | 3295150350779 | 0 |  | 180 | 0 | 0 | 0 | 0 | [23 empty] | 23 | N | [12 empty] | SRI | I5 | 9032890090 | [5 empty] | 220060 | [27 empty] | https://eref.se.com/be/nl/sis-tarif/product/ENN35077 | https://eref.se.com/be/fr/sis-tarif/product/ENN35077
Schneider Electric | Schneider Electric | 01022021 |  | Schneider Electric |  | SRL | ENN35078 |  |  | 62.23 |  | 1 |  | 1 | REPETITOR ALARM | REPETITEUR ALARME |  | REPETITOR ALARM | [8 empty] | 09.07 | 1 | [8 empty] | 1 | 3295150350786 | 0 |  | 180 | 0 | 0 | 0 | 0 | [23 empty] | 23 | N | [12 empty] | SRI | I5 | 9032890090 | [5 empty] | 220060 | [8 empty] | alarmherhaler grijs opbouwmontage IK07 IP55 | répétiteur d'alarme gris en saillie IK07 IP55 | [17 empty] | https://eref.se.com/be/nl/sis-tarif/product/ENN35078 | https://eref.se.com/be/fr/sis-tarif/product/ENN35078
Schneider Electric | Schneider Electric | 01022021 |  | Schneider Electric |  | SRL | ENN35079 |  |  | 50.33 |  | 1 |  | 1 | VOEDING 12V | Alimentation 12V |  | VOEDING 12V | [8 empty] | 09.07 | 1 | [8 empty] | 1 | 3295150350793 | 0 |  | 300 | 0 | 0 | 0 | 0 | [23 empty] | 23 | N | [12 empty] | SRI | I5 | 8536699099 | [5 empty] | 220060 | [8 empty] | 12 V voeding grijs opbouwmontage IK07 IP55 | alimentation 12 V grise en saillie IK07 IP55 | [17 empty] | https://eref.se.com/be/nl/sis-tarif/product/ENN35079 | https://eref.se.com/be/fr/sis-tarif/product/ENN35079
Schneider Electric | Schneider Electric | 01022021 |  | Schneider Electric |  | SRL | ENN35100 |  |  | 4.09 |  | 1 |  | 10 | KNOP VERLICHT CHOC | TOUCHE OPTION CHOC |  | KNOP VERLICHT CHOC | [8 empty] | 09.07 | 1 | [8 empty] | 10 | 3295150351004 | 0 |  | 340 | 0 | 0 | 0 | 0 | [23 empty] | 2 | Y | [12 empty] | SRI | I5 | 8536900100 | [14 empty] | drukschokdemper met optionele signaallamp + lamp blauw montage IK08 IP55 | poussoir avec option lampe témoin + ampoule - assemblage bleu IK08 IP55 | [17 empty] | https://eref.se.com/be/nl/sis-tarif/product/ENN35100 | https://eref.se.com/be/fr/sis-tarif/product/ENN35100
Schneider Electric | Schneider Electric | 01022021 |  | Schneider Electric |  | SRL | ENN35121 |  |  | 7.71 |  | 1 |  | 10 | WISSELSCHAKELAAR | VA ET VIENT CHOC |  | WISSELSCHAKELAAR | [8 empty] | 09.07 | 1 | [8 empty] | 10 | 3295150351219 | 0 |  | 1060 | 0 | 0 | 0 | 0 | [23 empty] | 2 | Y | [12 empty] | SRI | I5 | 8536508090 | [5 empty] | 220060 | [27 empty] | https://eref.se.com/be/nl/sis-tarif/product/ENN35121 | https://eref.se.com/be/fr/sis-tarif/product/ENN35121
Schneider Electric | Schneider Electric | 01022021 |  | Schneider Electric |  | SRL | ENN35133 |  |  | 19.02 |  | 1 |  | 10 | DUBBELPOLIGE SCHAKELAAR | INTER BIPOLAIRE CHOC |  | DUBBELPOLIGE SCHAKELAAR | [8 empty] | 09.07 | 1 | [8 empty] | 10 | 3295150351332 | 0 |  | 1180 | 0 | 0 | 0 | 0 | [23 empty] | 19 | N | [12 empty] | SRI | I5 | 8536508090 | [5 empty] | 220060 | [8 empty] | 2-polige schakelaar blauw montage IK08 IP55 | interrupteur bipolaire - assemblage bleu IK08 IP55 | [17 empty] | https://eref.se.com/be/nl/sis-tarif/product/ENN35133 | https://eref.se.com/be/fr/sis-tarif/product/ENN35133
Schneider Electric | Schneider Electric | 01022021 |  | Schneider Electric |  | SRL | ENN36031 |  |  | 13.62 |  | 1 |  | 10 | MUREVA STOPCONTACT 2 POLIG MET AARDE | 2 P+T SCHUKO |  | SOCKET OULET 2P+A PIN (VDE) | [8 empty] | 09.07 | 1 | [8 empty] | 10 | 3295150360310 | 0 |  | 135 | 16 | 6.5 | 3.7 | 384.8 |  | 10 | 1350 | 16 | 6.5 | 37 | [9 empty] | 4700 | 687400 | 120 | 215 | 100 |  |  |  | 2 | Y | [12 empty] | SRI | I5 | 8536699099 | [5 empty] | 220060 | [8 empty] | stopcontact 2P + E, VDE grijs opbouwmontage IK07 IP55 | prise 2P + E, VDE - montage en saillie gris IK07 IP55 | [17 empty] | https://eref.se.com/be/nl/sis-tarif/product/ENN36031 | https://eref.se.com/be/fr/sis-tarif/product/ENN36031
Schneider Electric | Schneider Electric | 01022021 |  | Schneider Electric |  | SRL | ENN36130 |  |  | 8.59 |  | 1 |  | 10 | PC 16A 2P+T NF-USE CHOC | PC 16A 2P+T NF-USE CHOC |  | PC 16A 2P+T NF-USE CHOC | [8 empty] | 09.07 | 1 | [8 empty] | 10 | 3295150361300 | 0 |  | 1300 | 0 | 0 | 0 | 0 | [23 empty] | 2 | Y | [12 empty] | SRI | I5 | 8536699099 | [5 empty] | 220060 | [8 empty] | stopcontact 2P + E, NF-USE blauw montage IK08 IP55 | prise 2P + E, NF-USE - assemblage bleu IK08 IP55 | [17 empty] | https://eref.se.com/be/nl/sis-tarif/product/ENN36130 | https://eref.se.com/be/fr/sis-tarif/product/ENN36130
Schneider Electric | Schneider Electric | 01022021 |  | Schneider Electric |  | SRL | ENN37912 |  |  | 6.19 |  | 1 |  | 5 | MUREVA WATERDICHTE DOOS 16A, 2 POSTEN | 16A 2XVERTICALE |  | SEALED BXES 2 VERTICAL STATIONS | [18 empty] | 5 | 3295150379121 | 0 |  | 90 | 17 | 5.5 | 7.8 | 729.3 |  | 5 | 499 | 17 | 5.5 | 39.5 | [9 empty] | 1000 | 130200 | 120 | 100 | 100 |  |  |  | 2 | Y | [12 empty] | SRI | I5 | 8536900100 | [5 empty] | 210010 | [27 empty] | https://eref.se.com/be/nl/sis-tarif/product/ENN37912 | https://eref.se.com/be/fr/sis-tarif/product/ENN37912
Schneider Electric | Schneider Electric | 01022021 |  | Schneider Electric |  | SRL | ENN38030 |  |  | 10.7 |  | 1 |  | 10 | Stopcontact 2P+A A6A NF | Mecan.composable PC 16A NF |  | Stopcontact 2P+A A6A NF | [8 empty] | 09.07 | 1 | [8 empty] | 10 | 3295150380301 | 0 |  | 934 | 0 | 0 | 0 | 0 | [23 empty] | 2 | Y | [12 empty] | SRF | I0 | 8536699099 | [14 empty] | stopcontact 2P + E, NF-USE grijs montage IK07 IP55 | prise 2P + E, NF-USE - assemblage gris IK07 IP55 | [17 empty] | https://eref.se.com/be/nl/sis-tarif/product/ENN38030 | https://eref.se.com/be/fr/sis-tarif/product/ENN38030
Schneider Electric | Schneider Electric | 01022021 |  | Schneider Electric |  | SRL | ENN38930 |  |  | 17.74 |  | 1 |  | 10 | PANEEL STOPCONTACT 16A 2P+A | PLASTRON PRISE 16A 2P+T |  | PLASTRON PRISE 16A 2P+T | [18 empty] | 10 | 3295150389304 | 0 |  | 1140 | 0 | 0 | 0 | 0 | [23 empty] | 2 | Y | [12 empty] | SRI | I5 | 8536699099 | [14 empty] | stopcontact 16A 2P + E, NF-USE met frontpaneel grijs opbouwmontage IK07 IP55 | prise 16A 2P + E, NF-USE avec face frontale - montage en saillie gris IK07 IP55 | [17 empty] | https://eref.se.com/be/nl/sis-tarif/product/ENN38930 | https://eref.se.com/be/fr/sis-tarif/product/ENN38930
Schneider Electric | Schneider Electric | 01022021 |  | Schneider Electric |  | SRL | ENN41316 |  |  | 0.33 |  | 1 |  | 100 | MOF | MANCHON |  | CONDUIT SLEEVES 16MM | [18 empty] | 100 | 3295150413160 | 0 |  | 386 | 23.5 | 16.5 | 13 | 5040.75 | [23 empty] | 2 | Y | [12 empty] | SRI | I5 | 8536900100 | [15 empty] | TUBE Mureva - manchon de conduit - gris - Ø 16 mm | [17 empty] | https://eref.se.com/be/nl/sis-tarif/product/ENN41316 | https://eref.se.com/be/fr/sis-tarif/product/ENN41316
Schneider Electric | Schneider Electric | 01022021 |  | Schneider Electric |  | SRL | ENN41320 |  |  | 0.33 |  | 1 |  | 100 | MOF | MANCHON |  | CONDUIT SLEEVES 20MM | [18 empty] | 100 | 3295150413207 | 0 |  | 478 | 13.5 | 16.5 | 24 | 5346 | [23 empty] | 2 | Y | [12 empty] | SRI | I5 | 8536900100 | [33 empty] | https://eref.se.com/be/nl/sis-tarif/product/ENN41320 | https://eref.se.com/be/fr/sis-tarif/product/ENN41320
Schneider Electric | Schneider Electric | 01022021 |  | Schneider Electric |  | SRL | ENN41325 |  |  | 0.46 |  | 1 |  | 50 | MOF | MANCHON |  | CONDUIT SLEEVES 25MM | [18 empty] | 50 | 3295150413252 | 0 |  | 342 | 24 | 16.5 | 13.5 | 5346 | [23 empty] | 2 | Y | [12 empty] | SRI | I5 | 8536900100 | [33 empty] | https://eref.se.com/be/nl/sis-tarif/product/ENN41325 | https://eref.se.com/be/fr/sis-tarif/product/ENN41325
Schneider Electric | Schneider Electric | 01022021 |  | Schneider Electric |  | SRL | ENN41332 |  |  | 0.84 |  | 1 |  | 25 | MOF | MANCHON |  | CONDUIT SLEEVES 32MM | [18 empty] | 25 | 3295150413320 | 0 |  | 410 | 13 | 16.5 | 24 | 5148 | [23 empty] | 2 | Y | [12 empty] | SRI | I5 | 8536900100 | [15 empty] | TUBE Mureva - manchon de conduit - gris - Ø 32 mm | [17 empty] | https://eref.se.com/be/nl/sis-tarif/product/ENN41332 | https://eref.se.com/be/fr/sis-tarif/product/ENN41332
Schneider Electric | Schneider Electric | 01022021 |  | Schneider Electric |  | SRL | ENN41340 |  |  | 1.09 |  | 1 |  | 1 | MOF GRIJS DIAM 40 | MANCHON GRIS DIAM 40 |  | Grey Conduit Sleeve 40mm | [18 empty] | 1 | 3295150413405 | 0 |  | 30 | 10.5 | 4.5 | 4.5 | 212.625 | [23 empty] | 2 | Y | [12 empty] | SRI | I5 | 8536900100 | [15 empty] | TUBE Mureva - manchon de conduit - gris - Ø 40 mm | [17 empty] | https://eref.se.com/be/nl/sis-tarif/product/ENN41340 | https://eref.se.com/be/fr/sis-tarif/product/ENN41340
Schneider Electric | Schneider Electric | 01022021 |  | Schneider Electric |  | SRL | ENN41350 |  |  | 1.38 |  | 1 |  | 1 | MOF GRIJS DIAM 50 | MANCHON GRIS DIAM 50 |  | Sleeve | [18 empty] | 1 | 3295150413504 | 0 |  | 48 | 5.5 | 12 | 5.5 | 363 | [23 empty] | 2 | Y | [12 empty] | SRI | I5 | 8536900100 | [15 empty] | TUBE Mureva - manchon de conduit - gris - Ø 50 mm | [17 empty] | https://eref.se.com/be/nl/sis-tarif/product/ENN41350 | https://eref.se.com/be/fr/sis-tarif/product/ENN41350
Schneider Electric | Schneider Electric | 01022021 |  | Schneider Electric |  | SRL | ENN41363 |  |  | 1.77 |  | 1 |  | 1 | MOF GRIJS DIAM 63 | MANCHON GRIS DIAM 63 |  | Sleeve | [18 empty] | 1 | 3295150413634 | 0 |  | 88 | 6.5 | 15 | 6.5 | 633.75 | [23 empty] | 2 | Y | [12 empty] | SRI | I5 | 8536900100 | [15 empty] | TUBE Mureva - manchon de conduit - gris - Ø 63 mm | [17 empty] | https://eref.se.com/be/nl/sis-tarif/product/ENN41363 | https://eref.se.com/be/fr/sis-tarif/product/ENN41363
Schneider Electric | Schneider Electric | 01022021 |  | Schneider Electric |  | SRL | ENN41916 |  |  | 0.45 |  | 1 |  | 100 | MOF CEI NC16 WIT | MANCHON CEI NC 16 BLANC |  | MOF CEI NC16 WIT | [18 empty] | 100 | 3295150419162 | 0 |  | 530 | 0 | 0 | 0 | 0 | [23 empty] | 30 | N | [12 empty] | SRI | I5 | 8536900100 | [15 empty] | TUBE Mureva - manchon de conduit - blanc - Ø 16 mm | [17 empty] | https://eref.se.com/be/nl/sis-tarif/product/ENN41916 | https://eref.se.com/be/fr/sis-tarif/product/ENN41916
Schneider Electric | Schneider Electric | 01022021 |  | Schneider Electric |  | SRL | ENN42316 |  |  | 0.53 |  | 1 |  | 50 | HOEKSTUK | EQUERRE |  | CONDUIT RIGHT ANGLES 16MM | [18 empty] | 50 | 3295150423169 | 0 |  | 494 | 24 | 16 | 13 | 4992 | [23 empty] | 2 | Y | [12 empty] | SRI | I5 | 8536900100 | [33 empty] | https://eref.se.com/be/nl/sis-tarif/product/ENN42316 | https://eref.se.com/be/fr/sis-tarif/product/ENN42316
Schneider Electric | Schneider Electric | 01022021 |  | Schneider Electric |  | SRL | ENN42320 |  |  | 1 |  | 1 |  | 50 | HOEKSTUK | EQUERRE |  | CONDUIT RIGHT ANGLES 20MM | [18 empty] | 50 | 3295150423206 | 0 |  | 794 | 24 | 16.5 | 13.5 | 5346 | [23 empty] | 2 | Y | [12 empty] | SRI | I5 | 8536900100 | [33 empty] | https://eref.se.com/be/nl/sis-tarif/product/ENN42320 | https://eref.se.com/be/fr/sis-tarif/product/ENN42320
Schneider Electric | Schneider Electric | 01022021 |  | Schneider Electric |  | SRL | ENN42325 |  |  | 1.19 |  | 1 |  | 25 | HOEKSTUK | EQUERRE |  | CONDUIT RIGHT ANGLES 25MM | [18 empty] | 25 | 3295150423251 | 0 |  | 732 | 24 | 17 | 13 | 5304 | [23 empty] | 2 | Y | [12 empty] | SRI | I5 | 8536900100 | [33 empty] | https://eref.se.com/be/nl/sis-tarif/product/ENN42325 | https://eref.se.com/be/fr/sis-tarif/product/ENN42325
Schneider Electric | Schneider Electric | 01022021 |  | Schneider Electric |  | SRL | ENN42916 |  |  | 0.49 |  | 1 |  | 50 | HOEKSTUK WIT DIAM 16 | EQUERRE BLANC DIAM 16 |  | Equerre diam.16 blanc | [18 empty] | 50 | 3295150429161 | 0 |  | 800 | 3.9 | 3.9 | 2.1 | 31.941 | [23 empty] | 2 | Y | [12 empty] | SRI | I5 | 8536900100 | [33 empty] | https://eref.se.com/be/nl/sis-tarif/product/ENN42916 | https://eref.se.com/be/fr/sis-tarif/product/ENN42916
Schneider Electric | Schneider Electric | 01022021 |  | Schneider Electric |  | SRL | ENN42920 |  |  | 0.9 |  | 1 |  | 50 | HOEKSTUK WIT DIAM 20 | EQUERRE BLANC DIAM 20 |  | Equerre diam.20 blanc | [18 empty] | 50 | 3295150429208 | 0 |  | 1100 | 4.7 | 4.7 | 2.3 | 50.807 | [23 empty] | 2 | Y | [12 empty] | SRI | I5 | 8536900100 | [33 empty] | https://eref.se.com/be/nl/sis-tarif/product/ENN42920 | https://eref.se.com/be/fr/sis-tarif/product/ENN42920
Schneider Electric | Schneider Electric | 01022021 |  | Schneider Electric |  | SRL | ENN42925 |  |  | 1.04 |  | 1 |  | 25 | HOEKSTUK WIT DIAM 25 | EQUERRE BLANC DIAM 25 |  | Equerre diam.25 blanc | [18 empty] | 25 | 3295150429253 | 0 |  | 760 | 5.9 | 5.9 | 3.1 | 107.911 | [23 empty] | 2 | Y | [12 empty] | SRI | I5 | 8536900100 | [33 empty] | https://eref.se.com/be/nl/sis-tarif/product/ENN42925 | https://eref.se.com/be/fr/sis-tarif/product/ENN42925
Schneider Electric | Schneider Electric | 01022021 |  | Schneider Electric |  | SRL | ENN43340 |  |  | 4.42 |  | 1 |  | 1 | BOCHT GRIJS DIAM 40 | COUDE GRIS DIAM 40 |  | Coude 903 CEI NC 40 | [18 empty] | 1 | 3295150433403 | 0 |  | 146 | 15 | 42 | 4.5 | 2835 | [23 empty] | 2 | Y | [12 empty] | SRI | I5 | 8536900100 | [33 empty] | https://eref.se.com/be/nl/sis-tarif/product/ENN43340 | https://eref.se.com/be/fr/sis-tarif/product/ENN43340
Schneider Electric | Schneider Electric | 01022021 |  | Schneider Electric |  | SRL | ENN43350 |  |  | 5.51 |  | 1 |  | 1 | BOCHT GRIJS DIAM 50 | COUDE GRIS DIAM 50 |  | Coude 903 CEI NC 50 | [18 empty] | 1 | 3295150433502 | 0 |  | 228 | 48 | 17.5 | 5.5 | 4620 | [23 empty] | 2 | Y | [12 empty] | SRI | I5 | 8536900100 | [33 empty] | https://eref.se.com/be/nl/sis-tarif/product/ENN43350 | https://eref.se.com/be/fr/sis-tarif/product/ENN43350
Schneider Electric | Schneider Electric | 01022021 |  | Schneider Electric |  | SRL | ENN43363 |  |  | 7.16 |  | 1 |  | 1 | BOCHT GRIJS DIAM 63 | COUDE GRIS DIAM 63 |  | Coude 903 CEI NC 63 | [18 empty] | 1 | 3295150433632 | 0 |  | 360 | 20 | 59 | 6.5 | 7670 | [23 empty] | 2 | Y | [12 empty] | SRI | I5 | 8536900100 | [33 empty] | https://eref.se.com/be/nl/sis-tarif/product/ENN43363 | https://eref.se.com/be/fr/sis-tarif/product/ENN43363
Schneider Electric | Schneider Electric | 01022021 |  | Schneider Electric |  | SRL | ENN43916 |  |  | 1.46 |  | 1 |  | 100 | BOCHT WIT DIAM 16 | COUDE BLANC DIAM 16 |  | Coude 903 CEI NC 16 blanc | [18 empty] | 100 | 3295150439160 | 0 |  | 1910 | 11.3 | 11.3 | 1.9 | 242.611 | [23 empty] | 2 | Y | [12 empty] | SRI | I5 | 8536900100 | [33 empty] | https://eref.se.com/be/nl/sis-tarif/product/ENN43916 | https://eref.se.com/be/fr/sis-tarif/product/ENN43916
Schneider Electric | Schneider Electric | 01022021 |  | Schneider Electric |  | SRL | ENN43920 |  |  | 1.53 |  | 1 |  | 50 | BOCHT WIT DIAM 20 | COUDE BLANC DIAM 20 |  | Coude 903 CEI NC 20 blanc | [18 empty] | 50 | 3295150439207 | 0 |  | 1410 | 13.5 | 13.5 | 2.3 | 419.175 | [23 empty] | 2 | Y | [12 empty] | SRI | I5 | 8536900100 | [33 empty] | https://eref.se.com/be/nl/sis-tarif/product/ENN43920 | https://eref.se.com/be/fr/sis-tarif/product/ENN43920
Schneider Electric | Schneider Electric | 01022021 |  | Schneider Electric |  | SRL | ENN43925 |  |  | 2.12 |  | 1 |  | 20 | BOCHT WIT DIAM 25 | COUDE BLANC DIAM 25 |  | Coude 903 CEI NC 25 blanc | [18 empty] | 20 | 3295150439252 | 0 |  | 1090 | 18.8 | 18.8 | 2.8 | 989.632 | [23 empty] | 2 | Y | [12 empty] | SRI | I5 | 8536900100 | [33 empty] | https://eref.se.com/be/nl/sis-tarif/product/ENN43925 | https://eref.se.com/be/fr/sis-tarif/product/ENN43925
Schneider Electric | Schneider Electric | 01022021 |  | Schneider Electric |  | SRL | ENN44316 |  |  | 0.71 |  | 1 |  | 50 | T-STUK | FORME T |  | CONDUIT TEES 16MM | [18 empty] | 50 | 3295150443167 | 0 |  | 680 | 24 | 16.5 | 13 | 5148 | [23 empty] | 2 | Y | [12 empty] | SRI | I5 | 8536900100 | [33 empty] | https://eref.se.com/be/nl/sis-tarif/product/ENN44316 | https://eref.se.com/be/fr/sis-tarif/product/ENN44316
Schneider Electric | Schneider Electric | 01022021 |  | Schneider Electric |  | SRL | ENN44320 |  |  | 1.34 |  | 1 |  | 50 | T-STUK | FORME T |  | CONDUIT TEES 20MM | [18 empty] | 50 | 3295150443204 | 0 |  | 1098 | 14 | 16 | 24 | 5376 | [23 empty] | 2 | Y | [12 empty] | SRI | I5 | 8536900100 | [15 empty] | TUBE Mureva - section en T - gris - Ø 20 mm | [17 empty] | https://eref.se.com/be/nl/sis-tarif/product/ENN44320 | https://eref.se.com/be/fr/sis-tarif/product/ENN44320
Schneider Electric | Schneider Electric | 01022021 |  | Schneider Electric |  | SRL | ENN44325 |  |  | 1.43 |  | 1 |  | 25 | T-STUK | FORME T |  | CONDUIT TEES 25MM | [18 empty] | 25 | 3295150443259 | 0 |  | 976 | 13 | 16 | 23.5 | 4888 | [23 empty] | 2 | Y | [12 empty] | SRI | I5 | 8536900100 | [33 empty] | https://eref.se.com/be/nl/sis-tarif/product/ENN44325 | https://eref.se.com/be/fr/sis-tarif/product/ENN44325
Schneider Electric | Schneider Electric | 01022021 |  | Schneider Electric |  | SRL | ENN44916 |  |  | 0.64 |  | 1 |  | 50 | T-STUK WIT DIAM 16 | FORME T BLANC DIAM 16 |  | Te diam.16 blanc | [18 empty] | 50 | 3295150449169 | 0 |  | 940 | 5.6 | 3.9 | 2 | 43.68 | [23 empty] | 2 | Y | [12 empty] | SRI | I5 | 8536900100 | [15 empty] | TUBE Mureva - section en T - blanc - Ø 16 mm | [17 empty] | https://eref.se.com/be/nl/sis-tarif/product/ENN44916 | https://eref.se.com/be/fr/sis-tarif/product/ENN44916
Schneider Electric | Schneider Electric | 01022021 |  | Schneider Electric |  | SRL | ENN44920 |  |  | 1.21 |  | 1 |  | 50 | T-STUK WIT DIAM 20 | FORME T BLANC DIAM 20 |  | Te diam.20 blanc | [18 empty] | 50 | 3295150449206 | 0 |  | 1080 | 7 | 4.8 | 2.5 | 84 | [23 empty] | 2 | Y | [12 empty] | SRI | I5 | 8536900100 | [15 empty] | TUBE Mureva - section en T - blanc - Ø 20 mm | [17 empty] | https://eref.se.com/be/nl/sis-tarif/product/ENN44920 | https://eref.se.com/be/fr/sis-tarif/product/ENN44920
Schneider Electric | Schneider Electric | 01022021 |  | Schneider Electric |  | SRL | ENN45020 |  |  | 0.15 |  | 1 |  | 100 | INSTACLIPS | INSTACLIPS |  | GREY INSTACLIPS 16-20MM | [18 empty] | 100 | 3295150450202 | 0 |  | 222 | 19.5 | 12.5 | 8 | 1950 | [23 empty] | 2 | Y | [12 empty] | SRI | I5 | 8536900100 | [14 empty] | Mureva FIX - instaclip voor buizen met Ø16 en 20 mm | [18 empty] | https://eref.se.com/be/nl/sis-tarif/product/ENN45020 | https://eref.se.com/be/fr/sis-tarif/product/ENN45020
Schneider Electric | Schneider Electric | 01022021 |  | Schneider Electric |  | SRL | ENN45025 |  |  | 0.26 |  | 1 |  | 100 | INSTACLIPS | Instaclip NA 25 |  | INSTACLIPS | [18 empty] | 100 | 3295150450257 | 0 |  | 244 | 19 | 12.5 | 8 | 1900 | [23 empty] | 2 | Y | [12 empty] | SRI | I5 | 8536900100 | [5 empty] | 220060 | [8 empty] | Mureva FIX - Instalclip Ø25 mm - Grijs | Mureva FIX - Instalclip pour conduits Ø25 mm - Gris | [17 empty] | https://eref.se.com/be/nl/sis-tarif/product/ENN45025 | https://eref.se.com/be/fr/sis-tarif/product/ENN45025
Schneider Electric | Schneider Electric | 01022021 |  | Schneider Electric |  | SRL | ENN45116 |  |  | 0.26 |  | 1 |  | 100 | BUISCLIPS CEI16 | CLIPS A TUBE CEI 16 |  | BUISCLIPS CEI16 | [18 empty] | 100 | 3295150451162 | 0 |  | 284 | 11 | 16 | 8.5 | 1496 | [23 empty] | 2 | Y | [12 empty] | SRI | I5 | 8536900100 | [14 empty] | Mureva FIX - buisclip voor buizen met Ø16 mm | FIXATION Mureva - clip pour conduits Ø 16 mm | [17 empty] | https://eref.se.com/be/nl/sis-tarif/product/ENN45116 | https://eref.se.com/be/fr/sis-tarif/product/ENN45116
Schneider Electric | Schneider Electric | 01022021 |  | Schneider Electric |  | SRL | ENN45120 |  |  | 0.27 |  | 1 |  | 50 | BUISCLIPS CEI 20 | CLIPS A TUBE CEI 20 |  | BUISCLIPS CEI 20 | [18 empty] | 50 | 3295150451209 | 0 |  | 194 | 16 | 11 | 9 | 1584 | [23 empty] | 2 | Y | [12 empty] | SRI | I5 | 8536900100 | [14 empty] | Mureva FIX - buisclip voor buizen met Ø20 mm | FIXATION Mureva - clip pour conduits Ø 20 mm | [17 empty] | https://eref.se.com/be/nl/sis-tarif/product/ENN45120 | https://eref.se.com/be/fr/sis-tarif/product/ENN45120
Schneider Electric | Schneider Electric | 01022021 |  | Schneider Electric |  | SRL | ENN45125 |  |  | 0.29 |  | 1 |  | 50 | BUISCLIPS GRIJS DIAM 25 | CLIPS A TUBE GRIS DIAM25 |  | Clips à tube pour tube CEI 25 | [18 empty] | 50 | 3295150451254 | 0 |  | 234 | 16 | 11 | 8.5 | 1496 | [23 empty] | 2 | Y | [12 empty] | SRI | I5 | 8536900100 | [14 empty] | Mureva FIX - buisclip voor buizen met Ø25 mm | FIXATION Mureva - clip pour conduits Ø 25 mm | [17 empty] | https://eref.se.com/be/nl/sis-tarif/product/ENN45125 | https://eref.se.com/be/fr/sis-tarif/product/ENN45125
Schneider Electric | Schneider Electric | 01022021 |  | Schneider Electric |  | SRL | ENN45126 |  |  | 1.74 |  | 1 |  | 25 | RAIL VOOR BUISCLIPS | RAIL POUR CLIPSE A TUBE |  | RAIL VOOR BUISCLIPS | [18 empty] | 25 | 3295150451261 | 0 |  | 460 | 9 | 15.5 | 22.5 | 3138.75 | [23 empty] | 2 | Y | [12 empty] | SRI | I5 | 8536900100 | [14 empty] | Mureva FIX - rail - voor buisclips met diameter 16, 20 of 25 | Mureva FIX - rail - pour clips conduit avec des diamètres de 16, 20 ou 25 mm | [17 empty] | https://eref.se.com/be/nl/sis-tarif/product/ENN45126 | https://eref.se.com/be/fr/sis-tarif/product/ENN45126
Schneider Electric | Schneider Electric | 01022021 |  | Schneider Electric |  | SRL | ENN45825 |  |  | 0.1 |  | 1 |  | 50 | BUISCLIPS BLANC DIAM 25 | CLIPS A TUBE BLANC DIAM25 |  | Clips a tube blanc CEI N 25 | [18 empty] | 50 | 3295150458253 | 0 |  | 220 | 3.6 | 3 | 1.2 | 12.96 | [23 empty] | 14 | N | [12 empty] | SRI | I5 | 8536900100 | [14 empty] | Mureva FIX - buisclip voor buizen met Ø25 mm | FIXATION Mureva - clip pour conduits Ø 25 mm | [17 empty] | https://eref.se.com/be/nl/sis-tarif/product/ENN45825 | https://eref.se.com/be/fr/sis-tarif/product/ENN45825
Schneider Electric | Schneider Electric | 01022021 |  | Schneider Electric |  | SRL | ENN46109 |  |  | 14.98 |  | 100 |  | 100 | VOETJE SCHROEFBEVESTIGING | BERCEAUX CINTURA |  | CRADLE 78MM | [18 empty] | 100 | 3295150461093 | 0 |  | 200 | 17.5 | 13 | 4 | 910 | [23 empty] | 2 | Y | [12 empty] | SRC | I6 | 85389099 | [14 empty] | Thorsman Cintura - frame basis voor binder van 7,8 mm breed - 100 stuks | Thorsman Cintura-châssis pour collier d'une largeur maximale de 7,8mm-100 pièces | [17 empty] | https://eref.se.com/be/nl/sis-tarif/product/ENN46109 | https://eref.se.com/be/fr/sis-tarif/product/ENN46109
Schneider Electric | Schneider Electric | 01022021 |  | Schneider Electric |  | SRL | ENN46150 |  |  | 47.62 |  | 1 |  | 1 | SPANTANG METAAL | PINCE A COLLIERS |  | METAL PLIERS | [18 empty] | 1 | 3295150461505 | 0 |  | 390 | 20.5 | 10.5 | 3 | 645.75 | [23 empty] | 2 | Y | [12 empty] | SRC | I6 | 8205598000 | [14 empty] | Thorsman Cintura - kabelb. voor aansp. en snijden installatiebanden 6 en 9 mm | Thorsman Cintura - tenail. pour serrage et découp. de col. d'instal. de 6 et 9mm | [17 empty] | https://eref.se.com/be/nl/sis-tarif/product/ENN46150 | https://eref.se.com/be/fr/sis-tarif/product/ENN46150
Schneider Electric | Schneider Electric | 01022021 |  | Schneider Electric |  | SRL | ENN46964 |  |  | 7.26 |  | 100 |  | 1000 | CINTURA 4.8X188 BLACK | CINTURA 4.8X188 BLACK |  | CABLE TIES 4.8X188 BLACK | [18 empty] | 1000 | 3295150469648 | 0 |  | 0.399 | 16.5 | 28 | 14 | 6468 | [23 empty] | 2 | Y | [12 empty] | SRC | I6 | 3926909790 | [14 empty] | Thorsman Cintura - kabelbinder - zwart - 4,8 x 188 mm | Thorsman Cintura - collier de serrage - noir - 4,8 x 188 mm
Schneider Electric | Schneider Electric | 01022021 |  | Schneider Electric |  | SRL | ENN47922 |  |  | 13.09 |  | 100 |  | 100 | KABELBINDERS 9X132 | COLLIERS 9X132 |  | CABLE TIES 9X132 | [18 empty] | 100 | 3295150479227 | 0 |  | 220 | 15 | 10.5 | 8.5 | 1338.75 | [23 empty] | 2 | Y | [12 empty] | SRC | I6 | 3926909790 | [14 empty] | Mureva FIX - installatieband - 132x9 mm - 100 stuks | Fixation Mureva - collier d'installation - 132 x 9 mm - 100 pièces | [17 empty] | https://eref.se.com/be/nl/sis-tarif/product/ENN47922 | https://eref.se.com/be/fr/sis-tarif/product/ENN47922
Schneider Electric | Schneider Electric | 01022021 |  | Schneider Electric |  | SRL | ENN47930 |  |  | 13.09 |  | 100 |  | 100 | INSTAKABEL GRIJS 16-32MM VE | INSTACABLES |  | INSTACBL CLIP 15-30MM | [18 empty] | 100 | 3295150479302 | 0 |  | 3.5 | 22.5 | 15.5 | 9 | 3138.75 | [23 empty] | 2 | Y | [12 empty] | SRC | I6 | 8536900100 | [14 empty] | Mureva FIX - instacable voor buizen met Ø16-32 mm | FIXATION Mureva - instacable pour conduits Ø 16 32 mm | [17 empty] | https://eref.se.com/be/nl/sis-tarif/product/ENN47930 | https://eref.se.com/be/fr/sis-tarif/product/ENN47930
Schneider Electric | Schneider Electric | 01022021 |  | Schneider Electric |  | SRL | ENN47933 |  |  | 17.14 |  | 100 |  | 100 | MURAFIX | MURAFIX |  | MURAFIX | [18 empty] | 100 | 3295150479333 | 0 |  | 488 | 0 | 0 | 0 | 0 | [23 empty] | 2 | Y | [12 empty] | SRI | I5 | 3926909790 | [5 empty] | 220060 | [8 empty] | Mureva FIX - instacable voor buizen met Ø16-32 mm - met Murafix-plug | FIXATION Mureva - instacable pour conduits Ø 16 32 mm - avec prise Murafix | [17 empty] | https://eref.se.com/be/nl/sis-tarif/product/ENN47933 | https://eref.se.com/be/fr/sis-tarif/product/ENN47933
Schneider Electric | Schneider Electric | 01022021 |  | Schneider Electric |  | SRL | ENN47935 |  |  | 11.14 |  | 100 |  | 100 | INSTAKABEL ZWART DIAM 16-32 | INSTACABLES NOIR DIAM 16-32 |  | Instacbl CLIP 16-32mm | [18 empty] | 100 | 3295150479357 | 0 |  | 326 | 15.5 | 22.5 | 9 | 3138.75 | [23 empty] | 2 | Y | [12 empty] | SRC | I6 | 8536900100 | [14 empty] | Mureva FIX - instacable voor buizen met Ø16-32 mm | FIXATION Mureva - instacable pour conduits Ø 16 32 mm | [17 empty] | https://eref.se.com/be/nl/sis-tarif/product/ENN47935 | https://eref.se.com/be/fr/sis-tarif/product/ENN47935
Schneider Electric | Schneider Electric | 01022021 |  | Schneider Electric |  | SRL | ENN47939 |  |  | 11.14 |  | 100 |  | 100 | INSTAKABEL WIT DIAM 16-32 | INSTACABLES BLANC DIAM 16-32 |  | Instacable 930 RAL9010 | [18 empty] | 100 | 3295150479395 | 0 |  | 340 | 22.5 | 15.5 | 9 | 3138.75 | [23 empty] | 2 | Y | [12 empty] | SRC | I6 | 8536900100 | [14 empty] | Mureva FIX - instacable voor buizen met Ø16-32 mm | FIXATION Mureva - instacable pour conduits Ø 16 32 mm | [17 empty] | https://eref.se.com/be/nl/sis-tarif/product/ENN47939 | https://eref.se.com/be/fr/sis-tarif/product/ENN47939
Schneider Electric | Schneider Electric | 01022021 |  | Schneider Electric |  | SRL | ENN47942 |  |  | 20.37 |  | 100 |  | 100 | KABELBINDERS 9X194 | COLLIERS 9X194 |  | CABLE TIE 10-42MM | [18 empty] | 100 | 3295150479425 | 0 |  | 288 | 10.5 | 20.5 | 8.5 | 1829.625 | [23 empty] | 2 | Y | [12 empty] | SRC | I6 | 3926909790 | [14 empty] | Mureva FIX - installatieband - 194x9 mm - 100 stuks | Fixation Mureva - collier d'installation - 194 x 9 mm - 100 pièces | [17 empty] | https://eref.se.com/be/nl/sis-tarif/product/ENN47942 | https://eref.se.com/be/fr/sis-tarif/product/ENN47942
Schneider Electric | Schneider Electric | 01022021 |  | Schneider Electric |  | SRL | ENN47960 |  |  | 33.48 |  | 100 |  | 100 | INSTAKABELS | INSTACABLES |  | INSTACBL CLIP 25-60MM | [18 empty] | 100 | 3295150479609 | 0 |  | 8 | 35 | 14.5 | 14.5 | 7358.75 | [23 empty] | 2 | Y | [12 empty] | SRC | I6 | 8536900100 | [14 empty] | Mureva FIX - instacable voor buizen met Ø40-63 mm | FIXATION Mureva - instacable pour conduits Ø 40 63 mm | [17 empty] | https://eref.se.com/be/nl/sis-tarif/product/ENN47960 | https://eref.se.com/be/fr/sis-tarif/product/ENN47960
Schneider Electric | Schneider Electric | 01022021 |  | Schneider Electric |  | SRL | ENN47962 |  |  | 27.63 |  | 100 |  | 100 | KABELBINDERS 9X273 | COLLIERS 9X273 |  | CABLE TIE 26-62MM | [18 empty] | 100 | 3295150479623 | 0 |  | 440 | 10.5 | 29 | 8.5 | 2588.25 | [23 empty] | 2 | Y | [12 empty] | SRC | I6 | 3926909790 | [14 empty] | Mureva FIX - installatieband - 273x9 mm - 100 stuks | Fixation Mureva - collier d'installation - 273 x 9 mm - 100 pièces | [17 empty] | https://eref.se.com/be/nl/sis-tarif/product/ENN47962 | https://eref.se.com/be/fr/sis-tarif/product/ENN47962
Schneider Electric | Schneider Electric | 01022021 |  | Schneider Electric |  | SRL | ENN47963 |  |  | 20.55 |  | 100 |  | 100 | INSTAKABEL MURAFIX GRIJS DIAM 40-63 | INSTACABLES MURAFIX GRIS DIAM 40-63 |  | MURAFIX chev.+instabl.960+bout. | [18 empty] | 100 | 3295150479630 | 0 |  | 800 | 30 | 1.5 | 1.5 | 67.5 | [23 empty] | 2 | Y | [12 empty] | SRI | I5 | 3926909790 | [14 empty] | Mureva FIX - instacable voor buizen met Ø40-63 mm - met Murafix-plug | FIXATION Mureva - instacable pour conduits Ø 40 63 mm - avec prise Murafix | [17 empty] | https://eref.se.com/be/nl/sis-tarif/product/ENN47963 | https://eref.se.com/be/fr/sis-tarif/product/ENN47963
Schneider Electric | Schneider Electric | 01022021 |  | Schneider Electric |  | SRL | ENN47965 |  |  | 58.19 |  | 100 |  | 100 | INSTAKABEL BLACK | INSTACABLE BLACK |  | INSTACBL CLIP 40-63MM | [18 empty] | 100 | 3295150479654 | 0 |  | 675 | 35 | 14.5 | 15 | 7612.5 | [23 empty] | 2 | Y | [12 empty] | SRC | I6 | 8536900100 | [14 empty] | Mureva FIX - instacable voor buizen met Ø40-63 mm | FIXATION Mureva - instacable pour conduits Ø 40 63 mm | [17 empty] | https://eref.se.com/be/nl/sis-tarif/product/ENN47965 | https://eref.se.com/be/fr/sis-tarif/product/ENN47965
Schneider Electric | Schneider Electric | 01022021 |  | Schneider Electric |  | SRL | ENN47992 |  |  | 36.37 |  | 100 |  | 100 | KABELBINDERS - 370x9 mm | COLLIERS - 370x9 mm |  | CABLE TIE 55-92MM | [18 empty] | 100 | 3295150479920 | 0 |  | 3 | 10 | 39 | 8 | 3120 | [23 empty] | 2 | Y | [12 empty] | SRC | I6 | 3926909790 | [14 empty] | Mureva FIX - Kabelblinders - 370x9 mm | Mureva FIX - Colliers d'installation - 370x9 mm | [17 empty] | https://eref.se.com/be/nl/sis-tarif/product/ENN47992 | https://eref.se.com/be/fr/sis-tarif/product/ENN47992
Schneider Electric | Schneider Electric | 01022021 |  | Schneider Electric |  | SRL | ENN47994 |  |  | 17.47 |  | 100 |  | 100 | VOETSTUKJE | EMBASES |  | CABLE TIE BASE | [18 empty] | 100 | 3295150479944 | 0 |  | 168 | 16 | 11 | 8.5 | 1496 | [23 empty] | 2 | Y | [12 empty] | SRC | I6 | 3926909790 | [14 empty] | Mureva FIX - voetstukjee | Mureva FIX - Embase simple pour collier d'installation | [17 empty] | https://eref.se.com/be/nl/sis-tarif/product/ENN47994 | https://eref.se.com/be/fr/sis-tarif/product/ENN47994
Schneider Electric | Schneider Electric | 01022021 |  | Schneider Electric |  | SRL | ENN47995 |  |  | 26.19 |  | 100 |  | 100 | VOETSTUKJE | EMBASES |  | CBL TIE BASE+M7 TAPPD HOLE | [18 empty] | 100 | 3295150479951 | 0 |  | 280 | 11 | 16 | 8.5 | 1496 | [23 empty] | 2 | Y | [12 empty] | SRC | I6 | 3926909790 | [14 empty] | Mureva FIX - voetstukjee | Mureva FIX - Embase simple pour collier d'installation | [17 empty] | https://eref.se.com/be/nl/sis-tarif/product/ENN47995 | https://eref.se.com/be/fr/sis-tarif/product/ENN47995
Schneider Electric | Schneider Electric | 01022021 |  | Schneider Electric |  | SRL | ENN47998 |  |  | 33.48 |  | 100 |  | 100 | VOETSTUKJE MET PLUG | EMBASES A CHEVILLES |  | BASE WALL STAND-OFF | [18 empty] | 100 | 3295150479982 | 0 |  | 330 | 11 | 16 | 8.5 | 1496 | [23 empty] | 2 | Y | [12 empty] | SRC | I6 | 3926909790 | [14 empty] | Mureva FIX - basis met plug en muurafstand 15 mm | FIXATION Mureva - base avec prise et espacement mural 15 mm | [17 empty] | https://eref.se.com/be/nl/sis-tarif/product/ENN47998 | https://eref.se.com/be/fr/sis-tarif/product/ENN47998
Schneider Electric | Schneider Electric | 01022021 |  | Schneider Electric |  | SRL | ENN48934 |  |  | 0.16 |  | 1 |  | 100 | PLUG | CHEVILLE |  | M8 WALL PLUG | [18 empty] | 100 | 3295150489349 | 0 |  | 17 | 13 | 9 | 8 | 936 | [23 empty] | 2 | Y | [12 empty] | SRI | I5 | 3926909790 | [15 empty] | FIXATION Mureva - prise Murafix - M8 - gris | [17 empty] | https://eref.se.com/be/nl/sis-tarif/product/ENN48934 | https://eref.se.com/be/fr/sis-tarif/product/ENN48934
Schneider Electric | Schneider Electric | 01022021 |  | Schneider Electric |  | SRL | ENN48935 |  |  | 0.15 |  | 1 |  | 200 | PLUG | CHEVILLE |  | M6 WALL PLUG | [18 empty] | 200 | 3295150489356 | 0 |  | 11 | 13 | 10 | 8 | 1040 | [23 empty] | 2 | Y | [12 empty] | SRI | I5 | 3926909790 | [15 empty] | FIXATION Mureva - prise Murafix - M6 - gris | [17 empty] | https://eref.se.com/be/nl/sis-tarif/product/ENN48935 | https://eref.se.com/be/fr/sis-tarif/product/ENN48935
Schneider Electric | Schneider Electric | 01022021 |  | Schneider Electric |  | SRL | ENN74120 |  |  | 11.26 |  | 1 |  | 1 | CONNECTOR VOOR VOEDING MANNELIJK (WIT) | CONNECTEUR "ALIM" MALE (BLANC) |  | CONNECTOR FOR POWER SUPPLY MALE (WHITE) | [18 empty] | 1 |  | 0 |  | 1 | 12 | 55 | 43 | 28380 |  | 1 | 3642 | 12 | 55 | 43 | [9 empty] | 40 | 163600 | 120 | 161 | 80 |  |  |  | 14 | N | [12 empty] | SRT | I3 | 8538100000 | [14 empty] | CONNECTOR VOOR VOEDING MANNELIJK (WIT) | CONNECTEUR "ALIM" MALE (BLANC)
Schneider Electric | Schneider Electric | 01022021 |  | Schneider Electric |  | SRL | ENN74123 |  |  | 11.26 |  | 1 |  | 1 | CONNECTOR "ALARM" MANNELIJK (ORANJE) | CONNECTEUR "ALARM" MALE (ORANGE)) |  | CONNECTOR "ALARM" MALE (ORANGE) | [18 empty] | 1 |  | 0 |  | 1 | 12 | 55 | 43 | 28380 |  | 1 | 3642 | 12 | 55 | 43 | [9 empty] | 40 | 163600 | 120 | 161 | 80 |  |  |  | 14 | N | [12 empty] | SRT | I3 | 8538100000 | [14 empty] | CONNECTOR "ALARM" MANNELIJK (ORANJE) | CONNECTEUR "ALARM" MALE (ORANGE))
Schneider Electric | Schneider Electric | 01022021 |  | Schneider Electric |  | SRL | ENN74134 |  |  | 187.11 |  | 1 |  | 1 | TRANSFORMATOR ETR/20 | TRANSFORMATEUR ETR/20 |  | TRANSFORMER ETR/20 | [18 empty] | 1 | 3295150741348 | 0 |  | 3320 | 0 | 0 | 0 | 0 | [23 empty] | 14 | N | [12 empty] | SRT | I3 | 8415900099 | [14 empty] | TRANSFORMATEUR ETR/20 | TRANSFORMATEUR ETR/20
Schneider Electric | Schneider Electric | 01022021 |  | Schneider Electric |  | SRL | ENN74136 |  |  | 354.52 |  | 1 |  | 1 | CONTROLE EENHEID | REGULATEUR |  | CONTROL UNIT | [18 empty] | 1 |  | 0 |  | 220 | 48 | 28 | 94 | 126336 | [23 empty] | 14 | N | [12 empty] | SRT | I3 | 8415900099 | [14 empty] | CONTROLE EENHEID | REGULATEUR
Schneider Electric | Schneider Electric | 01022021 |  | Schneider Electric |  | SRL | ENN82251 |  |  | 49.08 |  | 1 |  | 1 | AUTOMATENKAST 8 MODULES | COFFRET MODULAIRE 8 MODULES |  | AUTOMATENKAST 8 MODULES | [18 empty] | 1 | 3295150822511 | 0 |  | 111000 | 68 | 85 | 193 | 1115540 | [23 empty] | 14 | N | [12 empty] | SRF | I0 | 8538100000
Schneider Electric | Schneider Electric | 01022021 |  | Schneider Electric |  | SRL | ENN82252 |  |  | 61.36 |  | 1 |  | 1 | AUTOMATENKAST 13 MODULES | COFFRET MODULAIRE 13 MODULES |  | AUTOMATENKAST 13 MODULES | [18 empty] | 1 | 3295150822528 | 0 |  | 111000 | 68 | 85 | 193 | 1115540 | [23 empty] | 14 | N | [12 empty] | SRF | I0 | 8538100000
Schneider Electric | Schneider Electric | 01022021 |  | Schneider Electric |  | SRL | ENN94442 |  |  | 226.19 |  | 1 |  | 1 | 1000 ST KABELBINDERS 9X194 + SPANTANG | 1000 PC COLLIERS 9X194 + PINCE A COLLIER |  | Pack de 1000x47942 + 1x46150 | [18 empty] | 1 | 3295150944428 | 0 |  | 3000 | 19 | 22 | 31 | 12958 | [23 empty] | 2 | Y | [12 empty] | SRC | I6 | 3926909790 | [14 empty] | Mureva FIX-installatieband met ger. voor het aanspannen-194x9 mm-1000 stuks | Mureva FIX - collier d'installation avec outil de serrage - 194x9mm-1 000 pièces | [17 empty] | https://eref.se.com/be/nl/sis-tarif/product/ENN94442 | https://eref.se.com/be/fr/sis-tarif/product/ENN94442
Schneider Electric | Schneider Electric | 01022021 |  | Schneider Electric |  | SRL | ENN94462 |  |  | 291.67 |  | 1 |  | 1 | 1000 ST KABELBINDERS 9X273 + SPANTANG | 1000 PC COLLIERS 9X273 + PINCE A COLLIER |  | Pack de 1000x47962 + 1x46150 | [18 empty] | 1 | 3295150944626 | 0 |  | 4380 | 26 | 29 | 30 | 22620 | [23 empty] | 2 | Y | [12 empty] | SRC | I6 | 3926909790 | [14 empty] | Mureva FIX-installatieband met ger. voor het aanspannen-273x9 mm-1000 stuks | Mureva FIX - collier d'installation avec outil de serrage - 273x9mm-1 000 pièces | [17 empty] | https://eref.se.com/be/nl/sis-tarif/product/ENN94462 | https://eref.se.com/be/fr/sis-tarif/product/ENN94462
Schneider Electric | Schneider Electric | 01022021 |  | Schneider Electric |  | SRL | ENN94492 |  |  | 361.96 |  | 1 |  | 1 | 1000 ST KABELBINDERS 9X370 + SPANTANG | 1000 PC COLLIERS 9X370 + PINCE A COLLIER |  | Pack de 1000x47992 + 1x46150 | [18 empty] | 1 | 3295150944923 | 0 |  | 5840 | 24 | 30 | 40 | 28800 | [23 empty] | 2 | Y | [12 empty] | SRC | I6 | 3926909790 | [14 empty] | Mureva FIX-installatieband met ger. voor het aanspannen-370x9 mm-1000 stuks | Mureva FIX - collier d'installation avec outil de serrage - 370x9mm-1 000 pièces | [17 empty] | https://eref.se.com/be/nl/sis-tarif/product/ENN94492 | https://eref.se.com/be/fr/sis-tarif/product/ENN94492
Schneider Electric | Schneider Electric | 01022021 |  | Schneider Electric |  | SRL | ENN94535 |  |  | 16.83 |  | 1 |  | 1 | Doos aansluiting +lampconnectie | Pack point de centre+douille |  | Doos aansluiting +lampconnectie | [18 empty] | 1 |  | 0 |  | 109 | 0 | 0 | 0 | 0 | [23 empty] | 15 | N | [12 empty] | SRI | I5 | 8538100000
Schneider Electric | Schneider Electric | 01022021 |  | Schneider Electric |  | SED | EVA1SADS |  |  | 1160 |  | 1 |  | 1 | EVlink AC elektrische voertuigsimulator | EVlink AC charger testing tool |  | EVlink AC charger testing tool | [18 empty] | 1 | 3606481812728 | 0 |  | 1152 | 36 | 24 | 10 | 8.64 | [7 empty] | 13606481812725 | 6 | 8203 | 60 | 40 | 30 |  |  | 24 | 38000 | 60 | 80 | 900 |  |  |  | 7 | N | [12 empty] | ELU | LU | 9031808000 | [14 empty] | EVlink AC elektrische voertuigsimulator | EVlink AC charger testing tool | [17 empty] | https://eref.se.com/be/nl/sis-tarif/product/EVA1SADS | https://eref.se.com/be/fr/sis-tarif/product/EVA1SADS
Schneider Electric | Schneider Electric | 01022021 |  | Schneider Electric |  | SED | EVCP060D5IP00 |  |  | 15042.14 |  | 1 |  | 1 | ACCUSINE PFV+ 60A 380-480V IP00 | FILTRE ACTIF PLUS VAR 60A 380-480V IP00 |  | AccuSine PFV+ 60A 380-480 VAC IP00 | [18 empty] | 1 | 3606480851544 | 0 |  | 143000 | 173 | 74 | 71 | 908.942 | [23 empty] | 40 | N | [12 empty] | ME1 | M2 | 8543709099 | [33 empty] | https://eref.se.com/be/nl/sis-tarif/product/EVCP060D5IP00 | https://eref.se.com/be/fr/sis-tarif/product/EVCP060D5IP00
Schneider Electric | Schneider Electric | 01022021 |  | Schneider Electric |  | SED | EVCP060D5IP31 |  |  | 22573.82 |  | 1 |  | 1 | ACCUSINE PFV+ 60A 380-480V IP31 | FILTRE ACTIF PLUS VAR 60A 380-480V IP31 |  | AccuSine PFV+ 60A 380-480 VAC IP31 | [18 empty] | 1 | 3606480851582 | 0 |  | 362000 | 119 | 119 | 233 | 3299.513 | [23 empty] | 40 | N | [12 empty] | ME1 | M2 | 8543709099 | [33 empty] | https://eref.se.com/be/nl/sis-tarif/product/EVCP060D5IP31 | https://eref.se.com/be/fr/sis-tarif/product/EVCP060D5IP31
Schneider Electric | Schneider Electric | 01022021 |  | Schneider Electric |  | SED | EVCP060D5IP54 |  |  | 23931.65 |  | 1 |  | 1 | ACCUSINE PFV+ 60A 380-480V IP54 | FILTRE ACTIF PLUS VAR 60A 380-480V IP54 |  | ACTIVE FILTER PLUS VAR 60A 380-480V IP54 | [18 empty] | 1 | 3606480851667 | 0 |  | 381000 | 119 | 119 | 233 | 3299.513 | [23 empty] | 40 | N | [12 empty] | ME1 | M2 | 8543709099 | [33 empty] | https://eref.se.com/be/nl/sis-tarif/product/EVCP060D5IP54 | https://eref.se.com/be/fr/sis-tarif/product/EVCP060D5IP54
Schneider Electric | Schneider Electric | 01022021 |  | Schneider Electric |  | SED | EVCP060D5N12 |  |  | 23931.65 |  | 1 |  | 1 | ACCUSINE PFV+ 60A 380-480V N12 | FILTRE ACTIF PLUS VAR 60A 380-480V N12 |  | ACTIVE FILTER PLUS VAR 60A 380-480V N12 | [18 empty] | 1 | 3606480851704 | 0 |  | 381000 | 119.4 | 119.4 | 0.1 | 1425.636 | [23 empty] | 40 | N | [12 empty] | ME1 | M2 | 8543709099 | [33 empty] | https://eref.se.com/be/nl/sis-tarif/product/EVCP060D5N12 | https://eref.se.com/be/fr/sis-tarif/product/EVCP060D5N12
Schneider Electric | Schneider Electric | 01022021 |  | Schneider Electric |  | SED | EVCP060D5N2 |  |  | 22573.82 |  | 1 |  | 1 | ACCUSINE PFV+ 60A 380-480V N2 | FILTRE ACTIF PLUS VAR 60A 380-480V N2 |  | ACTIVE FILTER PLUS VAR 60A 380-480V N2 | [18 empty] | 1 | 3606480851629 | 0 |  | 362000 | 119.4 | 119.4 | 0.1 | 1425.636 | [23 empty] | 40 | N | [12 empty] | ME1 | M2 | 8543709099 | [33 empty] | https://eref.se.com/be/nl/sis-tarif/product/EVCP060D5N2 | https://eref.se.com/be/fr/sis-tarif/product/EVCP060D5N2
Schneider Electric | Schneider Electric | 01022021 |  | Schneider Electric |  | SED | EVCP120D5IP00 |  |  | 20197.63 |  | 1 |  | 1 | ACCUSINE PFV+ 120A 380-480V IP00 | FILTRE ACTIF PLUS VAR 120A 380-480V IP00 |  | AccuSine PFV+ 120A 380-480 VAC IP00 | [18 empty] | 1 | 3606480851551 | 0 |  | 167000 | 173 | 74 | 71 | 908.942 | [23 empty] | 40 | N | [12 empty] | ME1 | M2 | 8543709099 | [33 empty] | https://eref.se.com/be/nl/sis-tarif/product/EVCP120D5IP00 | https://eref.se.com/be/fr/sis-tarif/product/EVCP120D5IP00
Schneider Electric | Schneider Electric | 01022021 |  | Schneider Electric |  | SED | EVCP120D5IP31 |  |  | 27347.42 |  | 1 |  | 1 | ACCUSINE PFV+ 120A 380-480V IP31 | FILTRE ACTIF PLUS VAR 120A 380-480V IP31 |  | AccuSine PFV+ 120A 380-480 VAC IP31 | [18 empty] | 1 | 3606480851599 | 0 |  | 369000 | 119 | 119 | 233 | 3299.513 | [23 empty] | 40 | N | [12 empty] | ME1 | M2 | 8543709099 | [33 empty] | https://eref.se.com/be/nl/sis-tarif/product/EVCP120D5IP31 | https://eref.se.com/be/fr/sis-tarif/product/EVCP120D5IP31
Schneider Electric | Schneider Electric | 01022021 |  | Schneider Electric |  | SED | EVCP120D5IP54 |  |  | 28705.25 |  | 1 |  | 1 | ACCUSINE PFV+ 120A 380-480V IP54 | FILTRE ACTIF PLUS VAR 120A 380-480V IP54 |  | AccuSine PFV+ 120A 380-480 VAC IP54 | [18 empty] | 1 | 3606480851674 | 0 |  | 383000 | 119 | 119 | 233 | 3299.513 | [23 empty] | 40 | N | [12 empty] | ME1 | M2 | 8543709099 | [33 empty] | https://eref.se.com/be/nl/sis-tarif/product/EVCP120D5IP54 | https://eref.se.com/be/fr/sis-tarif/product/EVCP120D5IP54
Schneider Electric | Schneider Electric | 01022021 |  | Schneider Electric |  | SED | EVCP120D5N12 |  |  | 28705.25 |  | 1 |  | 1 | ACCUSINE PFV+ 120A 380-480V N12 | FILTRE ACTIF PLUS VAR 120A 380-480V N12 |  | ACTIVE FILTER PLUS VAR 120A 380-480V N12 | [18 empty] | 1 | 3606480851711 | 0 |  | 383000 | 119.4 | 119.4 | 0.1 | 1425.636 | [23 empty] | 40 | N | [12 empty] | ME1 | M2 | 8543709099 | [33 empty] | https://eref.se.com/be/nl/sis-tarif/product/EVCP120D5N12 | https://eref.se.com/be/fr/sis-tarif/product/EVCP120D5N12
Schneider Electric | Schneider Electric | 01022021 |  | Schneider Electric |  | SED | EVCP120D5N2 |  |  | 27347.42 |  | 1 |  | 1 | ACCUSINE PFV+ 120A 380-480V N2 | FILTRE ACTIF PLUS VAR 120A 380-480V N2 |  | ACTIVE FILTER PLUS VAR 120A 380-480V N2 | [18 empty] | 1 | 3606480851636 | 0 |  | 369000 | 119 | 119 | 233 | 3299.513 | [23 empty] | 40 | N | [12 empty] | ME1 | M2 | 8543709099 | [33 empty] | https://eref.se.com/be/nl/sis-tarif/product/EVCP120D5N2 | https://eref.se.com/be/fr/sis-tarif/product/EVCP120D5N2
Schneider Electric | Schneider Electric | 01022021 |  | Schneider Electric |  | SED | EVCP200D5IP00 |  |  | 28684.03 |  | 1 |  | 1 | ACCUSINE PFV+ 200A 380-480V IP00 | FILTRE ACTIF PLUS VAR 200A 380-480V IP00 |  | AccuSine PFV+ 200A 380-480 VAC IP00 | [18 empty] | 1 | 3606480851568 | 0 |  | 226000 | 173 | 74 | 71 | 908.942 | [23 empty] | 40 | N | [12 empty] | ME1 | M2 | 8543709099 | [33 empty] | https://eref.se.com/be/nl/sis-tarif/product/EVCP200D5IP00 | https://eref.se.com/be/fr/sis-tarif/product/EVCP200D5IP00
Schneider Electric | Schneider Electric | 01022021 |  | Schneider Electric |  | SED | EVCP200D5IP31 |  |  | 34391.14 |  | 1 |  | 1 | ACCUSINE PFV+ 200A 380-480V IP31 | FILTRE ACTIF PLUS VAR 200A 380-480V IP31 |  | AccuSine PFV+ 200A 380-480 VAC IP31 | [18 empty] | 1 | 3606480851605 | 0 |  | 475000 | 119 | 119 | 233 | 3299.513 | [23 empty] | 40 | N | [12 empty] | ME1 | M2 | 8543709099 | [33 empty] | https://eref.se.com/be/nl/sis-tarif/product/EVCP200D5IP31 | https://eref.se.com/be/fr/sis-tarif/product/EVCP200D5IP31
Schneider Electric | Schneider Electric | 01022021 |  | Schneider Electric |  | SED | EVCP200D5IP54 |  |  | 38507.04 |  | 1 |  | 1 | ACCUSINE PFV+ 200A 380-480V IP54 | FILTRE ACTIF PLUS VAR 200A 380-480V IP54 |  | AccuSine PFV+ 200A 380-480 VAC IP54 | [18 empty] | 1 | 3606480851681 | 0 |  | 488000 | 119 | 119 | 233 | 3299.513 | [23 empty] | 40 | N | [12 empty] | ME1 | M2 | 8543709099 | [33 empty] | https://eref.se.com/be/nl/sis-tarif/product/EVCP200D5IP54 | https://eref.se.com/be/fr/sis-tarif/product/EVCP200D5IP54
Schneider Electric | Schneider Electric | 01022021 |  | Schneider Electric |  | SED | EVCP200D5N12 |  |  | 38507.04 |  | 1 |  | 1 | ACCUSINE PFV+ 200A 380-480V N12 | FILTRE ACTIF PLUS VAR 200A 380-480V N12 |  | ACTIVE FILTER PLUS VAR 200A 380-480V N12 | [18 empty] | 1 | 3606480851728 | 0 |  | 488000 | 119 | 119 | 233 | 3299.513 | [23 empty] | 40 | N | [12 empty] | ME1 | M2 | 8543709099 | [33 empty] | https://eref.se.com/be/nl/sis-tarif/product/EVCP200D5N12 | https://eref.se.com/be/fr/sis-tarif/product/EVCP200D5N12
Schneider Electric | Schneider Electric | 01022021 |  | Schneider Electric |  | SED | EVCP200D5N2 |  |  | 34391.14 |  | 1 |  | 1 | ACCUSINE PFV+ 200A 380-480V N2 | FILTRE ACTIF PLUS VAR 200A 380-480V N2 |  | ACTIVE FILTER PLUS VAR 200A 380-480V N2 | [18 empty] | 1 | 3606480851643 | 0 |  | 475000 | 119.4 | 119.4 | 0.1 | 1425.636 | [23 empty] | 40 | N | [12 empty] | ME1 | M2 | 8543709099 | [33 empty] | https://eref.se.com/be/nl/sis-tarif/product/EVCP200D5N2 | https://eref.se.com/be/fr/sis-tarif/product/EVCP200D5N2
Schneider Electric | Schneider Electric | 01022021 |  | Schneider Electric |  | SED | EVCP300D5IP00 |  |  | 35897.47 |  | 1 |  | 1 | ACCUSINE PFV+ 300A 380-480V IP00 | FILTRE ACTIF PLUS VAR 300A 380-480V IP00 |  | AccuSine PFV+ 300A 380-480 VAC IP00 | [18 empty] | 1 | 3606480851575 | 0 |  | 264000 | 173 | 74 | 71 | 908.942 | [23 empty] | 40 | N | [12 empty] | ME1 | M2 | 8543709099 | [33 empty] | https://eref.se.com/be/nl/sis-tarif/product/EVCP300D5IP00 | https://eref.se.com/be/fr/sis-tarif/product/EVCP300D5IP00
Schneider Electric | Schneider Electric | 01022021 |  | Schneider Electric |  | SED | EVCP300D5IP31 |  |  | 43301.86 |  | 1 |  | 1 | ACCUSINE PFV+ 300A 380-480V IP31 | FILTRE ACTIF PLUS VAR 300A 380-480V IP31 |  | AccuSine PFV+ 300A 380-480 VAC IP31 | [18 empty] | 1 | 3606480851612 | 0 |  | 513000 | 119 | 119 | 233 | 3299.513 | [23 empty] | 40 | N | [12 empty] | ME1 | M2 | 8543709099 | [33 empty] | https://eref.se.com/be/nl/sis-tarif/product/EVCP300D5IP31 | https://eref.se.com/be/fr/sis-tarif/product/EVCP300D5IP31
Schneider Electric | Schneider Electric | 01022021 |  | Schneider Electric |  | SED | EVCP300D5IP54 |  |  | 47120.74 |  | 1 |  | 1 | ACCUSINE PFV+ 300A 380-480V IP54 | FILTRE ACTIF PLUS VAR 300A 380-480V IP54 |  | AccuSine PFV+ 300A 380-480 VAC IP54 | [18 empty] | 1 | 3606480851698 | 0 |  | 527000 | 119 | 119 | 233 | 3299.513 | [23 empty] | 40 | N | [12 empty] | ME1 | M2 | 8543709099 | [33 empty] | https://eref.se.com/be/nl/sis-tarif/product/EVCP300D5IP54 | https://eref.se.com/be/fr/sis-tarif/product/EVCP300D5IP54
Schneider Electric | Schneider Electric | 01022021 |  | Schneider Electric |  | SED | EVCP300D5N12 |  |  | 47120.74 |  | 1 |  | 1 | ACCUSINE PFV+ 300A 380-480V N12 | FILTRE ACTIF PLUS VAR 300A 380-480V N12 |  | ACTIVE FILTER PLUS VAR 300A 380-480V N12 | [18 empty] | 1 | 3606480851735 | 0 |  | 527000 | 119.4 | 119.4 | 0.1 | 1425.636 | [23 empty] | 40 | N | [12 empty] | ME1 | M2 | 8543709099 | [33 empty] | https://eref.se.com/be/nl/sis-tarif/product/EVCP300D5N12 | https://eref.se.com/be/fr/sis-tarif/product/EVCP300D5N12
Schneider Electric | Schneider Electric | 01022021 |  | Schneider Electric |  | SED | EVCP300D5N2 |  |  | 43301.86 |  | 1 |  | 1 | ACCUSINE PFV+ 300A 380-480V N2 | FILTRE ACTIF PLUS VAR 300A 380-480V N2 |  | ACTIVE FILTER PLUS VAR 300A 380-480V N2 | [18 empty] | 1 | 3606480851650 | 0 |  | 513000 | 119 | 119 | 233 | 3299.513 | [23 empty] | 40 | N | [12 empty] | ME1 | M2 | 8543709099 | [33 empty] | https://eref.se.com/be/nl/sis-tarif/product/EVCP300D5N2 | https://eref.se.com/be/fr/sis-tarif/product/EVCP300D5N2
Schneider Electric | Schneider Electric | 01022021 |  | Schneider Electric |  | SED | EVD1S24T0B |  |  | 16289.1 |  | 1 |  | 1 | Evlink 24kW DC CCS Combo 2 laadpaal | Evlink DC 24kW CCS Combo 2 |  | 24kW DC Charger_CCS Combo 2 | [8 empty] | 09.54 | 1 | [8 empty] | 1 | 3606489778897 | 0 |  | 103000 | 122 | 67 | 60 | 490.44 | [23 empty] | 37 | N | [12 empty] | ELU | LU | 8504405590 | [14 empty] | Evlink 24kW DC CCS Combo 2 snellader - wandmontage | Evlink borne charge rapide DC 24kW CCS Combo 2 - montage mural | [17 empty] | https://eref.se.com/be/nl/sis-tarif/product/EVD1S24T0B | https://eref.se.com/be/fr/sis-tarif/product/EVD1S24T0B
Schneider Electric | Schneider Electric | 01022021 |  | Schneider Electric |  | SED | EVD1S24T0H |  |  | 17003.12 |  | 1 |  | 1 | Evlink 24kW DC CHAdeMO laadpaal | Evlink DC 24kW DC CHAdeMO |  | 24kW DC Charger_CHAdeMO | [8 empty] | 09.54 | 1 | [8 empty] | 1 | 3606489778880 | 0 |  | 70000 | 122 | 67 | 60 | 490.44 | [23 empty] | 37 | N | [12 empty] | ELU | LU | 8504405590 | [14 empty] | Evlink 24kW DC CHAdeMO snellader - wandmontage | Evlink borne charge rapide DC 24kW DC CHAdeMO- montage mural | [17 empty] | https://eref.se.com/be/nl/sis-tarif/product/EVD1S24T0H | https://eref.se.com/be/fr/sis-tarif/product/EVD1S24T0H
Schneider Electric | Schneider Electric | 01022021 |  | Schneider Electric |  | SED | EVD1S24THB |  |  | 23178.2 |  | 1 |  | 1 | Evlink 24kW DC CHAdeMO & Combo CCS 2 | Evlink DC 24kW CHAdeMO & Combo CCS 2 |  | 24kW DC Charger_CHAdeMO_CCS Combo 2 | [8 empty] | 09.54 | 1 | [8 empty] | 1 | 3606489778903 | 0 |  | 80000 | 150 | 67 | 58 | 582.9 | [23 empty] | 37 | N | [12 empty] | ELU | LU | 8504405590 | [14 empty] | Evlink 24kW DC Charger CHAdeMO <(>&<)> Combo CCS 2 snellader - wandmontage | Evlink borne charge rapide DC 24kW CHAdeMO & Combo CCS 2 - montage mural | [17 empty] | https://eref.se.com/be/nl/sis-tarif/product/EVD1S24THB | https://eref.se.com/be/fr/sis-tarif/product/EVD1S24THB
Schneider Electric | Schneider Electric | 01022021 |  | Schneider Electric |  | SED | EVD1S24THB2 |  |  | 24174.5 |  | 1 |  | 1 | Evlink 24/22kW DC/AC | Evlink DC/AC 24/22kW |  | 24DC/22AC Charger_CHAdeMO_Combo 2_T2 | [8 empty] | 09.54 | 1 | [8 empty] | 1 | 3606489778910 | 0 |  | 93000 | 150 | 67 | 58 | 582.9 | [23 empty] | 37 | N | [12 empty] | ELU | LU | 8504405590 | [14 empty] | Evlink 24/22kW DC/AC CHAdeMO , CCS Combo 2, AC T2 snellader - wand montage | Evlink charge rapide DC/AC 24/22kW CHAdeMO, CCS Combo 2, AC T2 montage mural | [17 empty] | https://eref.se.com/be/nl/sis-tarif/product/EVD1S24THB2 | https://eref.se.com/be/fr/sis-tarif/product/EVD1S24THB2
Schneider Electric | Schneider Electric | 01022021 |  | Schneider Electric |  | SED | EVF2S22P02 |  |  | 2521.44 |  | 1 |  | 1 | EVLINK PKG EVO FLOOR 22KW 1XT2 EV CHARGI | EVLINK PKG EVO PIED 22KW 1XT2 BORNE DE C |  | EVLINK PKG EVO FLOOR 22KW 1XT2 EV CHARGI | [8 empty] | 09.54 | 1 | [8 empty] | 1 | 3606480882722 | 0 |  | 40500 | 128 | 45 | 38 | 218.88 | [23 empty] | 20 | N | [12 empty] | ELU | LU | 8537109899 | [14 empty] | Laadstation - EVlink PARKING Vloermontage 22kW 1xT2 | Borne de recharge EVlink PARKING fixation au sol 22KW 1xT2 | [17 empty] | https://eref.se.com/be/nl/sis-tarif/product/EVF2S22P02 | https://eref.se.com/be/fr/sis-tarif/product/EVF2S22P02
Schneider Electric | Schneider Electric | 01022021 |  | Schneider Electric |  | SED | EVF2S22P02R |  |  | 2979.88 |  | 1 |  | 1 | EVLINK PKG EVO FLOOR 22KW 1XT2 RFID EV C | EVLINK PKG EVO PIED 22KW 1XT2 RFID BORNE |  | EVLINK PKG EVO FLOOR 22KW 1XT2 RFID EV C | [8 empty] | 09.54 | 1 | [8 empty] | 1 | 3606480882739 | 0 |  | 58000 | 128 | 45 | 38 | 218.88 | 3606480882739 | 1 | 58000 | 38 | 128 | 45 | [17 empty] | 20 | N | [12 empty] | ELU | LU | 8537109899 | [14 empty] | Laadstation - EVlink PARKING Vloermontage 22kW 1xT2 RFID | Borne de recharge EVlink PARKING fixation au sol 22KW 1xT2 RFID | [17 empty] | https://eref.se.com/be/nl/sis-tarif/product/EVF2S22P02R | https://eref.se.com/be/fr/sis-tarif/product/EVF2S22P02R
Schneider Electric | Schneider Electric | 01022021 |  | Schneider Electric |  | SED | EVF2S22P22 |  |  | 3460.58 |  | 1 |  | 1 | EVlink Parking 2 Grond 2x22kW-T2 | EVlink Parking 2 Sol 2x22kW-T2 |  | EVLINK PKG EVO FLOOR 22KW 2XT2 EV CHARGI | [8 empty] | 09.54 | 1 | [8 empty] | 1 | 3606480882746 | 0 |  | 58000 | 128 | 45 | 38 | 218.88 | 3606480882746 | 1 | 58000 | 38 | 128 | 45 | [17 empty] | 14 | N | [12 empty] | ELU | LU | 8537109899 | [14 empty] | Laadstation - EVlink PARKING Vloermontage 22kW 2xT2 | Borne de recharge EVlink PARKING fixation au sol 22KW 2xT2 | [17 empty] | https://eref.se.com/be/nl/sis-tarif/product/EVF2S22P22 | https://eref.se.com/be/fr/sis-tarif/product/EVF2S22P22
Schneider Electric | Schneider Electric | 01022021 |  | Schneider Electric |  | SED | EVF2S22P22R |  |  | 3872.51 |  | 1 |  | 1 | EVlink Parking 2 Grond 2x22kW-T2 RFID | EVlink Parking 2 Sol 2x22kW-T2 RFID |  | EVLINK PKG EVO FLOOR 22KW 2XT2 RFID EV C | [8 empty] | 09.54 | 1 | [8 empty] | 1 | 3606480882753 | 0 |  | 58000 | 128 | 45 | 38 | 218.88 | 3606480882753 | 1 | 58000 | 38 | 128 | 45 | [17 empty] | 2 | Y | [12 empty] | ELU | LU | 8537109899 | [14 empty] | Laadstation - EVlink PARKING Vloermontage 22kW 2xT2 RFID | Borne de recharge EVlink PARKING fixation au sol 22KW 2xT2 RFID | [17 empty] | https://eref.se.com/be/nl/sis-tarif/product/EVF2S22P22R | https://eref.se.com/be/fr/sis-tarif/product/EVF2S22P22R
Schneider Electric | Schneider Electric | 01022021 |  | Schneider Electric |  | SED | EVF2S22P2F |  |  | 3266.41 |  | 1 |  | 1 | EVlink Parking 2 Grond 22kW-T2 2,3kW-TF | EVlink Parking 2 Sol 22kW-T2 2,3kW-TF |  | EVLINK PKG STD FLOOR 32A 3PH T2-TF | [8 empty] | 09.54 | 1 | [8 empty] | 1 | 3606485442983 | 0 |  | 44000 | 130 | 45 | 38 | 222.3 | [14 empty] | 3606485442983 | 1 | 57000 | 120 | 80 | 50 |  |  |  | 20 | N | [12 empty] | ELU | LU | 8537109899 | [14 empty] | Laadstation - EVlink PARKING Vloermontage 22kW T2-TF | Borne de recharge EVlink PARKING fixation au sol 22KW T2-TF | [17 empty] | https://eref.se.com/be/nl/sis-tarif/product/EVF2S22P2F | https://eref.se.com/be/fr/sis-tarif/product/EVF2S22P2F
Schneider Electric | Schneider Electric | 01022021 |  | Schneider Electric |  | SED | EVF2S22P2FR |  |  | 3810.81 |  | 1 |  | 1 | EVlink Park 2 Grond 22kW-T2 2,3kW-TF RF | EVlink Park 2 Sol 22kW-T2 2,3kW-TF RF |  | EVLINK PKG STD FLOOR 32A 3PH T2-TF RFID | [8 empty] | 09.54 | 1 | [8 empty] | 1 | 3606485442990 | 0 |  | 58000 | 130 | 45 | 38 | 222.3 | [14 empty] | 3606485442990 | 1 | 58000 | 120 | 80 | 50 |  |  |  | 14 | N | [12 empty] | ELU | LU | 8537109899 | [14 empty] | Laadstation - EVlink PARKING Vloermontage 22kW T2-TF RFID | Borne de recharge EVlink PARKING fixation au sol 22KW T2-TF RFID | [17 empty] | https://eref.se.com/be/nl/sis-tarif/product/EVF2S22P2FR | https://eref.se.com/be/fr/sis-tarif/product/EVF2S22P2FR
Schneider Electric | Schneider Electric | 01022021 |  | Schneider Electric |  | SED | EVF2S7P02 |  |  | 2368.62 |  | 1 |  | 1 | EVLINK PKG EVO FLOOR 7KW 1XT2 EV CHARGIN | EVLINK PKG EVO PIED 7KW 1XT2 BORNE DE CH |  | EVLINK PKG EVO FLOOR 7KW 1XT2 EV CHARGIN | [8 empty] | 09.54 | 1 | [8 empty] | 1 | 3606480882760 | 0 |  | 58000 | 128 | 45 | 38 | 218.88 | 3606480882760 | 1 | 58000 | 38 | 128 | 45 | [17 empty] | 14 | N | [12 empty] | ELU | LU | 8537109899 | [14 empty] | Laadstation - EVlink PARKING Vloermontage 7kW 1xT2 | Borne de recharge EVlink PARKING fixation au sol 7KW 1xT2 | [17 empty] | https://eref.se.com/be/nl/sis-tarif/product/EVF2S7P02 | https://eref.se.com/be/fr/sis-tarif/product/EVF2S7P02
Schneider Electric | Schneider Electric | 01022021 |  | Schneider Electric |  | SED | EVF2S7P02R |  |  | 2827.07 |  | 1 |  | 1 | EVLINK PKG EVO FLOOR 7KW 1XT2 RFID EV CH | EVLINK PKG EVO PIED 7KW 1XT2 RFID BORNE |  | EVLINK PKG EVO FLOOR 7KW 1XT2 RFID EV CH | [8 empty] | 09.54 | 1 | [8 empty] | 1 | 3606480882777 | 0 |  | 58000 | 128 | 45 | 38 | 218.88 | 3606480882777 | 1 | 58000 | 38 | 128 | 45 | [17 empty] | 20 | N | [12 empty] | ELU | LU | 8537109899 | [14 empty] | Laadstation - EVlink PARKING Vloermontage 7kW 1xT2 RFID | Borne de recharge EVlink PARKING fixation au sol 7KW 1xT2 RFID | [17 empty] | https://eref.se.com/be/nl/sis-tarif/product/EVF2S7P02R | https://eref.se.com/be/fr/sis-tarif/product/EVF2S7P02R
Schneider Electric | Schneider Electric | 01022021 |  | Schneider Electric |  | SED | EVF2S7P22 |  |  | 3132.7 |  | 1 |  | 1 | EVLINK PKG EVO FLOOR 7KW 2XT2 EV CHARGIN | EVLINK PKG EVO PIED 7KW 2XT2 BORNE DE CH |  | EVLINK PKG EVO FLOOR 7KW 2XT2 EV CHARGIN | [8 empty] | 09.54 | 1 | [8 empty] | 1 | 3606480882784 | 0 |  | 58000 | 128 | 45 | 38 | 218.88 | 3606480882784 | 1 | 58000 | 38 | 128 | 45 | [17 empty] | 20 | N | [12 empty] | ELU | LU | 8537109899 | [14 empty] | Laadstation - EVlink PARKING Vloermontage 7kW 2xT2 | Borne de recharge EVlink PARKING fixation au sol 7KW 2xT2 | [17 empty] | https://eref.se.com/be/nl/sis-tarif/product/EVF2S7P22 | https://eref.se.com/be/fr/sis-tarif/product/EVF2S7P22
Schneider Electric | Schneider Electric | 01022021 |  | Schneider Electric |  | SED | EVF2S7P22R |  |  | 3591.14 |  | 1 |  | 1 | EVLINK PKG EVO FLOOR 7KW 2XT2 RFID EV CH | EVLINK PKG EVO PIED 7KW 2XT2 RFID BORNE |  | EVLINK PKG EVO FLOOR 7KW 2XT2 RFID EV CH | [8 empty] | 09.54 | 1 | [8 empty] | 1 | 3606480882791 | 0 |  | 58000 | 128 | 45 | 38 | 218.88 | 3606480882791 | 1 | 58000 | 38 | 128 | 45 | [17 empty] | 14 | N | [12 empty] | ELU | LU | 8537109899 | [14 empty] | Laadstation - EVlink PARKING Vloermontage 7kW 2xT2 RFID | Borne de recharge EVlink PARKING fixation au sol 7KW 2xT2 RFID | [17 empty] | https://eref.se.com/be/nl/sis-tarif/product/EVF2S7P22R | https://eref.se.com/be/fr/sis-tarif/product/EVF2S7P22R
Schneider Electric | Schneider Electric | 01022021 |  | Schneider Electric |  | SED | EVF2S7P2F |  |  | 3247.31 |  | 1 |  | 1 | EVLINK PKG STD FLOOR 32A 1PH T2-TF | EVLINK PKG STD PIED 32A 1PH T2-TF |  | EVLINK PKG STD FLOOR 32A 1PH T2-TF | [8 empty] | 09.54 | 1 | [8 empty] | 1 | 3606485443003 | 0 |  | 44000 | 130 | 45 | 38 | 222.3 | [14 empty] | 3606485443003 | 1 | 57000 | 120 | 80 | 50 |  |  |  | 20 | N | [12 empty] | ELU | LU | 8537109899 | [14 empty] | Laadstation - EVlink PARKING Vloermontage 7kW T2-TF | Borne de recharge EVlink PARKING fixation au sol 7KW T2-TF | [17 empty] | https://eref.se.com/be/nl/sis-tarif/product/EVF2S7P2F | https://eref.se.com/be/fr/sis-tarif/product/EVF2S7P2F
Schneider Electric | Schneider Electric | 01022021 |  | Schneider Electric |  | SED | EVF2S7P2FR |  |  | 3820.36 |  | 1 |  | 1 | EVLINK PKG STD FLOOR 32A 1PH T2-TF RFID | EVLINK PKG STD PIED 32A 1PH T2-TF RFID |  | EVLINK PKG STD FLOOR 32A 1PH T2-TF RFID | [8 empty] | 09.54 | 1 | [8 empty] | 1 | 3606485443010 | 0 |  | 44000 | 130 | 45 | 38 | 222.3 | [14 empty] | 3606485443010 | 1 | 57000 | 120 | 80 | 50 |  |  |  | 20 | N | [12 empty] | ELU | LU | 8537109899 | [14 empty] | Laadstation - EVlink PARKING Vloermontage 7kW T2-TF RFID | Borne de recharge EVlink PARKING fixation au sol 7KW T2-TF RFID | [17 empty] | https://eref.se.com/be/nl/sis-tarif/product/EVF2S7P2FR | https://eref.se.com/be/fr/sis-tarif/product/EVF2S7P2FR
Schneider Electric | Schneider Electric | 01022021 |  | Schneider Electric |  | SED | EVH3S11P02K |  |  | 994.55 |  | 1 |  | 1 | EVlink Wallbox Plus 11kW-T2-stopcont. | EVlink Wallbox Plus 11kW-T2 clé |  | Wallbox Plus_T2 Outlet_3P_16A/11kW | [18 empty] | 1 | 3606489741464 | 0 |  | 8400 | 54 | 40 | 25 | 54 | 3606489741464 | 1 | 8400 | 53.4 | 39.5 | 25 | [8 empty] | 13606489741461 | 4 | 33600 | 60 | 80 | 75 |  |  |  | 2 | Y | [12 empty] | ELV | LV | 85044055 | [14 empty] | EVlink Wallbox Plus 11kW laadstation T2 stopcontact met sleutelslot | Borne de recharge EVlink Wallbox Plus 11kW sortie prise T2 avec verrouillage à clé | [17 empty] | https://eref.se.com/be/nl/sis-tarif/product/EVH3S11P02K | https://eref.se.com/be/fr/sis-tarif/product/EVH3S11P02K
Schneider Electric | Schneider Electric | 01022021 |  | Schneider Electric |  | SED | EVH3S11P0CK |  |  | 1003.63 |  | 1 |  | 1 | EVlink Wallbox Plus 11kW-T2-kabel | EVlink Wallbox Plus 11kW câble T2 clé |  | Wallbox Plus_Att. cable T2_3P_16A/11kW | [18 empty] | 1 | 3606489741563 | 0 |  | 9600 | 53 | 40 | 25 | 53 | 3606489741563 | 1 | 9600 | 53.4 | 40 | 25 | [8 empty] | 13606489741560 | 4 | 38400 | 60 | 80 | 75 |  |  |  | 2 | Y | [12 empty] | ELV | LV | 85044055 | [14 empty] | EVlink Wallbox Plus 11kW laadstation, vaste kabel & T2-aansluiting, met sleutelslot | Borne de recharge EVlink Wallbox Plus 11kW câble attaché & prise T2, avec verrouillage à clé | [17 empty] | https://eref.se.com/be/nl/sis-tarif/product/EVH3S11P0CK | https://eref.se.com/be/fr/sis-tarif/product/EVH3S11P0CK
Schneider Electric | Schneider Electric | 01022021 |  | Schneider Electric |  | SED | EVH3S22P02K |  |  | 994.55 |  | 1 |  | 1 | EVlink Wallbox Plus 22kW-T2-stopcont. | EVlink Wallbox Plus 22kW-T2 clé |  | Wallbox Plus_T2 Outlet_3P_32A/22kW | [18 empty] | 1 | 3606489741471 | 0 |  | 8400 | 53 | 40 | 25 | 53 | 3606489741471 | 1 | 8400 | 53.4 | 40 | 25 | [8 empty] | 13606489741478 | 4 | 33600 | 60 | 80 | 75 |  |  |  | 2 | Y | [12 empty] | ELV | LV | 85044055 | [14 empty] | EVlink Wallbox Plus 22kW laadstation T2 stopcontact met sleutelslot | Borne de recharge EVlink Wallbox Plus 22kW sortie prise T2 avec verrouillage à clé | [17 empty] | https://eref.se.com/be/nl/sis-tarif/product/EVH3S22P02K | https://eref.se.com/be/fr/sis-tarif/product/EVH3S22P02K
Schneider Electric | Schneider Electric | 01022021 |  | Schneider Electric |  | SED | EVH3S22P0CK |  |  | 1041.82 |  | 1 |  | 1 | EVlink Wallbox Plus 22kW-T2-kabel | EVlink Wallbox Plus 22kW câble T2 clé |  | Wallbox Plus_Att. cable T2_3P_32A/22kW | [18 empty] | 1 | 3606489741570 | 0 |  | 10251 | 54 | 40 | 27 | 58.32 | 3606489741570 | 1 | 10500 | 53.4 | 39.5 | 25 | [8 empty] | 13606489741577 | 4 | 53000 | 60 | 80 | 75 |  |  |  | 2 | Y | [12 empty] | ELV | LV | 85044055 | [14 empty] | EVlink Wallbox Plus 22kW laadstation met vaste kabel & T2-aansluiting, met sleutelslot | Borne de recharge EVlink Wallbox Plus 22kW câble attaché & prise T2, avec verrouillage à clé | [17 empty] | https://eref.se.com/be/nl/sis-tarif/product/EVH3S22P0CK | https://eref.se.com/be/fr/sis-tarif/product/EVH3S22P0CK
Schneider Electric | Schneider Electric | 01022021 |  | Schneider Electric |  | SED | EVH3S3P02K |  |  | 889.09 |  | 1 |  | 1 | EVlink Wallbox Plus 3,7kW-T2-stopcont. | EVlink Wallbox Plus 3,7kW-T2 clé |  | Wallbox Plus_T2 Outlet_1P_16A/3.7kW | [18 empty] | 1 | 3606489741440 | 0 |  | 7948 | 54 | 40 | 27 | 58.32 | 3606489741440 | 1 | 8200 | 53.4 | 39.5 | 25 | [8 empty] | 13606489741447 | 4 | 43788 | 60 | 80 | 75 |  |  |  | 2 | Y | [12 empty] | ELV | LV | 85044055 | [14 empty] | EVlink Wallbox Plus 3,7kW laadstation T2 stopcontact met sleutelslot | Borne de recharge EVlink Wallbox Plus 3,7kW sortie prise T2 avec verrouillage à clé | [17 empty] | https://eref.se.com/be/nl/sis-tarif/product/EVH3S3P02K | https://eref.se.com/be/fr/sis-tarif/product/EVH3S3P02K
Schneider Electric | Schneider Electric | 01022021 |  | Schneider Electric |  | SED | EVH3S3P0AK |  |  | 981.82 |  | 1 |  | 1 | EVlink Wallbox Plus 3,7kW-T1-kabel | EVlink Wallbox Plus 3,7kW câble T1 clé |  | Wallbox Plus_Att. cable T1_1P_16A/3.7kW | [18 empty] | 1 | 3606489741525 | 0 |  | 8800 | 53 | 40 | 25 | 53 | 3606489741525 | 1 | 8800 | 53.4 | 40 | 25 | [8 empty] | 13606489741522 | 4 | 35200 | 60 | 80 | 75 |  |  |  | 17 | N | [12 empty] | ELV | LV | 85044055 | [14 empty] | EVlink Wallbox Plus 3,7 kW laadstation, vaste kabel en T1-stekker, met sleutelslot | Borne de recharge EVlink Wallbox Plus 3,7kW câble attaché & fiche T1, avec verrouillage à clé | [17 empty] | https://eref.se.com/be/nl/sis-tarif/product/EVH3S3P0AK | https://eref.se.com/be/fr/sis-tarif/product/EVH3S3P0AK
Schneider Electric | Schneider Electric | 01022021 |  | Schneider Electric |  | SED | EVH3S3P0CK |  |  | 981.82 |  | 1 |  | 1 | EVlink Wallbox Plus 7,4kW- T2-kabel | EVlink Wallbox Plus 3,7kW câble T2 clé |  | Wallbox Plus_Att. cable T2_1P_16A/3.7kW | [18 empty] | 1 | 3606489741549 | 0 |  | 8774 | 54 | 40 | 27 | 58.32 | 3606489741549 | 1 | 9000 | 53.4 | 39.5 | 25 | [8 empty] | 13606489741546 | 4 | 47080 | 60 | 80 | 75 |  |  |  | 2 | Y | [12 empty] | ELV | LV | 85044055 | [14 empty] | EVlink Wallbox Plus 3,7 kW laadstation, vaste kabel en T2-stekker, met sleutelslot | Borne de recharge EVlink Wallbox Plus 3,7kW câble attaché & fiche T2, avec verrouillage à clé | [17 empty] | https://eref.se.com/be/nl/sis-tarif/product/EVH3S3P0CK | https://eref.se.com/be/fr/sis-tarif/product/EVH3S3P0CK
Schneider Electric | Schneider Electric | 01022021 |  | Schneider Electric |  | SED | EVH3S7P02K |  |  | 909.09 |  | 1 |  | 1 | EVlink Wallbox Plus 7,4kW-T2-stopcont. | EVlink Wallbox Plus 7,4kW-T2 clé |  | Wallbox Plus_T2 Outlet_1P_32A/7.4kW | [18 empty] | 1 | 3606489741457 | 0 |  | 7955 | 54 | 40 | 27 | 58.32 | 3606489741457 | 1 | 8200 | 53.4 | 39.5 | 25 | [8 empty] | 13606489741454 | 4 | 35000 | 60 | 80 | 75 |  |  |  | 17 | N | [12 empty] | ELV | LV | 8504405590 | [14 empty] | EVlink Wallbox Plus 7,4kW laadstation T2 stopcontact met sleutelslot | Borne de recharge EVlink Wallbox Plus 7,4kW sortie prise T2 avec verrouillage à clé | [17 empty] | https://eref.se.com/be/nl/sis-tarif/product/EVH3S7P02K | https://eref.se.com/be/fr/sis-tarif/product/EVH3S7P02K
Schneider Electric | Schneider Electric | 01022021 |  | Schneider Electric |  | SED | EVH3S7P0AK |  |  | 960 |  | 1 |  | 1 | EVlink Wallbox Plus 3,7kW-T2-kabel | EVlink Wallbox Plus 7,4kW câble T1 clé |  | Wallbox Plus_Att. cable T1_1P_32A/7.4kW | [18 empty] | 1 | 3606489741532 | 0 |  | 9400 | 53 | 40 | 25 | 53 | [14 empty] | 13606489741539 | 4 | 37600 | 60 | 80 | 75 |  |  |  | 17 | N | [12 empty] | ELV | LV | 8504405590 | [14 empty] | EVlink Wallbox Plus 7,4 kW laadstation vaste kabel & T1 stekker, met sleutelslot | Borne de recharge EVlink Wallbox Plus 7,4kW câble attaché & fiche T1, avec verrouillage à clé | [17 empty] | https://eref.se.com/be/nl/sis-tarif/product/EVH3S7P0AK | https://eref.se.com/be/fr/sis-tarif/product/EVH3S7P0AK
Schneider Electric | Schneider Electric | 01022021 |  | Schneider Electric |  | SED | EVH3S7P0CK |  |  | 960 |  | 1 |  | 1 | EVlink Wallbox Plus 7,4kW-T2-kabel | EVlink Wallbox Plus 7,4kW câble T2 clé |  | Wallbox Plus_Att. cable T2_1P_32A/7.4kW | [18 empty] | 1 | 3606489741556 | 0 |  | 9400 | 53 | 40 | 25 | 53 | [14 empty] | 13606489741553 | 4 | 37600 | 60 | 80 | 75 |  |  |  | 6 | N | [12 empty] | ELV | LV | 8504405590 | [14 empty] | EVlink Wallbox Plus 7,4 kW laadstation, vaste kabel en T2-stekker, met sleutelslot | Borne de recharge EVlink Wallbox Plus 7,4kW câble attaché & fiche T2, avec verrouillage à clé | [17 empty] | https://eref.se.com/be/nl/sis-tarif/product/EVH3S7P0CK | https://eref.se.com/be/fr/sis-tarif/product/EVH3S7P0CK
Schneider Electric | Schneider Electric | 01022021 |  | Schneider Electric |  | SED | EVP1BNS |  |  | 35.72 |  | 1 |  | 1 | EVlink - 10 RFID kaarten | EVlink - 10 cartes RFID |  | EVLINK PKG PACK 10 RFID BADGES | [18 empty] | 1 | 3606480624636 | 0 |  | 161 | 34 | 24 | 1 | 0.816 | [7 empty] | 43606480624634 | 10 | 1863 | 40 | 30 | 15 | [10 empty] | 7 | N | [12 empty] | ELU | LU | 3926909790 | [14 empty] | EVlink - 10 RFID kaarten | EVlink - 10 cartes RFID | [17 empty] | https://eref.se.com/be/nl/sis-tarif/product/EVP1BNS | https://eref.se.com/be/fr/sis-tarif/product/EVP1BNS
Schneider Electric | Schneider Electric | 01022021 |  | Schneider Electric |  | SED | EVP1CNL32121 |  |  | 413.72 |  | 1 |  | 1 | EVLINK - KABEL T2-T1 7,4KW-1PH (32A) 7M | EVLINK CABLE CHARGE 32A 1-PHASE T2-T1 |  | EVLINK CHARGING CABLE 32A 1-PHASE T2-T1 | [18 empty] | 1 | 3606481290588 | 0 |  | 3172 | 32 | 27 | 12 | 10.368 | 3606481290588 | 1 | 3172 | 31.5 | 27 | 12 |  | 43606481290586 | 3 | 10768 | 60 | 40 | 30 |  | 73606481290587 | 12 | 51572 | 80 | 60 | 77 |  |  |  | 6 | N | [12 empty] | ELU | LU | 8544429090 | [14 empty] | EVlink KABEL 32A 1-fasig T2T1 7m IEC EV | CABLE EVlink 32A monophasé T2T1 7m IEC EV
Schneider Electric | Schneider Electric | 01022021 |  | Schneider Electric |  | SED | EVP1CNL32122 |  |  | 413.72 |  | 1 |  | 1 | EVLINK - KABEL T2-T2 7,4KW-1PH (32A) 7M | EVLINK CABLE CHARGE 32A 1-PHASE T2-T2 |  | EVLINK CHARGING CABLE 32A 1-PHASE T2-T2 | [18 empty] | 1 | 3606481290595 | 0 |  | 3058 | 36 | 32 | 10 | 11.52 | 3606481290595 | 1 | 3058 | 35.5 | 32 | 10 |  | 43606481290593 | 3 | 9379 | 60 | 40 | 30 |  | 73606481290594 | 12 | 50204 | 80 | 60 | 77 |  |  |  | 6 | N | [12 empty] | ELU | LU | 8544429090 | [14 empty] | EVlink KABEL 32A 1-fasig T2T2 7m IEC EV | CABLE EVlink 32A monophasé T2T2 7m IEC EV | [17 empty] | https://eref.se.com/be/nl/sis-tarif/product/EVP1CNL32122 | https://eref.se.com/be/fr/sis-tarif/product/EVP1CNL32122
Schneider Electric | Schneider Electric | 01022021 |  | Schneider Electric |  | SED | EVP1CNL32322 |  |  | 515.42 |  | 1 |  | 1 | EVlink - Kabel T2-T2 22kW-3ph (32A) 7m | EVLINK CABLE CHARGE 32A 3-PHASE T2-T2 7M |  | EVLINK CHARGING CABLE 32A 3-PHASE T2-T2 | [18 empty] | 1 | 3606481290601 | 0 |  | 4667 | 35 | 30 | 17 | 17.85 | 3606481290601 | 1 | 4667 | 35 | 30 | 17 |  | 43606481290609 | 3 | 13819 | 60 | 40 | 30 |  | 73606481290600 | 12 | 69512 | 80 | 60 | 77 |  |  |  | 6 | N | [12 empty] | ELU | LU | 8544429090 | [14 empty] | EVlink KABEL 32A 3-fasig T2T2 7m IEC EV | CABLE EVlink 32A triphasé T2T2 7m IEC EV | [17 empty] | https://eref.se.com/be/nl/sis-tarif/product/EVP1CNL32322 | https://eref.se.com/be/fr/sis-tarif/product/EVP1CNL32322
Schneider Electric | Schneider Electric | 01022021 |  | Schneider Electric |  | SED | EVP1CNS32121 |  |  | 376.11 |  | 1 |  | 1 | EVLINK - KABEL T2-T1 7,4KW-1PH (32A) 5M | EVlink - Câble T2-T1 7,4kW-1ph (32A) 5m |  | CHARGING CABLE 32A 1-PHASE T2-T1 5M | [18 empty] | 1 | 3606480702136 | 0 |  | 2361 | 41 | 27 | 7 | 7.749 | [7 empty] | 43606480702134 | 4 | 10157 | 40 | 30 | 30 | [10 empty] | 6 | N | [12 empty] | ELU | LU | 8544429090 | [14 empty] | EVlink KABEL 32A 1-fasig T2T1 5m IEC EV | CABLE EVlink 32A monophasé T2T1 5m IEC EV | [17 empty] | https://eref.se.com/be/nl/sis-tarif/product/EVP1CNS32121 | https://eref.se.com/be/fr/sis-tarif/product/EVP1CNS32121
Schneider Electric | Schneider Electric | 01022021 |  | Schneider Electric |  | SED | EVP1CNS32122 |  |  | 376.11 |  | 1 |  | 1 | EVLINK - KABEL T2-T2 7,4KW-1PH (32A) 5M | EVlink - Câble T2-T2 7,4kW-1ph (32A) 5m |  | EVLINK CHARGING CABLE 32A 1-PHASE T2-T2 | [18 empty] | 1 | 3606480703263 | 0 |  | 2606 | 40 | 32 | 7 | 8.96 | 3606480703263 | 1 | 2606 | 40 | 32 | 7 |  | 43606480703261 | 3 | 8531 | 40 | 30 | 30 |  | 73606480703262 | 24 | 76748 | 60 | 80 | 77 |  |  |  | 6 | N | [12 empty] | ELU | LU | 8544429090 | [14 empty] | EVlink KABEL 32A 1-fasig T2T2 5m IEC EV | CABLE EVlink 32A monophasé T2T2 5m IEC EV | [17 empty] | https://eref.se.com/be/nl/sis-tarif/product/EVP1CNS32122 | https://eref.se.com/be/fr/sis-tarif/product/EVP1CNS32122
Schneider Electric | Schneider Electric | 01022021 |  | Schneider Electric |  | SED | EVP1CNS32322 |  |  | 468.57 |  | 1 |  | 1 | EVlink - Kabel T2-T2 22kW-3ph (32A) 5m | EVlink - Câble T2-T2 22kW-3ph (32A) 5m |  | CHARGING CABLE 32A 3-PHASE T2-T2 5M | [18 empty] | 1 | 3606480703287 | 0 |  | 3470 | 40 | 26 | 8 | 8.32 | [8 empty] | 4 | 15000 | 60 | 40 | 30 | [10 empty] | 2 | Y | [12 empty] | ELU | LU | 8544429090 | [14 empty] | EVlink KABEL 32A 3-fasig T2T2 5m IEC EV | CABLE EVlink 32A triphasé T2T2 5m IEC EV | [17 empty] | https://eref.se.com/be/nl/sis-tarif/product/EVP1CNS32322 | https://eref.se.com/be/fr/sis-tarif/product/EVP1CNS32322
Schneider Electric | Schneider Electric | 01022021 |  | Schneider Electric |  | SED | EVP1CNX32121 |  |  | 451.33 |  | 1 |  | 1 | EVLINK - KABEL T2-T1 7,4KW-1PH (32A) 10M | EVLINK CABLE CHARGE 32A 1-PHASE T2-T1 |  | EVLINK CHARGING CABLE 32A 1-PHASE T2-T1 | [18 empty] | 1 | 3606481290618 | 0 |  | 4070 | 40 | 35 | 16 | 22.4 | 3606481290618 | 1 | 4070 | 40 | 35 | 16 |  | 43606481290616 | 2 | 9392 | 60 | 40 | 30 |  | 73606481290617 | 8 | 46068 | 80 | 60 | 77 |  |  |  | 6 | N | [12 empty] | ELU | LU | 8544429090 | [14 empty] | EVlink KABEL 32A 1-fasig T2T1 10m IEC EV | CABLE EVlink 32A monophasé T2T1 10m IEC EV
Schneider Electric | Schneider Electric | 01022021 |  | Schneider Electric |  | SED | EVP1CNX32122 |  |  | 451.33 |  | 1 |  | 1 | EVLINK - KABEL T2-T2 7,4KW-1PH (32A) 10M | EVLINK CABLE CHARGE 32A 1-PHASE T2-T2 |  | EVLINK CHARGING CABLE 32A 1-PHASE T2-T2 | [18 empty] | 1 | 3606481290625 | 0 |  | 3959 | 31 | 29 | 15 | 13.485 | 3606481290625 | 1 | 3959 | 31 | 29 | 15.2 |  | 43606481290623 | 2 | 8225 | 60 | 40 | 30 |  | 73606481290624 | 8 | 45180 | 80 | 60 | 77 |  |  |  | 6 | N | [12 empty] | ELU | LU | 8544429090 | [14 empty] | EVlink KABEL 32A 1-fasig T2T2 10m IEC EV | CABLE EVlink 32A monophasé T2T2 10m IEC EV | [17 empty] | https://eref.se.com/be/nl/sis-tarif/product/EVP1CNX32122 | https://eref.se.com/be/fr/sis-tarif/product/EVP1CNX32122
Schneider Electric | Schneider Electric | 01022021 |  | Schneider Electric |  | SED | EVP1CNX32322 |  |  | 562.28 |  | 1 |  | 1 | EVlink - Kabel T2-T2 22kW-3ph (32A) 10m | EVLINK CABLE CHARGE 32A 3-PHASE T2-T2 10 |  | EVLINK CHARGING CABLE 32A 3-PHASE T2-T2 | [18 empty] | 1 | 3606481290632 | 0 |  | 6196 | 35 | 32 | 21 | 23.52 | 3606481290632 | 1 | 6196 | 34.5 | 32 | 20.6 |  | 43606481290630 | 2 | 12262 | 60 | 40 | 30 |  | 73606481290631 | 8 | 63076 | 80 | 60 | 77 |  |  |  | 6 | N | [12 empty] | ELU | LU | 8544429090 | [14 empty] | EVlink KABEL 32A 3-fasig T2T2 10m IEC EV | CABLE EVlink 32A triphasé T2T2 10m IEC EV | [17 empty] | https://eref.se.com/be/nl/sis-tarif/product/EVP1CNX32322 | https://eref.se.com/be/fr/sis-tarif/product/EVP1CNX32322
Schneider Electric | Schneider Electric | 01022021 |  | Schneider Electric |  | SED | EVP1DB1LG |  |  | 3243.6 |  | 1 |  | 1 | Evlink sokkel 24kW DC Single | Evlink socle pour borne DC 24kW Single |  | Pedestal_24kW DC Charger_Single | [8 empty] | 09.54 | 1 | [8 empty] | 1 | 3606489778927 | 0 |  | 60000 | 194 | 69 | 59 | 789.774 | [23 empty] | 37 | N | [12 empty] | ELU | LU | 8504405590 | [14 empty] | Evlink sokkel 24kW DC Single snellader | Evlink socle pour borne DC 24kW une prise | [17 empty] | https://eref.se.com/be/nl/sis-tarif/product/EVP1DB1LG | https://eref.se.com/be/fr/sis-tarif/product/EVP1DB1LG
Schneider Electric | Schneider Electric | 01022021 |  | Schneider Electric |  | SED | EVP1DB2LG |  |  | 3261.8 |  | 1 |  | 1 | Evlink sokkel 24kW DC Multistandard | Evlink socle DC 24kW DC Multistandard |  | Pedestal_24kW DC Charger_Multi | [8 empty] | 09.54 | 1 | [8 empty] | 1 | 3606489778934 | 0 |  | 100000 | 198 | 69 | 59 | 806.058 | [23 empty] | 37 | N | [12 empty] | ELU | LU | 8504405590 | [14 empty] | Evlink sokkel 24kW DC Multistandard snellader | Evlink socle pour borne DC 24kW DC 2 prises Multistandard | [17 empty] | https://eref.se.com/be/nl/sis-tarif/product/EVP1DB2LG | https://eref.se.com/be/fr/sis-tarif/product/EVP1DB2LG
Schneider Electric | Schneider Electric | 01022021 |  | Schneider Electric |  | SED | EVP1FCS2 |  |  | 783.17 |  | 1 |  | 1 | EVLINK PKG STD FLOOR STANDING CAP 2P | EVlink Pkg Std floor standing cap 2P |  | EVlink Park Std Floor Front 3 LED L+R | [18 empty] | 1 | 3606480578847 | 0 |  | 16500 | 129 | 45 | 15 | 87075 | [23 empty] | 7 | N | [12 empty] | ELU | LU | 7326909890 | [14 empty] | EVLINK PKG STD FLOOR STANDING CAP 2P | EVlink Pkg Std floor standing cap 2P
Schneider Electric | Schneider Electric | 01022021 |  | Schneider Electric |  | SED | EVP1FKC |  |  | 276.31 |  | 1 |  | 1 | EVlink Parking 2 Floor - Mounting Kit | EVlink Parking 2 Sol - Kit de fixation |  | EVLINK COMPARTMENT KIT FOR PKG FS | [18 empty] | 1 | 3606480711619 | 0 |  | 4900 | 44 | 32 | 21 | 29.568 | [14 empty] | 73606480711618 | 8 | 53300 | 60 | 80 | 102 |  |  |  | 7 | N | [12 empty] | ELU | LU | 7326909890 | [14 empty] | EVlink Parking 2 Floor - Mounting Kit | Evlink accessoire - kit de fixation sol borne parking | [17 empty] | https://eref.se.com/be/nl/sis-tarif/product/EVP1FKC | https://eref.se.com/be/fr/sis-tarif/product/EVP1FKC
Schneider Electric | Schneider Electric | 01022021 |  | Schneider Electric |  | SED | EVP1HH |  |  | 22.21 |  | 1 |  | 1 | Bride antivol pour EVlink G4 Smart Wallb | Bride antivol pour EVlink G4 Smart Wallb |  | Bride antivol pour EVlink G4 Smart Wallb | [18 empty] | 1 |  | 0 |  | 800 | 18 | 26 | 9.2 | 4305.6 | [23 empty] | 2 | Y | [12 empty] | ELV | LV | 8517620000 | [14 empty] | Bride antivol pour EVlink G4 Smart Wallb | Bride antivol pour EVlink G4 Smart Wallb
Schneider Electric | Schneider Electric | 01022021 |  | Schneider Electric |  | SED | EVP1HLINFRA |  |  | 9.74 |  | 1 |  | 1 | EVlink Wallbox - Barillet combin. unique | EVlink Wallbox - Barillet combin. unique |  | EVlink Wallbox - Barillet combin. unique | [18 empty] | 1 |  | 0 |  | 1000 | 0 | 0 | 0 | 0 | [23 empty] | 2 | Y | [12 empty] | ELV | LV | 8301409000 | [14 empty] | EVlink Wallbox - Barillet combin. unique | EVlink Wallbox - Barillet combin. unique
Schneider Electric | Schneider Electric | 01022021 |  | Schneider Electric |  | SED | EVP1PH |  |  | 168.1 |  | 1 |  | 1 | EVlink Parking - kabelhouder | EVlink Parking - Support de câbles |  | EVlink Pkg Cable Holder | [18 empty] | 1 | 3606480660030 | 0 |  | 1074 | 61 | 11 | 11 | 7.381 | 3606480660030 | 1 | 2000 | 60 | 10 | 10 | [9 empty] | 25 | 35350 | 60 | 80 | 80 |  |  |  | 7 | N | [12 empty] | ELU | LU | 7326909890 | [14 empty] | EVlink Parking - kabelhouder | Evlink accessoire - support de câbles | [17 empty] | https://eref.se.com/be/nl/sis-tarif/product/EVP1PH | https://eref.se.com/be/fr/sis-tarif/product/EVP1PH
Schneider Electric | Schneider Electric | 01022021 |  | Schneider Electric |  | SED | EVP1PPSR |  |  | 59.21 |  | 1 |  | 1 | EVLINK PKG SPARE RFID COVER | EVlink green RFID cover |  | EVLINK PKG SPARE RFID COVER | [18 empty] | 1 | 3606480624612 | 0 |  | 179 | 17 | 16 | 7 | 1.904 | [7 empty] | 43606480624610 | 8 | 1919 | 40 | 30 | 30 | [10 empty] | 15 | N | [12 empty] | ELU | LU | 3926909790 | [14 empty] | EVLINK PKG SPARE RFID COVER | EVlink green RFID cover
Schneider Electric | Schneider Electric | 01022021 |  | Schneider Electric |  | SED | EVP1PSS2 |  |  | 548.94 |  | 1 |  | 1 | EVlink Parking 2 - Contactd. Typ 2 groen | EVlink Parking 2 - Prise type 2 verte |  | EVLINK ACC T2 WO SHUTTER LOCK. SOCKET PL | [18 empty] | 1 | 3606485444529 | 0 |  | 1583 | 28 | 14 | 14 | 5.488 | [7 empty] | 43606485444527 | 2 | 3580 | 40 | 30 | 30 | [10 empty] | 7 | N | [12 empty] | ELU | LU | 8536699099 | [14 empty] | EVlink Parking 2 - Contactd. Typ 2 groen | EVlink Parking 2 - Prise type 2 verte
Schneider Electric | Schneider Electric | 01022021 |  | Schneider Electric |  | SED | EVP1PSS4 |  |  | 548.94 |  | 1 |  | 1 | EVLINK ACC T2S LOCK. SOCKET PLUG SHUTTER | EVLINK ACC T2S SOCLE VERROU. VOLET PRISE |  | EVLINK ACC T2S LOCK. SOCKET PLUG SHUTTER | [18 empty] | 1 | 3606480785351 | 0 |  | 1600 | 28 | 14 | 13 | 5.096 | [7 empty] | 43606480785359 | 8 | 13566 | 60 | 40 | 30 | [10 empty] | 7 | N | [12 empty] | ELU | LU | 8536699099 | [14 empty] | EVLINK ACC T2S LOCK. SOCKET PLUG SHUTTER | EVLINK ACC T2S SOCLE VERROU. VOLET PRISE
Schneider Electric | Schneider Electric | 01022021 |  | Schneider Electric |  | SED | EVP1WBB |  |  | 360.96 |  | 1 |  | 1 | EVlink Parking 2 Wall - Mounting Plate | EVlink Parking 2 Mural - Sup. de montage |  | EVLINK PKG BMW WALL BASE | [18 empty] | 1 | 3606480628009 | 0 |  | 4000 | 69 | 45 | 6 | 18.63 | [14 empty] | 73606480628008 | 20 | 92000 | 120 | 80 | 50 |  |  |  | 7 | N | [12 empty] | ELU | LU | 7326909890 | [14 empty] | EVlink Parking 2 Wall - Mounting Plate | EVlink Parking 2 Mural - Sup. de montage
Schneider Electric | Schneider Electric | 01022021 |  | Schneider Electric |  | SED | EVP1WPSC |  |  | 102.96 |  | 1 |  | 1 | EVlink Parking Muur - Cable beschermkap | EVlink Parking Mural - Protection câbles |  | EVLINK WMS PKG CABLE PROTECT COVER | [18 empty] | 1 | 3606480660047 | 0 |  | 1354 | 31 | 26 | 21 | 16.926 | [15 empty] | 24 | 40996 | 60 | 80 | 80 |  |  |  | 7 | N | [12 empty] | ELU | LU | 7326909890 | [14 empty] | EVlink Parking Muur - Cable beschermkap | Evlink accessoire - protection des câbles | [17 empty] | https://eref.se.com/be/nl/sis-tarif/product/EVP1WPSC | https://eref.se.com/be/fr/sis-tarif/product/EVP1WPSC
Schneider Electric | Schneider Electric | 01022021 |  | Schneider Electric |  | SED | EVP2CNS161A4 |  |  | 261.06 |  | 1 |  | 1 | EVlink Wallbox G3 - Kabel T1 3,7kW 4m | EVlink Wallbox G3 - Câble T1 3,7kW 4m |  | Att. cable T1 16A 1-Ph IEC 4m NWB | [18 empty] | 1 | 3606485435541 | 0 |  | 970 | 40 | 30 | 15 | 18 | [23 empty] | 6 | N | [12 empty] | ELU | LU | 8544429090 | [14 empty] | EVlink Wallbox G3 - Kabel T1 3,7kW 4m | EVlink Wallbox G3 - Câble T1 3,7kW 4m
Schneider Electric | Schneider Electric | 01022021 |  | Schneider Electric |  | SED | EVP2CNS161C4 |  |  | 261.06 |  | 1 |  | 1 | EVlink Wallbox G3 - Kabel T2 3,7kW 4m | EVlink Wallbox G3 - Câble T2 3,7kW 4m |  | Att. cable T2 16A 1-Ph IEC 4m NWB | [18 empty] | 1 | 3606485435565 | 0 |  | 1165 | 40 | 30 | 15 | 18 | [7 empty] | 3606485435565 | 1 | 1551 | 4 | 3 | 1.5 | [10 empty] | 6 | N | [12 empty] | ELU | LU | 8544429090 | [14 empty] | EVlink Wallbox G3 - Kabel T2 3,7kW 4m | EVlink Wallbox G3 - Câble T2 3,7kW 4m | [17 empty] | https://eref.se.com/be/nl/sis-tarif/product/EVP2CNS161C4 | https://eref.se.com/be/fr/sis-tarif/product/EVP2CNS161C4
Schneider Electric | Schneider Electric | 01022021 |  | Schneider Electric |  | SED | EVP2CNS163C4 |  |  | 286.53 |  | 1 |  | 1 | EVlink Wallbox G3 - Kabel T2 11kW 4m | EVlink Wallbox G3 - Câble T2 11kW 4m |  | Att. cable T2 16A 3-Ph IEC 4m NWB | [18 empty] | 1 | 3606485435589 | 0 |  | 1582 | 40 | 30 | 15 | 18 | [23 empty] | 19 | N | [12 empty] | ELU | LU | 8544429090 | [14 empty] | EVlink Wallbox G3 - Kabel T2 11kW 4m | EVlink Wallbox G3 - Câble T2 11kW 4m
Schneider Electric | Schneider Electric | 01022021 |  | Schneider Electric |  | SED | EVP2CNS321A4 |  |  | 286.53 |  | 1 |  | 1 | EVlink Wallbox G3 - Kabel T1 7,4kW 4m | EVlink Wallbox G3 - Câble T1 7,4kW 4m |  | Att. cable T1 32A 1-Ph IEC 4m NWB | [18 empty] | 1 | 3606485435558 | 0 |  | 1579 | 40 | 30 | 15 | 18 | [23 empty] | 6 | N | [12 empty] | ELU | LU | 8544429090 | [14 empty] | EVlink Wallbox G3 - Kabel T1 7,4kW 4m | EVlink Wallbox G3 - Câble T1 7,4kW 4m
Schneider Electric | Schneider Electric | 01022021 |  | Schneider Electric |  | SED | EVP2CNS321C4 |  |  | 321.53 |  | 1 |  | 1 | EVlink Wallbox G3 - Kabel T2 7,4kW 4m | EVlink Wallbox G3 - Câble T2 7,4kW 4m |  | Att. cable T2 32A 1-Ph IEC 4m NWB | [18 empty] | 1 | 3606485435572 | 0 |  | 1704 | 40 | 30 | 15 | 18 | [23 empty] | 6 | N | [12 empty] | ELU | LU | 8544429090 | [14 empty] | EVlink Wallbox G3 - Kabel T2 7,4kW 4m | EVlink Wallbox G3 - Câble T2 7,4kW 4m | [17 empty] | https://eref.se.com/be/nl/sis-tarif/product/EVP2CNS321C4 | https://eref.se.com/be/fr/sis-tarif/product/EVP2CNS321C4
Schneider Electric | Schneider Electric | 01022021 |  | Schneider Electric |  | SED | EVP2CNS323C4 |  |  | 347.02 |  | 1 |  | 1 | EVlink Wallbox G3 - Kabel T2 22kW 4m | EVlink Wallbox G3 - Câble T2 22kW 4m |  | Att. cable T2 32A 3-Ph IEC 4m NWB | [18 empty] | 1 | 3606485435596 | 0 |  | 2484 | 40 | 30 | 15 | 18 | [7 empty] | 3606485435596 | 1 | 2892 | 4 | 3 | 1.5 | [10 empty] | 6 | N | [12 empty] | ELU | LU | 8544429090 | [14 empty] | EVlink Wallbox G3 - Kabel T2 22kW 4m | EVlink Wallbox G3 - Câble T2 22kW 4m | [17 empty] | https://eref.se.com/be/nl/sis-tarif/product/EVP2CNS323C4 | https://eref.se.com/be/fr/sis-tarif/product/EVP2CNS323C4
Schneider Electric | Schneider Electric | 01022021 |  | Schneider Electric |  | SED | EVP2FBS |  |  | 415.32 |  | 1 |  | 1 | EVlink Park. 2 Floor - Base for Kitting | EVlink Parking 2 - Socle p. protections |  | EVLINK PKG ADAPTED FLOOR BASE STD | [18 empty] | 1 | 3606480711626 | 0 |  | 12000 | 61 | 45 | 26 | 71.37 | [14 empty] | 73606480711625 | 10 | 132000 | 120 | 80 | 80 |  |  |  | 7 | N | [12 empty] | ELU | LU | 7326909890 | [14 empty] | EVlink Park. 2 Floor - Base for Kitting | EVlink Parking 2 - Socle p. protections | [17 empty] | https://eref.se.com/be/nl/sis-tarif/product/EVP2FBS | https://eref.se.com/be/fr/sis-tarif/product/EVP2FBS
Schneider Electric | Schneider Electric | 01022021 |  | Schneider Electric |  | SED | EVP2FCG |  |  | 744.78 |  | 1 |  | 1 | EVlink Parking 2 Floor - Covers | EVlink Parking 2 Sol - Coiffes |  | EVLINK PKG STD FLOOR STANDING CAP ALU | [18 empty] | 1 | 3606480882401 | 0 |  | 18000 | 116 | 46 | 20 | 106.72 | [15 empty] | 10 | 165000 | 120 | 100 | 140 |  |  |  | 7 | N | [12 empty] | ELU | LU | 7616999099 | [14 empty] | EVlink Parking 2 Floor - Covers | EVlink Parking 2 Sol - Coiffes | [17 empty] | https://eref.se.com/be/nl/sis-tarif/product/EVP2FCG | https://eref.se.com/be/fr/sis-tarif/product/EVP2FCG
Schneider Electric | Schneider Electric | 01022021 |  | Schneider Electric |  | SED | EVP2MP |  |  | 91 |  | 1 |  | 1 | 4G-antenne voor EVlink Parking | Antenne 4G pour EVlink Parking |  | 4G antenna for Evlink Parking | [18 empty] | 1 | 3606481350664 | 0 |  | 137 | 15 | 8 | 8 | 0.96 | [7 empty] | 43606481350662 | 20 | 3342 | 40 | 30 | 30 | [10 empty] | 6 | N | [12 empty] | ELU | LU | 8517700000 | [14 empty] | 4G-antenne voor EVlink Parking | Antenne 4G pour EVlink Parking | [17 empty] | https://eref.se.com/be/nl/sis-tarif/product/EVP2MP | https://eref.se.com/be/fr/sis-tarif/product/EVP2MP
Schneider Electric | Schneider Electric | 01022021 |  | Schneider Electric |  | SED | EVP2MX |  |  | 91 |  | 1 |  | 1 | 4G-antenne voor EVlink Smart Wallbox | Antenne 4G pour EVlink Smart Wallbox |  | 4G antenna for Evlink Smart Wallbox | [18 empty] | 1 | 3606481350671 | 0 |  | 181 | 15 | 8 | 8 | 0.96 | [7 empty] | 43606481350679 | 20 | 4323 | 40 | 30 | 30 | [10 empty] | 10 | N | [12 empty] | ELU | LU | 8517700000 | [14 empty] | 4G-antenne voor EVlink Smart Wallbox | Antenne 4G pour EVlink Smart Wallbox | [17 empty] | https://eref.se.com/be/nl/sis-tarif/product/EVP2MX | https://eref.se.com/be/fr/sis-tarif/product/EVP2MX
Schneider Electric | Schneider Electric | 01022021 |  | Schneider Electric |  | SED | EVP2PBSSG1 |  |  | 398.18 |  | 1 |  | 1 | VLOERMONTAGEVOET VOOR 1 WALLBOX | PIED DE MONTAGE AU SOL POUR 1 WALLBOX |  | THIN POLE FOR 1 EVLINK WALLBOX | [18 empty] | 1 | 3606481976345 | 0 |  | 10000 | 146 | 30 | 27 | 118.26 | [15 empty] | 9 | 107000 | 150 | 110 | 100 |  |  |  | 7 | N | [12 empty] | ELV | LV | 7616999099
Schneider Electric | Schneider Electric | 01022021 |  | Schneider Electric |  | SED | EVP2PBSSG2 |  |  | 460 |  | 1 |  | 1 | VLOERMONTAGEVOET VOOR 2 WALLBOX | PIED DE MONTAGE AU SOL POUR 2 WALLBOX |  | THIN POLE FOR 2x EVLINK WALLBOX | [18 empty] | 1 | 3606481976352 | 0 |  | 11000 | 146 | 30 | 27 | 118.26 | [15 empty] | 9 | 116000 | 150 | 110 | 100 |  |  |  | 7 | N | [12 empty] | ELV | LV | 7616999099
Schneider Electric | Schneider Electric | 01022021 |  | Schneider Electric |  | SED | EVP2PBSSGC |  |  | 81.82 |  | 1 |  | 1 | KIT VOOR UPGRADE VOET 1 TOT 2 WALLBOX | KIT POUR UPGRADE PIED DE 1 A 2 WALLBOX |  | CONVERSION KIT FOR SMART WALLBOX POLE | [18 empty] | 1 | 3606481976369 | 0 |  | 2400 | 48 | 34 | 6 | 9.792 | [15 empty] | 10 | 32500 | 80 | 60 | 50 |  |  |  | 7 | N | [12 empty] | ELV | LV | 7616999099
Schneider Electric | Schneider Electric | 01022021 |  | Schneider Electric |  | SED | EVP2PE2202 |  |  | 2012.67 |  | 1 |  | 1 | EVLINK PKG SE ENCLOSURE GREY 22KW 1XT2 | EVLINK PKG SE COFFRET GRIS 22KW 1XT2 |  | EVLINK PKG SE ENCLOSURE GREY 22KW 1XT2 | [8 empty] | 09.54 | 1 | [8 empty] | 1 | 3606480882890 | 0 |  | 15500 | 70 | 45 | 24 | 75.6 | [14 empty] | 73606480882899 | 2 | 38000 | 80 | 60 | 65 |  |  |  | 7 | N | [12 empty] | ELU | LU | 8504405590 | [14 empty] | EVLINK PKG SE ENCLOSURE GREY 22KW 1XT2 | EVLINK PKG SE COFFRET GRIS 22KW 1XT2
Schneider Electric | Schneider Electric | 01022021 |  | Schneider Electric |  | SED | EVP2PE2202R |  |  | 2402.37 |  | 1 |  | 1 | EVLINK PKG SE ENCLOSURE GREY 22KW 1XT2 R | EVLINK PKG SE COFFRET GRIS 22KW 1XT2 RFI |  | EVLINK PKG SE ENCLOSURE GREY 22KW 1XT2 R | [8 empty] | 09.54 | 1 | [8 empty] | 1 | 3606480882906 | 0 |  | 15649 | 69 | 45 | 26 | 80.73 | [14 empty] | 73606480882905 | 2 | 40000 | 80 | 60 | 67 |  |  |  | 7 | N | [12 empty] | ELU | LU | 8504405590 | [14 empty] | EVLINK PKG SE ENCLOSURE GREY 22KW 1XT2 R | EVLINK PKG SE COFFRET GRIS 22KW 1XT2 RFI
Schneider Electric | Schneider Electric | 01022021 |  | Schneider Electric |  | SED | EVP2PE2222 |  |  | 2792.04 |  | 1 |  | 1 | EVLINK PKG SE ENCLOSURE GREY 22KW 2XT2 | EVLINK PKG SE COFFRET GRIS 22KW 2XT2 |  | EVLINK PKG SE ENCLOSURE GREY 22KW 2XT2 | [8 empty] | 09.54 | 1 | [8 empty] | 1 | 3606480882913 | 0 |  | 19500 | 70 | 50 | 25 | 87.5 | [15 empty] | 2 | 47500 | 60 | 80 | 80 |  |  |  | 7 | N | [12 empty] | ELU | LU | 8504405590 | [14 empty] | EVLINK PKG SE ENCLOSURE GREY 22KW 2XT2 | EVLINK PKG SE COFFRET GRIS 22KW 2XT2
Schneider Electric | Schneider Electric | 01022021 |  | Schneider Electric |  | SED | EVP2PE2222R |  |  | 3181.71 |  | 1 |  | 1 | EVLINK PKG SE ENCLOSURE GREY 22KW 2XT2 R | EVLINK PKG SE COFFRET GRIS 22KW 2XT2 RFI |  | EVLINK PKG SE ENCLOSURE GREY 22KW 2XT2 R | [8 empty] | 09.54 | 1 | [8 empty] | 1 | 3606480882920 | 0 |  | 19150 | 70 | 50 | 25 | 87.5 | [15 empty] | 2 | 47500 | 60 | 80 | 60 |  |  |  | 7 | N | [12 empty] | ELU | LU | 8504405590 | [14 empty] | EVLINK PKG SE ENCLOSURE GREY 22KW 2XT2 R | EVLINK PKG SE COFFRET GRIS 22KW 2XT2 RFI
Schneider Electric | Schneider Electric | 01022021 |  | Schneider Electric |  | SED | EVP2PE222F |  |  | 2759.41 |  | 1 |  | 1 | EVLINK PKG SE ENCLOSURE GREY 22KW 1XT2-T | EVLINK PKG SE COFFRET GRIS 22KW T2-TF |  | EVLINK PKG SE ENCLOSURE GREY 22KW 1XT2-T | [8 empty] | 09.54 | 1 | [8 empty] | 1 | 3606480882975 | 0 |  | 19500 | 70 | 50 | 25 | 87.5 | [14 empty] | 73606480882974 | 2 | 47500000 | 60 | 80 | 50 |  |  |  | 15 | N | [12 empty] | ELU | LU | 8504405590 | [14 empty] | EVLINK PKG SE ENCLOSURE GREY 22KW 1XT2-T | EVLINK PKG SE COFFRET GRIS 22KW T2-TF
Schneider Electric | Schneider Electric | 01022021 |  | Schneider Electric |  | SED | EVP2PE222FR |  |  | 3246.5 |  | 1 |  | 1 | EVlink Parking 2 - Block 22kW+2,3kW RFID | EVlink Parking 2 - Boît. 22kW+2,3kW RFID |  | EVLINK PKG SE ENCLOSURE GREY 22KW T2-TF | [8 empty] | 09.54 | 1 | [8 empty] | 1 | 3606480882982 | 0 |  | 19500 | 70 | 50 | 25 | 87.5 | [15 empty] | 2 | 47500 | 60 | 80 | 80 |  |  |  | 15 | N | [12 empty] | ELU | LU | 8504405590 | [14 empty] | EVlink Parking 2 - Block 22kW+2,3kW RFID | EVlink Parking 2 - Boît. 22kW+2,3kW RFID | [17 empty] | https://eref.se.com/be/nl/sis-tarif/product/EVP2PE222FR | https://eref.se.com/be/fr/sis-tarif/product/EVP2PE222FR
Schneider Electric | Schneider Electric | 01022021 |  | Schneider Electric |  | SED | EVP2PE702 |  |  | 1882.79 |  | 1 |  | 1 | EVLINK PKG SE ENCLOSURE GREY 7KW 1XT2 | EVLINK PKG SE COFFRET GRIS 7KW 1XT2 |  | EVLINK PKG SE ENCLOSURE GREY 7KW 1XT2 | [8 empty] | 09.54 | 1 | [8 empty] | 1 | 3606480882937 | 0 |  | 19500 | 70 | 50 | 25 | 87.5 | [15 empty] | 2 | 47500 | 60 | 80 | 80 |  |  |  | 7 | N | [12 empty] | ELU | LU | 8504405590 | [14 empty] | EVLINK PKG SE ENCLOSURE GREY 7KW 1XT2 | EVLINK PKG SE COFFRET GRIS 7KW 1XT2
Schneider Electric | Schneider Electric | 01022021 |  | Schneider Electric |  | SED | EVP2PE702R |  |  | 2272.47 |  | 1 |  | 1 | EVLINK PKG SE ENCLOSURE GREY 7KW 1XT2 RF | EVLINK PKG SE COFFRET GRIS 7KW 1XT2 RFID |  | EVLINK PKG SE ENCLOSURE GREY 7KW 1XT2 RF | [8 empty] | 09.54 | 1 | [8 empty] | 1 | 3606480882944 | 0 |  | 19500 | 70 | 50 | 25 | 87.5 | [14 empty] | 73606480882943 | 2 | 47500000 | 60 | 80 | 50 |  |  |  | 15 | N | [12 empty] | ELU | LU | 8504405590 | [14 empty] | EVLINK PKG SE ENCLOSURE GREY 7KW 1XT2 RF | EVLINK PKG SE COFFRET GRIS 7KW 1XT2 RFID
Schneider Electric | Schneider Electric | 01022021 |  | Schneider Electric |  | SED | EVP2PE722 |  |  | 2532.25 |  | 1 |  | 1 | EVLINK PKG SE ENCLOSURE GREY 7KW 2XT2 | EVLINK PKG SE COFFRET GRIS 7KW 2XT2 |  | EVLINK PKG SE ENCLOSURE GREY 7KW 2XT2 | [8 empty] | 09.54 | 1 | [8 empty] | 1 | 3606480882951 | 0 |  | 20000 | 70 | 50 | 25 | 87.5 | [14 empty] | 73606480882950 | 2 | 47500 | 60 | 80 | 64 |  |  |  | 7 | N | [12 empty] | ELU | LU | 8504405590 | [14 empty] | EVLINK PKG SE ENCLOSURE GREY 7KW 2XT2 | EVLINK PKG SE COFFRET GRIS 7KW 2XT2
Schneider Electric | Schneider Electric | 01022021 |  | Schneider Electric |  | SED | EVP2PE722R |  |  | 2921.93 |  | 1 |  | 1 | EVLINK PKG SE ENCLOSURE GREY 7KW 2XT2 RF | EVLINK PKG SE COFFRET GRIS 7KW 2XT2 RFID |  | EVLINK PKG SE ENCLOSURE GREY 7KW 2XT2 RF | [8 empty] | 09.54 | 1 | [8 empty] | 1 | 3606480882968 | 0 |  | 19500 | 70 | 50 | 25 | 87.5 | [15 empty] | 2 | 47500 | 60 | 80 | 80 |  |  |  | 7 | N | [12 empty] | ELU | LU | 8504405590 | [14 empty] | EVLINK PKG SE ENCLOSURE GREY 7KW 2XT2 RF | EVLINK PKG SE COFFRET GRIS 7KW 2XT2 RFID
Schneider Electric | Schneider Electric | 01022021 |  | Schneider Electric |  | SED | EVP2PE72F |  |  | 2597.03 |  | 1 |  | 1 | EVLINK PKG SE ENCLOSURE GREY 7KW T2-TF | EVLINK PKG SE COFFRET GRIS 7KW T2-TF |  | EVLINK PKG SE ENCLOSURE GREY 7KW T2-TF | [8 empty] | 09.54 | 1 | [8 empty] | 1 | 3606480882999 | 0 |  | 19500 | 70 | 50 | 25 | 87.5 | [14 empty] | 73606480882998 | 2 | 47500000 | 60 | 80 | 50 |  |  |  | 15 | N | [12 empty] | ELU | LU | 8504405590 | [14 empty] | EVLINK PKG SE ENCLOSURE GREY 7KW T2-TF | EVLINK PKG SE COFFRET GRIS 7KW T2-TF
Schneider Electric | Schneider Electric | 01022021 |  | Schneider Electric |  | SED | EVP2PE72FR |  |  | 3084.13 |  | 1 |  | 1 | EVLINK PKG SE ENCLOSURE GREY 7KW T2-TF R | EVLINK PKG SE COFFRET GRIS 7KW T2-TF RFI |  | EVLINK PKG SE ENCLOSURE GREY 7KW T2-TF R | [8 empty] | 09.54 | 1 | [8 empty] | 1 | 3606480883002 | 0 |  | 19500 | 70 | 50 | 25 | 87.5 | [14 empty] | 73606480883001 | 2 | 47500000 | 60 | 80 | 50 |  |  |  | 7 | N | [12 empty] | ELU | LU | 8504405590 | [14 empty] | EVLINK PKG SE ENCLOSURE GREY 7KW T2-TF R | EVLINK PKG SE COFFRET GRIS 7KW T2-TF RFI
Schneider Electric | Schneider Electric | 01022021 |  | Schneider Electric |  | SED | EVP2WCG |  |  | 630.17 |  | 1 |  | 1 | EVlink Parking 2 Wall - Front Cover | EVlink Parking 2 Mural - Coiffe frontale |  | EVLINK PKG STD WALL MOUNTED CAP ALU | [18 empty] | 1 | 3606480882418 | 0 |  | 8134 | 69 | 45 | 19 | 58.995 | [15 empty] | 12 | 129500 | 120 | 80 | 148.5 |  |  |  | 7 | N | [12 empty] | ELU | LU | 7616999099 | [14 empty] | EVlink Parking 2 Wall - Front Cover | EVlink Parking 2 Mural - Coiffe frontale
Schneider Electric | Schneider Electric | 01022021 |  | Schneider Electric |  | SED | EVP3MM |  |  | 585 |  | 1 |  | 1 | EVlink 4G Cell Modem | 3G/4G modem |  | 3G/4G modem | [18 empty] | 1 | 3606481976338 | 0 |  | 475 | 26 | 18 | 9 | 4.212 | [7 empty] | 13606481976335 | 12 | 6703 | 60 | 40 | 30 |  |  | 96 | 65624 | 120 | 80 | 75 |  |  |  | 6 | N | [12 empty] | ELU | LU | 8517620000 | [14 empty] | EVlink 4G Cell Modem | 3G/4G modem | [17 empty] | https://eref.se.com/be/nl/sis-tarif/product/EVP3MM | https://eref.se.com/be/fr/sis-tarif/product/EVP3MM
Schneider Electric | Schneider Electric | 01022021 |  | Schneider Electric |  | SED | EVW2S22P02 |  |  | 2063 |  | 1 |  | 1 | EVLINK PKG EVO WALL 22KW 1XT2 EV CHARGIN | EVLINK PKG EVO MURALE 22KW 1XT2 BORNE DE |  | EVLINK PKG EVO WALL 22KW 1XT2 EV CHARGIN | [8 empty] | 09.54 | 1 | [8 empty] | 1 | 3606480882647 | 0 |  | 33000 | 68 | 45 | 50 | 153 | 3606480882647 | 1 | 33000 | 50 | 68 | 45 | [17 empty] | 20 | N | [12 empty] | ELU | LU | 8537109899 | [14 empty] | Laadstation - EVlink PARKING Wandmontage 22kW 1xT2 | Borne de recharge EVlink PARKING monté au mur 22KW 1xT2 | [17 empty] | https://eref.se.com/be/nl/sis-tarif/product/EVW2S22P02 | https://eref.se.com/be/fr/sis-tarif/product/EVW2S22P02
Schneider Electric | Schneider Electric | 01022021 |  | Schneider Electric |  | SED | EVW2S22P02R |  |  | 2521.44 |  | 1 |  | 1 | EVLINK PKG EVO WALL 22KW 1XT2 RFID EV CH | EVLINK PKG EVO MURALE 22KW 1XT2 RFID BOR |  | EVLINK PKG EVO WALL 22KW 1XT2 RFID EV CH | [8 empty] | 09.54 | 1 | [8 empty] | 1 | 3606480882654 | 0 |  | 22600 | 68 | 50 | 45 | 153 | 3606480882654 | 1 | 23500 | 68 | 45 | 50 | [17 empty] | 20 | N | [12 empty] | ELU | LU | 8537109899 | [14 empty] | Laadstation - EVlink PARKING Wandmontage 22kW 1xT2 RFID | Borne de recharge EVlink PARKING monté au mur 22KW 1xT2 RFID | [17 empty] | https://eref.se.com/be/nl/sis-tarif/product/EVW2S22P02R | https://eref.se.com/be/fr/sis-tarif/product/EVW2S22P02R
Schneider Electric | Schneider Electric | 01022021 |  | Schneider Electric |  | SED | EVW2S22P22 |  |  | 2996.03 |  | 1 |  | 1 | EVlink Parking 2 Muur 2x22kW-T2 | EVlink Parking 2 Mural 2x22kW-T2 |  | EVLINK PKG EVO WALL 22KW 2XT2 EV CHARGIN | [8 empty] | 09.54 | 1 | [8 empty] | 1 | 3606480882661 | 0 |  | 25600 | 68 | 50 | 45 | 153 | 3606480882661 | 1 | 26500 | 68 | 45 | 50 | [17 empty] | 14 | N | [12 empty] | ELU | LU | 8537109899 | [14 empty] | Laadstation - EVlink PARKING Wandmontage 22kW 2xT2 | Borne de recharge EVlink PARKING monté au mur 22KW 2xT2 | [17 empty] | https://eref.se.com/be/nl/sis-tarif/product/EVW2S22P22 | https://eref.se.com/be/fr/sis-tarif/product/EVW2S22P22
Schneider Electric | Schneider Electric | 01022021 |  | Schneider Electric |  | SED | EVW2S22P22R |  |  | 3406.14 |  | 1 |  | 1 | EVlink Parking 2 Muur 2x22kW-T2 RFID | EVlink Parking 2 Mural 2x22kW-T2 RFID |  | EVLINK PKG EVO WALL 22KW 2XT2 RFID EV CH | [8 empty] | 09.54 | 1 | [8 empty] | 1 | 3606480882678 | 0 |  | 31839 | 68 | 45 | 50 | 153 | 3606480882678 | 1 | 31839 | 50 | 68 | 45 | [17 empty] | 2 | Y | [12 empty] | ELU | LU | 8537109899 | [14 empty] | Laadstation - EVlink PARKING Wandmontage 22kW 2xT2 RFID | Borne de recharge EVlink PARKING monté au mur 22KW 2xT2 RFID | [17 empty] | https://eref.se.com/be/nl/sis-tarif/product/EVW2S22P22R | https://eref.se.com/be/fr/sis-tarif/product/EVW2S22P22R
Schneider Electric | Schneider Electric | 01022021 |  | Schneider Electric |  | SED | EVW2S7P02 |  |  | 1910.18 |  | 1 |  | 1 | EVLINK PKG EVO WALL 7KW 1XT2 EV CHARGING | EVLINK PKG EVO MURALE 7KW 1XT2 BORNE DE |  | EVLINK PKG EVO WALL 7KW 1XT2 EV CHARGING | [8 empty] | 09.54 | 1 | [8 empty] | 1 | 3606480882685 | 0 |  | 33000 | 68 | 45 | 50 | 153 | 3606480882685 | 1 | 33000 | 50 | 68 | 45 | [17 empty] | 14 | N | [12 empty] | ELU | LU | 8537109899 | [14 empty] | Laadstation - EVlink PARKING Wandmontage 7kW 1xT2 | Borne de recharge EVlink PARKING monté au mur 7KW 1xT2 | [17 empty] | https://eref.se.com/be/nl/sis-tarif/product/EVW2S7P02 | https://eref.se.com/be/fr/sis-tarif/product/EVW2S7P02
Schneider Electric | Schneider Electric | 01022021 |  | Schneider Electric |  | SED | EVW2S7P02R |  |  | 2368.62 |  | 1 |  | 1 | EVLINK PKG EVO WALL 7KW 1XT2 RFID EV CHA | EVLINK PKG EVO MURALE 7KW 1XT2 RFID BORN |  | EVLINK PKG EVO WALL 7KW 1XT2 RFID EV CHA | [8 empty] | 09.54 | 1 | [8 empty] | 1 | 3606480882692 | 0 |  | 22600 | 68 | 45 | 50 | 153 | [23 empty] | 20 | N | [12 empty] | ELU | LU | 8537109899 | [14 empty] | Laadstation - EVlink PARKING Wandmontage 7 kW 1xT2 RFID | Borne de recharge EVlink PARKING Fixation au mur 7 kW 1xT2 RFID | [17 empty] | https://eref.se.com/be/nl/sis-tarif/product/EVW2S7P02R | https://eref.se.com/be/fr/sis-tarif/product/EVW2S7P02R
Schneider Electric | Schneider Electric | 01022021 |  | Schneider Electric |  | SED | EVW2S7P22 |  |  | 2674.26 |  | 1 |  | 1 | EVLINK PKG EVO WALL 7KW 2XT2 EV CHARGING | EVLINK PKG EVO MURALE 7KW 2XT2 BORNE DE |  | EVLINK PKG EVO WALL 7KW 2XT2 EV CHARGING | [8 empty] | 09.54 | 1 | [8 empty] | 1 | 3606480882708 | 0 |  | 25600 | 68 | 50 | 45 | 153 | 3606480882708 | 1 | 26500 | 68 | 45 | 50 | [17 empty] | 20 | N | [12 empty] | ELU | LU | 8537109899 | [14 empty] | Laadstation - EVlink PARKING Wandmontage 7kW 2xT2 | Borne de recharge EVlink PARKING monté au mur 7KW 2xT2 | [17 empty] | https://eref.se.com/be/nl/sis-tarif/product/EVW2S7P22 | https://eref.se.com/be/fr/sis-tarif/product/EVW2S7P22
Schneider Electric | Schneider Electric | 01022021 |  | Schneider Electric |  | SED | EVW2S7P22R |  |  | 3132.7 |  | 1 |  | 1 | EVLINK PKG EVO WALL 7KW 2XT2 RFID EV CHA | EVLINK PKG EVO MURALE 7KW 2XT2 RFID BORN |  | EVLINK PKG EVO WALL 7KW 2XT2 RFID EV CHA | [8 empty] | 09.54 | 1 | [8 empty] | 1 | 3606480882715 | 0 |  | 33000 | 68 | 45 | 50 | 153 | 3606480882715 | 1 | 33000 | 50 | 68 | 45 | [17 empty] | 14 | N | [12 empty] | ELU | LU | 8537109899 | [14 empty] | Laadstation - EVlink PARKING Wandmontage 7kW 2xT2 RFID | Borne de recharge EVlink PARKING monté au mur 7KW 2xT2 RFID | [17 empty] | https://eref.se.com/be/nl/sis-tarif/product/EVW2S7P22R | https://eref.se.com/be/fr/sis-tarif/product/EVW2S7P22R
Schneider Electric | Schneider Electric | 01022021 |  | Schneider Electric |  | SED | GS1AN22G |  |  | 63.7 |  | 1 |  | 1 | CONTACT EXTERN LINKS | CONTACT AUX 2NO+2NF CMD GAUCHE TESYS GS |  | CONTACT BLOCK 2XO+F | [18 empty] | 1 | 3389110705867 | 0 |  | 217 | 13 | 5 | 7 | 0.455 | [23 empty] | 21 | N | [12 empty] | TE9 | Y9 | 8538909999 | [14 empty] | TeSys GS - hulpcontact - 2 NO + 2 NC - bediening aan linkerkant - 50 ... 1250 A | TeSys GS - contact auxiliaire - 2 NO+2 NF - commande côté gauche - 50 ... 1250 A | [17 empty] | https://eref.se.com/be/nl/sis-tarif/product/GS1AN22G | https://eref.se.com/be/fr/sis-tarif/product/GS1AN22G
Schneider Electric | Schneider Electric | 01022021 |  | Schneider Electric |  | SED | HFSETKEYS109 |  |  | 1020.13 |  | 1 |  | 1 | Sloten + sleutels voor Compact | Serrures + cléfs pour Compact |  | Locks + keys for Compact | [18 empty] | 1 |  | 0 |  | 700 | 12 | 12 | 7 | 1008 | [23 empty] | 15 | N | [12 empty] | MC1 | MO | 8301409000
Schneider Electric | Schneider Electric | 01022021 |  | Schneider Electric |  | SED | HFSETKEYS111 |  |  | 206 |  | 1 |  | 1 | Sleutels voor ComPact & MasterPact | Cléfs pour Compact & MasterPact |  | Keys for Compact & MasterPact | [18 empty] | 1 |  | 0 |  | 700 | 12 | 12 | 7 | 1008 | [23 empty] | 15 | N | [12 empty] | MC1 | MO | 8301409000
Schneider Electric | Schneider Electric | 01022021 |  | Schneider Electric |  | SED | HFSETKEYS112 |  |  | 137.33 |  | 1 |  | 1 | Sleutels voor ComPact & MasterPact | Cléfs pour Compact & MasterPact |  | Keys for Compact & MasterPact | [18 empty] | 1 |  | 0 |  | 700 | 12 | 12 | 7 | 1008 | [23 empty] | 15 | N | [12 empty] | MR2 | NZ | 8301409000
Schneider Electric | Schneider Electric | 01022021 |  | Schneider Electric |  | SED | HMIBSCEA53D1EDB |  |  | 1281.8 |  | 1 |  | 1 | Evlink LMS Dynamiek 5 laadpunten | Evlink LMS Dynamique -5 points de charge |  | EV load management system 5 CP dynamic | [18 empty] | 1 | 3606481828385 | 0 |  | 1364 | 32 | 22 | 9 | 6.336 | [7 empty] | 13606481828382 | 6 | 9244 | 60 | 40 | 30 | [10 empty] | 12 | N | [12 empty] | ELU | LU | 85371091 | [14 empty] | Evlink LMS Dynamiek 5 laadpunten | Evlink LMS Dynamique -5 points de charge | [17 empty] | https://eref.se.com/be/nl/sis-tarif/product/HMIBSCEA53D1EDB | https://eref.se.com/be/fr/sis-tarif/product/HMIBSCEA53D1EDB
Schneider Electric | Schneider Electric | 01022021 |  | Schneider Electric |  | SED | HMIBSCEA53D1EDL |  |  | 13980 |  | 1 |  | 1 | EV LMS 100 CS dynamic | EV load management system 100 CP dynamic |  | EV load management system 100 CS dynamic | [18 empty] | 1 | 3606481455536 | 0 |  | 1412 | 33 | 22 | 9 | 6.534 |  | 1 | 1364 | 8.5 | 32 | 22 |  | 13606481455533 | 6 | 9732 | 60 | 40 | 30 | [10 empty] | 12 | N | [12 empty] | ELU | LU | 8537109199 | [14 empty] | EV LMS 100 CS dynamic | EV load management system 100 CP dynamic | [17 empty] | https://eref.se.com/be/nl/sis-tarif/product/HMIBSCEA53D1EDL | https://eref.se.com/be/fr/sis-tarif/product/HMIBSCEA53D1EDL
Schneider Electric | Schneider Electric | 01022021 |  | Schneider Electric |  | SED | HMIBSCEA53D1EDM |  |  | 9986 |  | 1 |  | 6 | Evlink LMS Dynamiek 50 laadpunten | Evlink LMS dynamique 50 points de charge |  | EV load management system 50 CP dynamic | [18 empty] | 1 | 3606489943042 | 0 |  | 1400 | 32 | 22 | 9 | 6.336 | 13606489943049 | 6 | 9240 | 80 | 40 | 30 | [17 empty] | 16 | N | [12 empty] | ELU | LU | 8471500000 | [14 empty] | Evlink LMS Dynamiek 50 laadpunten | Evlink LMS dynamique 50 points de charge | [17 empty] | https://eref.se.com/be/nl/sis-tarif/product/HMIBSCEA53D1EDM | https://eref.se.com/be/fr/sis-tarif/product/HMIBSCEA53D1EDM
Schneider Electric | Schneider Electric | 01022021 |  | Schneider Electric |  | SED | HMIBSCEA53D1EDS |  |  | 5182 |  | 1 |  | 1 | Evlink LMS Dynamiek 15 laadpunten | Evlink LMS dynamique 15 points de charge |  | EV load management system 15 CP dynamic | [18 empty] | 1 | 3606489943035 | 0 |  | 1408 | 33 | 22 | 9 | 6.534 | [7 empty] | 13606489943032 | 6 | 9244 | 60 | 40 | 30 | [10 empty] | 12 | N | [12 empty] | ELU | LU | 8471500000 | [14 empty] | Evlink LMS Dynamiek 15 laadpunten | Evlink LMS dynamique 15 points de charge | [17 empty] | https://eref.se.com/be/nl/sis-tarif/product/HMIBSCEA53D1EDS | https://eref.se.com/be/fr/sis-tarif/product/HMIBSCEA53D1EDS
Schneider Electric | Schneider Electric | 01022021 |  | Schneider Electric |  | SED | HMIBSCEA53D1ESM |  |  | 6440 |  | 1 |  | 1 | Evlink LMS Statiek 50 laadpunten | Evlink LMS statique 50 points de charge |  | EV load management system 50 CP static | [18 empty] | 1 | 3606489943066 | 0 |  | 1420 | 33 | 22 | 9 | 6.534 | [23 empty] | 12 | N | [12 empty] | ELU | LU | 8471500000 | [14 empty] | Evlink LMS Statiek 50 laadpunten | Evlink LMS statique 50 points de charge | [17 empty] | https://eref.se.com/be/nl/sis-tarif/product/HMIBSCEA53D1ESM | https://eref.se.com/be/fr/sis-tarif/product/HMIBSCEA53D1ESM
Schneider Electric | Schneider Electric | 01022021 |  | Schneider Electric |  | SED | HMIBSCEA53D1ESS |  |  | 3220 |  | 1 |  | 1 | Evlink LMS Statiek 15 laadpunten | Evlink LMS statique 15 points de charge |  | EV load management system 15 CP static | [18 empty] | 1 | 3606489943059 | 0 |  | 1400 | 32 | 22 | 9 | 6.336 | [7 empty] | 13606489943056 | 6 | 9220 | 60 | 40 | 30 | [10 empty] | 12 | N | [12 empty] | ELU | LU | 8471500000 | [14 empty] | Evlink LMS Statiek 15 laadpunten | Evlink LMS statique 15 points de charge | [17 empty] | https://eref.se.com/be/nl/sis-tarif/product/HMIBSCEA53D1ESS | https://eref.se.com/be/fr/sis-tarif/product/HMIBSCEA53D1ESS
Schneider Electric | Schneider Electric | 01022021 |  | Schneider Electric |  | SED | IMDIFL12C |  |  | 1349.18 |  | 1 |  | 1 | VIGILOHM 12CH. LOC. MODB. 110-440VAC/DC | Vigilohm IFL12C MODBUS RS485 110-440Vca/ |  | VIGILOHM 12CH. LOC. MODB. 110-440VAC/DC | [18 empty] | 1 | 3606489504861 | 0 |  | 550 | 14 | 18 | 10 | 2.52 | [7 empty] | 23606489504865 | 8 | 5200 | 40 | 30 | 30 | [10 empty] | 6 | N | [12 empty] | MC3 | MQ | 9030332090
Schneider Electric | Schneider Electric | 01022021 |  | Schneider Electric |  | SED | IMDIFL12H |  |  | 1319.63 |  | 1 |  | 1 | Vigilohm IFL12H MODBUS RS485 100-250Vws/ | VIGILOHM 12CH. LOCATOR MODBUS HOSP. |  | VIGILOHM 12CH. LOCATOR MODBUS HOSP. | [18 empty] | 1 | 3606489504854 | 0 |  | 550 | 14 | 18 | 10 | 2.52 | [7 empty] | 23606489504858 | 8 | 5140 | 40 | 30 | 30 | [10 empty] | 6 | N | [12 empty] | MC3 | MQ | 9030332090
Schneider Electric | Schneider Electric | 01022021 |  | Schneider Electric |  | SED | IMDIFL12MC |  |  | 3008.75 |  | 1 |  | 1 | Vigilohm IFL12MC MODBUS RS485 100-440Vws | Vigilohm IFL12MC MODBUS RS485 110-440Vac |  | VIGIL 12CH ADV LOC MB 110-440VAC/DC | [18 empty] | 1 | 3606489504878 | 0 |  | 550 | 14 | 18 | 10 | 2.52 | [7 empty] | 23606489504872 | 8 | 5200 | 40 | 30 | 30 | [10 empty] | 6 | N | [12 empty] | MC3 | MQ | 9030332090
Schneider Electric | Schneider Electric | 01022021 |  | Schneider Electric |  | SED | IMD-IM10 |  |  | 833.68 |  | 1 |  | 1 | VIGILOHM ISOLATIEBEWAKING IM10 | VIGILOHM CONTROLEUR ISOLEMENT IM10 |  | VIGILOHM INSULATION MONITOR IM10 | [18 empty] | 1 | 3606480321672 | 0 |  | 448 | 17 | 14 | 11 | 2.618 | [7 empty] | 13606480321679 | 8 | 4198 | 40 | 30 | 30 | [10 empty] | 2 | Y | [12 empty] | MC3 | MQ | 9030390000 | [14 empty] | Vigilohm IM10 Permanente isolatiebewaker, 110/415V AC -125/250V DC | Contrôleur permanent d'isolement IM10 Vigilohm, 110/415V CA -125/250V CC | [17 empty] | https://eref.se.com/be/nl/sis-tarif/product/IMD-IM10 | https://eref.se.com/be/fr/sis-tarif/product/IMD-IM10
Schneider Electric | Schneider Electric | 01022021 |  | Schneider Electric |  | SED | IMD-IM10-H |  |  | 757.89 |  | 1 |  | 1 | VIGILOHM ISOLATIEBEWAKING IM10 HOSPITAL | VIGILOHM CONTROLEUR ISOLEMENT IM10 HOP. |  | VIGILOHM INSULATION MONITOR IM10 FOR HOS | [18 empty] | 1 | 3606480321696 | 0 |  | 391 | 17 | 14 | 10 | 2.38 | 3606480321696 | 1 | 391 | 16.5 | 13.5 | 10.5 |  | 13606480321693 | 8 | 3600 | 40 | 30 | 30 |  |  | 64 | 34790 | 80 | 60 | 75 |  |  |  | 14 | N | [12 empty] | MC3 | MQ | 9030390000 | [14 empty] | Vigilohm IM10-H Permanente isolatiebewaker voor hospitaaltoepassing | Contrôleur perm. d'isolement IM10-H Vigilohm, 110/415V CA -125/250V CC, hôpitaux | [17 empty] | https://eref.se.com/be/nl/sis-tarif/product/IMD-IM10-H | https://eref.se.com/be/fr/sis-tarif/product/IMD-IM10-H
Schneider Electric | Schneider Electric | 01022021 |  | Schneider Electric |  | SED | IMD-IM20 |  |  | 896.84 |  | 1 |  | 1 | VIGILOHM IMD-IM20 ISOLATIEBEWAKING | VIGILOHM CONTROLEUR ISOLEMENT IM20 |  | VIGILOHM INSULATION MONITOR IM20 | [18 empty] | 1 | 3606480321689 | 0 |  | 403 | 16 | 10 | 14 | 2.24 | 3606480321689 | 1 | 403 | 13.5 | 16.4 | 10.4 |  | 3606480321689 | 1 | 857 | 15 | 40 | 30 |  |  | 64 | 37620 | 75 | 80 | 60 |  |  |  | 7 | N | [12 empty] | MC3 | MQ | 9030390000 | [14 empty] | Vigilohm IM20 Permanente isolatiebewaker - Modbus, 110/415V AC -125/250V DC | Contrôleur perm. d'isolement IM20 Vigilohm Modbus, 110/415V CA -125/250V CC | [17 empty] | https://eref.se.com/be/nl/sis-tarif/product/IMD-IM20 | https://eref.se.com/be/fr/sis-tarif/product/IMD-IM20
Schneider Electric | Schneider Electric | 01022021 |  | Schneider Electric |  | SED | IMD-IM20-1700 |  |  | 451.67 |  | 1 |  | 1 | HV-IM20-1700 SPANNINGSAANPASSING IM20 | VIGILOHM PLATINE ADD HV 1,7KV POUR IM20 |  | VIGILOHM HV 1,7KV SUBASSEMBLY FOR IM20 | [18 empty] | 1 | 3606480384974 | 0 |  | 134 | 10 | 8 | 8 | 0.64 | 3606480384974 | 1 | 134 | 8 | 9.5 | 7.8 |  | 13606480384971 | 36 | 5310 | 30 | 40 | 30 |  |  | 288 | 48490 | 75 | 80 | 60 |  |  |  | 7 | N | [12 empty] | MC3 | MQ | 9030890000 | [14 empty] | Spanningsaanpassing HV-IM20-1700 voor netten tot 1700AC/1000V DC | Platine d'adapt. de tension HV-IM20-1700 pour réseaux jusque 1700V CA/1000V CC | [17 empty] | https://eref.se.com/be/nl/sis-tarif/product/IMD-IM20-1700 | https://eref.se.com/be/fr/sis-tarif/product/IMD-IM20-1700
Schneider Electric | Schneider Electric | 01022021 |  | Schneider Electric |  | SED | IMD-IM20-H |  |  | 815.31 |  | 1 |  | 1 | VIGILOHM CONTROLEUR ISOLEMENT IM20 HOP. | VIGILOHM ISOLATIECONTROLLER IM20 HOSP. |  | VIGILOHM INSULATION MONITOR IM20 FOR HOS | [18 empty] | 1 | 3606480321702 | 0 |  | 411 | 17 | 14 | 11 | 2.618 | 3606480321702 | 1 | 411 | 10.5 | 16.5 | 13.5 |  | 13606480321709 | 8 | 3780 | 30 | 40 | 30 |  |  | 64 | 36200 | 75 | 80 | 60 |  |  |  | 7 | N | [12 empty] | MC3 | MQ | 9030390000 | [14 empty] | Vigilohm IM20-H Permanente isolatiebewaker Modbus, voor hospitaaltoepassing | Contrôleur d'isolement IM20 Vigilohm Modbus, 110/415V CA -125/250V CC, hôpitaux | [17 empty] | https://eref.se.com/be/nl/sis-tarif/product/IMD-IM20-H | https://eref.se.com/be/fr/sis-tarif/product/IMD-IM20-H
Schneider Electric | Schneider Electric | 01022021 |  | Schneider Electric |  | SED | IMD-IM400 |  |  | 2422.7 |  | 1 |  | 1 | VIGILOHM IM400 110/440VACDC 50/60/400HZ | VIGILOHM IM400 110-415VAC |  | VIGILOHM INSULATION MONITOR IM400 | [18 empty] | 1 | 3606480573347 | 0 |  | 994 | 21 | 18 | 14 | 5.292 | 3606480573347 | 1 | 868 | 14 | 21 | 17.5 | [9 empty] | 32 | 40700 | 60 | 80 | 750 |  |  |  | 7 | N | [12 empty] | MC3 | MQ | 9030390000 | [14 empty] | Vigilohm IM400 Permanente isolatiebewaker Modbus, 110/440V AC/DC | Contrôleur permanent d'isolement IM400 Vigilohm Modbus, 110/440V CA/CC | [17 empty] | https://eref.se.com/be/nl/sis-tarif/product/IMD-IM400 | https://eref.se.com/be/fr/sis-tarif/product/IMD-IM400
Schneider Electric | Schneider Electric | 01022021 |  | Schneider Electric |  | SED | IMD-IM400-1700 |  |  | 419.42 |  | 1 |  | 1 | VIGILOHM HV 1,7KV FOR IM400 | VIGILOHM PLATINE ADD HV 1,7KV POUR IM400 |  | VIGILOHM HV 1,7KV FOR IM400 | [18 empty] | 1 | 3606480573354 | 0 |  | 150 | 10 | 8 | 8 | 0.64 | 3606480573354 | 1 | 150 | 8 | 9.5 | 7.8 |  | 13606480573351 | 36 | 6133 | 40 | 30 | 30 | [10 empty] | 14 | N | [12 empty] | MC3 | MQ | 9030890000 | [14 empty] | Spanningsaanpassing HV-IM400-1700 voor netten tot 1700AC/1000V DC | Platine d'adapt. de tension HV-IM400-1700 pour réseaux jusque 1700V CA/1000V CC | [17 empty] | https://eref.se.com/be/nl/sis-tarif/product/IMD-IM400-1700 | https://eref.se.com/be/fr/sis-tarif/product/IMD-IM400-1700
Schneider Electric | Schneider Electric | 01022021 |  | Schneider Electric |  | SED | IMDIM400THR |  |  | 3431.03 |  | 1 |  | 1 | Vigilohm THR voedingsspan 110-440VWS/GS | Vigilohm THR tension d'alim 110-440VCA/C |  | IMD Medium Voltage | [18 empty] | 1 | 3606489488581 | 0 |  | 970 | 22 | 18 | 14 | 5.544 | [15 empty] | 32 | 41276 | 60 | 80 | 750 |  |  |  | 14 | N | [12 empty] | MC3 | MQ | 90308900 | [33 empty] | https://eref.se.com/be/nl/sis-tarif/product/IMDIM400THR | https://eref.se.com/be/fr/sis-tarif/product/IMDIM400THR
Schneider Electric | Schneider Electric | 01022021 |  | Schneider Electric |  | SED | IMD-IM9 |  |  | 628.48 |  | 1 |  | 1 | VIGILOHM ISOLATIECONTROLLER IM9 | VIGILOHM CONTROLEUR ISOLEMENT IM9 |  | VIGILOHM INSULATION MONITOR IM9 | [18 empty] | 1 | 3606480321658 | 0 |  | 230 | 8 | 10 | 8 | 0.64 | [7 empty] | 13606480321655 | 36 | 8721 | 40 | 30 | 30 | [10 empty] | 6 | N | [12 empty] | MC3 | MQ | 9030390000 | [14 empty] | Vigilohm IM9 Permanente isolatiebewaker, 115/415V AC -125/250V DC | Contrôleur permanent d'isolement IM9 Vigilohm, 115/415V CA -125/250V CC | [17 empty] | https://eref.se.com/be/nl/sis-tarif/product/IMD-IM9 | https://eref.se.com/be/fr/sis-tarif/product/IMD-IM9
Schneider Electric | Schneider Electric | 01022021 |  | Schneider Electric |  | SED | IMD-IM9-OL |  |  | 470.81 |  | 1 |  | 1 | VIGILOHM MONITOR IM9 MOTOR OFF-LINE | VIGILOHM CONTROLEUR ISOLEMENT IM9 MOTEUR |  | VIGILOHM INSULATION MONITOR IM9 MOTOR OF | [18 empty] | 1 | 3606480321665 | 0 |  | 228 | 8 | 10 | 8 | 0.64 | [7 empty] | 13606480321662 | 36 | 8649 | 40 | 30 | 30 |  |  | 288 | 77664 | 80 | 60 | 75 |  |  |  | 7 | N | [12 empty] | MC3 | MQ | 9030390000 | [14 empty] | Vigilohm IM9-OL Permanente isolatiebewaker Off-Line, 110/415V AC -125/250V DC | Contrôleur perm. d'isolement IM9-OL Vigilohm Off-Line, 110/415V CA -125/250V CC | [17 empty] | https://eref.se.com/be/nl/sis-tarif/product/IMD-IM9-OL | https://eref.se.com/be/fr/sis-tarif/product/IMD-IM9-OL
Schneider Electric | Schneider Electric | 01022021 |  | Schneider Electric |  | SRL | IMT05022 |  |  | 3.51 |  | 1 |  | 5 | PP KVDOOS 65X65X45MM WIT | BTE DER+EMBOUT 65X65X45 BLANC |  | BOX 65X65X45 WITH GROMMELS WHITHE | [18 empty] | 5 | 3606480986345 | 0 |  | 58 | 26 | 8.5 | 8.5 | 1878.5 | [23 empty] | 5 | N | [12 empty] | SRB | I4 | 8536900100 | [33 empty] | https://eref.se.com/be/nl/sis-tarif/product/IMT05022 | https://eref.se.com/be/fr/sis-tarif/product/IMT05022
Schneider Electric | Schneider Electric | 01022021 |  | Schneider Electric |  | SRL | IMT05023 |  |  | 6.9 |  | 1 |  | 5 | PP KVDOOS 105X65X55MM WIT | BTE DER+EMBOUT 105X65X55 BLANC |  | BOX 105X65X55 WITH GROMMETS WHITE | [18 empty] | 5 | 3606480986352 | 0 |  | 96 | 12 | 30.5 | 1.5 | 549 |  | 5 | 476 | 12 | 7.5 | 30.5 | [9 empty] | 2700 | 274200 | 100 | 120 | 214.5 |  |  |  | 33 | N | [12 empty] | SRB | I4 | 8536900100 | [33 empty] | https://eref.se.com/be/nl/sis-tarif/product/IMT05023 | https://eref.se.com/be/fr/sis-tarif/product/IMT05023
Schneider Electric | Schneider Electric | 01022021 |  | Schneider Electric |  | SRL | IMT05024 |  |  | 4.06 |  | 1 |  | 5 | THORSMAN KABELDOOS DVTULE 80x80x45 WIT | BTE DER+EMBOUT 80X80X45 BLANC |  | BOX 80X80X55 WITH GROMMETS WHITE | [18 empty] | 5 | 3606480986369 | 0 |  | 77 | 9 | 25.5 | 1.8 | 413.1 |  | 5 | 402 | 9 | 25.5 | 9 | [9 empty] | 1200 | 113600 | 120 | 96 | 80 |  |  |  | 5 | N | [12 empty] | SRB | I4 | 8536900100 | [33 empty] | https://eref.se.com/be/nl/sis-tarif/product/IMT05024 | https://eref.se.com/be/fr/sis-tarif/product/IMT05024
Schneider Electric | Schneider Electric | 01022021 |  | Schneider Electric |  | SRL | IMT05064 |  |  | 3.62 |  | 1 |  | 5 | PP KVDOOS 80X80X45MM WIT GLAD | BTE DER.LISSE 80X80X45 BLANC |  | Box 80x80x45 no grommet white | [18 empty] | 5 | 3606480986390 | 0 |  | 56 | 9 | 25.5 | 9 | 2065.5 |  | 5 | 280 | 25.5 | 9 | 25.5 | [9 empty] | 3000 | 230000 | 100 | 120 | 214.5 |  |  |  | 15 | N | [12 empty] | SRB | I4 | 8536900100 | [33 empty] | https://eref.se.com/be/nl/sis-tarif/product/IMT05064 | https://eref.se.com/be/fr/sis-tarif/product/IMT05064
Schneider Electric | Schneider Electric | 01022021 |  | Schneider Electric |  | SRL | IMT05065 |  |  | 4.14 |  | 1 |  | 5 | Box 105x105x55 no grommet white | Box 105x105x55 no grommet white |  | BOX 105X105X55 NO GROMMETS WHITE | [18 empty] | 5 | 3606480986406 | 0 |  | 140 | 12 | 31 | 12 | 4464 |  | 5 | 700 | 11.5 | 11.5 | 31 | [9 empty] | 1800 | 302000 | 100 | 120 | 178 |  |  |  | 15 | N | [12 empty] | SRB | I4 | 8536900100 | [33 empty] | https://eref.se.com/be/nl/sis-tarif/product/IMT05065 | https://eref.se.com/be/fr/sis-tarif/product/IMT05065
Schneider Electric | Schneider Electric | 01022021 |  | Schneider Electric |  | SRL | IMT34000 |  |  | 8.33 |  | 1 |  | 1 | MUREVA KLEMMENSTEUN 12X2 L175 H60 | SUPPORT BORNIER 12X2 L175XH60 |  | TERMINAL BAR 12X2 192MM H>87MM (10) | [18 empty] | 1 | 3606480185588 | 0 |  | 40 | 12 | 1 | 20 | 240 |  | 1 | 40 | 1 | 15.5 | 18.5 | [9 empty] | 1200 | 48000 | 120 | 100 | 100 |  |  |  | 2 | Y | [12 empty] | SRT | I3 | 8536901000 | [14 empty] | Mureva BOX - steunstang - 12 x 2 x 175 mm | Boîtier Mureva - barre support - 12x2x175 mm | [17 empty] | https://eref.se.com/be/nl/sis-tarif/product/IMT34000 | https://eref.se.com/be/fr/sis-tarif/product/IMT34000
Schneider Electric | Schneider Electric | 01022021 |  | Schneider Electric |  | SRL | IMT34001 |  |  | 9.68 |  | 1 |  | 1 | MUREVA KLEMMENSTEUN 12X2 L241 H87 | SUPPORT BORNIER 12X2 L225XH80 |  | SUPPORT BORNIER 12X2 L241 H>87 | [18 empty] | 1 | 3606480185595 | 0 |  | 60 | 28 | 1.5 | 15 | 630 |  | 1 | 80 | 22 | 1.5 | 7 | [9 empty] | 1200 | 102000 | 120 | 50 | 100 |  |  |  | 2 | Y | [12 empty] | SRT | I3 | 8536901000 | [14 empty] | Mureva BOX - steunstang - 12 x 2 x 225 mm | Boîtier Mureva - barre support - 12x2x225 mm | [17 empty] | https://eref.se.com/be/nl/sis-tarif/product/IMT34001 | https://eref.se.com/be/fr/sis-tarif/product/IMT34001
Schneider Electric | Schneider Electric | 01022021 |  | Schneider Electric |  | SRL | IMT34002 |  |  | 13.26 |  | 1 |  | 1 | MUREVA KLEMMENSTEUN 12X2 L291 H128 | SUPPORT BORNIER 12X2 L275XH100 |  | SUPPORT BORNIER 12X2 L291H>128 | [18 empty] | 1 | 3606480185601 | 0 |  | 92 | 28 | 1.5 | 15 | 630 |  | 1 | 92 | 28 | 1.5 | 12 | [9 empty] | 1 | 92 | 28 | 1.5 | 12 |  |  |  | 17 | N | [12 empty] | SRT | I3 | 8536901000 | [14 empty] | Mureva BOX - steunstang - 12 x 2 x 275 mm | Boîtier Mureva - barre support - 12x2x275 mm | [17 empty] | https://eref.se.com/be/nl/sis-tarif/product/IMT34002 | https://eref.se.com/be/fr/sis-tarif/product/IMT34002
Schneider Electric | Schneider Electric | 01022021 |  | Schneider Electric |  | SRL | IMT34003 |  |  | 4.37 |  | 1 |  | 10 | MUREVA KLEM 2X16MM2 2X10MM2 GRIJS 10ST | BORN.2x16mm2+2x10mm2 GRIS |  | Terminal 2x10+2x16 mm2, red | [18 empty] | 10 | 3606480185618 | 0 |  | 18 | 10 | 11 | 3 | 0.33 |  | 10 | 180 | 2 | 10 | 10 | [9 empty] | 20000 | 360000 | 120 | 55 | 100 |  |  |  | 17 | N | [12 empty] | SRT | I3 | 8536901000 | [14 empty] | Mureva BOX - aansluitblok - vierpolig - 2 x 10 mm² + 2 x 16 mm² - fase | Boîtier Mureva - bornier - 4P - 2 x 10 mm² + 2 x 16 mm² - phase | [17 empty] | https://eref.se.com/be/nl/sis-tarif/product/IMT34003 | https://eref.se.com/be/fr/sis-tarif/product/IMT34003
Schneider Electric | Schneider Electric | 01022021 |  | Schneider Electric |  | SRL | IMT34004 |  |  | 5.57 |  | 1 |  | 10 | MUREVA KLEM 1X25MM2 3X16MM2 ZWART | BORN.1x25mm2+3x16mm2 GRIS |  | BORNIER 1X25²+3X16² NOIR | [18 empty] | 10 | 3606480185625 | 0 |  | 24 | 12 | 3.5 | 11 | 462 |  | 10 | 240 | 16 | 2 | 12 | [9 empty] | 20000 | 485000 | 120 | 52 | 100 |  |  |  | 2 | Y | [12 empty] | SRT | I3 | 8536901000 | [14 empty] | Mureva BOX - aansluitblok - vierpolig - 3 x 16 mm² + 1 x 25 mm² - fase | Boîtier Mureva - bornier - 4P - 3 x 16 mm² + 1 x 25 mm² - phase | [17 empty] | https://eref.se.com/be/nl/sis-tarif/product/IMT34004 | https://eref.se.com/be/fr/sis-tarif/product/IMT34004
Schneider Electric | Schneider Electric | 01022021 |  | Schneider Electric |  | SRL | IMT34005 |  |  | 4.45 |  | 1 |  | 5 | MUREVA KLEM 2X10MM2 2X16MM2 BLAUW | BORN.2x16mm2+2x10mm2 BLEU |  | BORNIER 2X10²+2X16² BLEU | [18 empty] | 5 | 3606480185632 | 0 |  | 4 | 2 | 2.4 | 6 | 28.8 |  | 5 | 80 | 2 | 12 | 6 | [9 empty] | 5 | 80 | 2 | 12 | 6 |  |  |  | 17 | N | [12 empty] | SRF | I0 | 8536901000 | [14 empty] | Mureva BOX - aansluitblok - vierpolig - 2 x 10 mm² + 2 x 16 mm² - neutraal | Boîtier Mureva - bornier - 4P - 2 x 10 mm² + 2 x 16 mm² - neutre | [17 empty] | https://eref.se.com/be/nl/sis-tarif/product/IMT34005 | https://eref.se.com/be/fr/sis-tarif/product/IMT34005
Schneider Electric | Schneider Electric | 01022021 |  | Schneider Electric |  | SRL | IMT34006 |  |  | 5.82 |  | 1 |  | 5 | MUREVA KLEM 1X25MM2 3X16MM2 BLAUW | BORNIER 1x25²+3x16² BLEU |  | BORNIER 1X25+3X16 BLEU | [18 empty] | 5 | 3606480185649 | 0 |  | 24 | 5 | 2 | 5 | 50 |  | 5 | 120 | 2.5 | 13 | 12 | [9 empty] | 5 | 120 | 2.5 | 13 | 12 |  |  |  | 2 | Y | [12 empty] | SRT | I3 | 8536901000 | [14 empty] | Mureva BOX - aansluitblok - vierpolig - 3 x 16 mm² + 1 x 25 mm² - neutraal | Boîtier Mureva - bornier - 4P - 3 x 16 mm² + 1 x 25 mm² - neutre | [17 empty] | https://eref.se.com/be/nl/sis-tarif/product/IMT34006 | https://eref.se.com/be/fr/sis-tarif/product/IMT34006
Schneider Electric | Schneider Electric | 01022021 |  | Schneider Electric |  | SRL | IMT34007 |  |  | 4.57 |  | 1 |  | 5 | MUREVA KLEM 2X10MM2 2X16MM2 GROEN | BORN.2x16mm2+2x10mm2 VERT |  | BORNIER 2X10²+2X16² VERT | [18 empty] | 5 | 3606480185656 | 0 |  | 16 | 5 | 2 | 5 | 50 |  | 5 | 80 | 1 | 13 | 6 | [9 empty] | 5 | 80 | 1 | 13 | 6 |  |  |  | 2 | Y | [12 empty] | SRT | I3 | 8536901000 | [14 empty] | Mureva BOX - aansluitblok - vierpolig - 2 x 10 mm² + 2 x 16 mm² - aarde | Boîtier Mureva - bornier - 4P - 2 x 10 mm² + 2 x 16 mm² - terre | [17 empty] | https://eref.se.com/be/nl/sis-tarif/product/IMT34007 | https://eref.se.com/be/fr/sis-tarif/product/IMT34007
Schneider Electric | Schneider Electric | 01022021 |  | Schneider Electric |  | SRL | IMT34009 |  |  | 0.51 |  | 1 |  | 10 | MUREVA AARDINGSKLEM | BORNE TERRE MUREVA |  | EARTH TERMINAL (100) | [18 empty] | 10 | 3606480185571 | 0 |  | 2 | 1 | 12 | 0.7 | 8.4 |  | 10 | 22 | 1 | 12 | 7 | [9 empty] | 10000 | 40000 | 120 | 55 | 80 |  |  |  | 19 | N | [12 empty] | SRC | I6 | 8536901000 | [33 empty] | https://eref.se.com/be/nl/sis-tarif/product/IMT34009 | https://eref.se.com/be/fr/sis-tarif/product/IMT34009
Schneider Electric | Schneider Electric | 01022021 |  | Schneider Electric |  | SED | IMT35000 |  |  | 5.05 |  | 1 |  | 20 | MULTIFIX AIR DUBBEL INBOUWDOOS 40 MM | MULTIFIX AIR BOÎTE DOUBLE 40 MM |  | AIRTIGHT OVERMOULDED DOUBLE BOX 71MM 67X | [18 empty] | 20 | 3606485125282 | 0 |  | 56 | 14 | 7 | 4 | 0.392 | 13606485125289 | 20 | 1358 | 24.8 | 28.7 | 21.5 | [8 empty] | 73606485125281 | 960 | 77184 | 80 | 120 | 100 |  |  |  | 6 | N | [12 empty] | SO1 | P1 | 3926909790 | [14 empty] | Multifix Air - apparatuurdoos - 2 stellen - 67x40 mm | Multifix Air - boîtier matériel - double - 67x40 mm | [17 empty] | https://eref.se.com/be/nl/sis-tarif/product/IMT35000 | https://eref.se.com/be/fr/sis-tarif/product/IMT35000
Schneider Electric | Schneider Electric | 01022021 |  | Schneider Electric |  | SED | IMT35001 |  |  | 1.54 |  | 1 |  | 50 | Multifix Air | Multifix air boîte simple 40 mm |  | AIRTIGHT OVERMOULDED SINGLE BOX 67X40 | [18 empty] | 50 | 3606485125299 | 0 |  | 21 | 7 | 7 | 4 | 0.196 | 13606485125296 | 50 | 1286 | 25 | 28.8 | 21 | [8 empty] | 73606485125298 | 2400 | 73728 | 80 | 120 | 100 |  |  |  | 6 | N | [12 empty] | SO1 | P1 | 3926909790 | [14 empty] | Multifix Air - apparatuurdoos - 1 stel - 67x40 mm | Multifix Air - boîtier matériel - simple - 67x40 mm | [17 empty] | https://eref.se.com/be/nl/sis-tarif/product/IMT35001 | https://eref.se.com/be/fr/sis-tarif/product/IMT35001
Schneider Electric | Schneider Electric | 01022021 |  | Schneider Electric |  | SED | IMT35031 |  |  | 7.61 |  | 1 |  | 10 | MULTIFIX AIR DRIEVOUDIG INBOUWDOOS 40 MM | MULTIFIX AIR BOÎTE TRIPLE 40 MM |  | APP.BOX AIRTIGHT TRIPLE, C.C 71, 67X40 | [18 empty] | 10 | 3606480302787 | 0 |  | 76 | 21.4 | 4 | 7.2 | 616.32 | 13606480302784 | 10 | 988 | 13.5 | 26 | 23.5 |  | 43606480302785 | 60 | 6694 | 30 | 60 | 40 |  | 73606480302786 | 720 | 92040 | 120 | 80 | 50 |  |  |  | 6 | N | [12 empty] | SO1 | P1 | 3926909790 | [14 empty] | Multifix Air - apparatuurdoos - 3 stellen - 67x40 mm | Multifix Air - boîtier matériel - triple - 67x40 mm | [17 empty] | https://eref.se.com/be/nl/sis-tarif/product/IMT35031 | https://eref.se.com/be/fr/sis-tarif/product/IMT35031
Schneider Electric | Schneider Electric | 01022021 |  | Schneider Electric |  | SRL | IMT36089 |  |  | 0.56 |  | 1 |  | 10 | SCHROEF 3X6MM2 | BORNIER AVEC VIS 3X6MM2 |  | SCHROEF 3X6MM2 | [18 empty] | 10 | 3606485135915 | 0 |  | 109 | 0 | 0 | 0 | 0 | [23 empty] | 2 | Y | [12 empty] | SRI | I5 | 8536901000 | [14 empty] | 3M WITTE BUIS 16MM DIAMETER | CONDUIT 3 METRES LONGEUR BLANC 16MM | [17 empty] | https://eref.se.com/be/nl/sis-tarif/product/IMT36089 | https://eref.se.com/be/fr/sis-tarif/product/IMT36089
Schneider Electric | Schneider Electric | 01022021 |  | Schneider Electric |  | SRL | IMT36150 |  |  | 1.91 |  | 1 |  | 20 | VEILIGHEIDSKABELWARTEL M20 IP68 ROOD | PRESSE-ETOUPE ROUGE M20 |  | FIRE CABLE GLAND WITH NUT M20 (VE=20) | [18 empty] | 20 | 3606480163494 | 0 |  | 14 | 4 | 1 | 13 | 52 |  | 20 | 280 | 4 | 20 | 13 | [9 empty] | 20 | 280 | 4 | 20 | 13 |  |  |  | 2 | Y | [12 empty] | SRT | I3 | 85389099 | [14 empty] | Thorsman drukringen - veiligheidskabeldrukring - rood - M20 diameter 6 tot 12 | [18 empty] | https://eref.se.com/be/nl/sis-tarif/product/IMT36150 | https://eref.se.com/be/fr/sis-tarif/product/IMT36150
Schneider Electric | Schneider Electric | 01022021 |  | Schneider Electric |  | SRL | IMT36151 |  |  | 0.23 |  | 1 |  | 100 | MUREVA M12 PAKKINGRING AFDICHTING 100ST | JOINT PRESSE ETOUPE M12 |  | WASHER M12 (VE=100) | [18 empty] | 100 | 3606480163500 | 0 |  | 0.2 | 1 | 1 | 1 | 1 |  | 100 | 20 | 1 | 10 | 10 | [9 empty] | 100 | 20 | 1 | 10 | 10 |  |  |  | 2 | Y | [12 empty] | SRT | I3 | 85389099 | [33 empty] | https://eref.se.com/be/nl/sis-tarif/product/IMT36151 | https://eref.se.com/be/fr/sis-tarif/product/IMT36151
Schneider Electric | Schneider Electric | 01022021 |  | Schneider Electric |  | SRL | IMT36152 |  |  | 0.23 |  | 1 |  | 100 | MUREVA M16 PAKKINGRING AFDICHTING 100ST | JOINT PRESSE ETOUPE M16 |  | WASHER M16 (VE=100) | [18 empty] | 100 | 3606480163517 | 0 |  | 0.7 | 3 | 1.4 | 1.4 | 5.88 |  | 100 | 76 | 3 | 14 | 14 | [9 empty] | 100 | 76 | 3 | 14 | 14 |  |  |  | 2 | Y | [12 empty] | SRT | I3 | 85389099 | [33 empty] | https://eref.se.com/be/nl/sis-tarif/product/IMT36152 | https://eref.se.com/be/fr/sis-tarif/product/IMT36152
Schneider Electric | Schneider Electric | 01022021 |  | Schneider Electric |  | SRL | IMT36153 |  |  | 0.23 |  | 1 |  | 100 | MUREVA M20 PAKKINGRING AFDICHTING 100ST | JOINT PRESSE ETOUPE M20 |  | WASHER M20 (VE=100) | [18 empty] | 100 | 3606480163524 | 0 |  | 0.6 | 3 | 1.4 | 1.4 | 5.88 |  | 100 | 60 | 3 | 14 | 14 | [9 empty] | 100 | 60 | 3 | 14 | 14 |  |  |  | 2 | Y | [12 empty] | SRT | I3 | 85389099 | [33 empty] | https://eref.se.com/be/nl/sis-tarif/product/IMT36153 | https://eref.se.com/be/fr/sis-tarif/product/IMT36153
Schneider Electric | Schneider Electric | 01022021 |  | Schneider Electric |  | SRL | IMT36154 |  |  | 0.45 |  | 1 |  | 50 | MUREVA M25 PAKKINGRING AFDICHTING 50ST | JOINT PRESSE ETOUPE M25 |  | WASHER M25 (VE=50) | [18 empty] | 50 | 3606480163531 | 0 |  | 0.76 | 2.5 | 1.4 | 2.2 | 7.7 |  | 50 | 38 | 2.5 | 14 | 11 | [9 empty] | 50 | 38 | 2.5 | 14 | 11 |  |  |  | 2 | Y | [12 empty] | SRT | I3 | 85389099 | [33 empty] | https://eref.se.com/be/nl/sis-tarif/product/IMT36154 | https://eref.se.com/be/fr/sis-tarif/product/IMT36154
Schneider Electric | Schneider Electric | 01022021 |  | Schneider Electric |  | SRL | IMT36155 |  |  | 0.45 |  | 1 |  | 50 | MUREVA M32 PAKKINGRING AFDICHTING 50ST | JOINT PRESSE ETOUPE M32 |  | WASHER M32 (VE=50) | [18 empty] | 50 | 3606480163548 | 0 |  | 1.24 | 3 | 1.4 | 2.2 | 9.24 |  | 50 | 62 | 3 | 14 | 11 | [9 empty] | 50 | 62 | 3 | 14 | 11 |  |  |  | 2 | Y | [12 empty] | SRT | I3 | 85389099 | [33 empty] | https://eref.se.com/be/nl/sis-tarif/product/IMT36155 | https://eref.se.com/be/fr/sis-tarif/product/IMT36155
Schneider Electric | Schneider Electric | 01022021 |  | Schneider Electric |  | SRL | IMT36156 |  |  | 0.68 |  | 1 |  | 25 | MUREVA M40 PAKKINGRING AFDICHTING 25ST | JOINT PRESSE ETOUPE M40 |  | WASHER M40 (VE=25) | [18 empty] | 25 | 3606480163555 | 0 |  | 1.68 | 2.5 | 2.8 | 2.2 | 15.4 |  | 25 | 42 | 2.5 | 14 | 11 | [9 empty] | 25 | 42 | 2.5 | 14 | 11 |  |  |  | 2 | Y | [12 empty] | SRT | I3 | 85389099 | [33 empty] | https://eref.se.com/be/nl/sis-tarif/product/IMT36156 | https://eref.se.com/be/fr/sis-tarif/product/IMT36156
Schneider Electric | Schneider Electric | 01022021 |  | Schneider Electric |  | SRL | IMT36157 |  |  | 1.5 |  | 1 |  | 40 | MUREVA M16 MEERKABELIGE RING 2X4MM2 40ST | BAGUE MULTICABLE 2X42 PE M16 |  | 2-HOLE INS.X4,0MM2 M16 (VE=40) | [18 empty] | 40 | 3606480163562 | 0 |  | 0.95 | 1 | 1 | 1 | 1 |  | 40 | 38 | 2 | 11 | 14 | [9 empty] | 40 | 38 | 2 | 11 | 14 |  |  |  | 2 | Y | [12 empty] | SRT | I3 | 85389099 | [14 empty] | Mureva BOX - schijf voor meerdere kabels - zwart - M16 - 2 x Ø4 | [18 empty] | https://eref.se.com/be/nl/sis-tarif/product/IMT36157 | https://eref.se.com/be/fr/sis-tarif/product/IMT36157
Schneider Electric | Schneider Electric | 01022021 |  | Schneider Electric |  | SRL | IMT36158 |  |  | 1.66 |  | 1 |  | 40 | MUREVA M20 MEERKABELIGE RING 3X4MM2 40ST | BAGUE MULTICABLE 3X42 PE M20 |  | 3-HOLE INS.X4,0MM2 M20 (VE=40) | [18 empty] | 40 | 3606480163579 | 0 |  | 1.85 | 3 | 1.4 | 0.2 | 0.84 |  | 40 | 74 | 3 | 14 | 11 | [9 empty] | 40 | 74 | 3 | 14 | 11 |  |  |  | 2 | Y | [12 empty] | SRT | I3 | 85389099 | [14 empty] | Mureva BOX - schijf voor meerdere kabels - zwart - M20 - 3 x Ø4 | [18 empty] | https://eref.se.com/be/nl/sis-tarif/product/IMT36158 | https://eref.se.com/be/fr/sis-tarif/product/IMT36158
Schneider Electric | Schneider Electric | 01022021 |  | Schneider Electric |  | SRL | IMT36159 |  |  | 1.86 |  | 1 |  | 20 | MUREVA M25 MEERKABELIGE RING 4X5MM2 20ST | BAGUE MULTICABLE 4X52 PE M25 |  | 4-HOLE INS.X5,0MM2 M25 (VE=20) | [18 empty] | 20 | 3606480163586 | 0 |  | 3 | 3.5 | 5.5 | 1.4 | 26.95 |  | 20 | 80 | 3.5 | 11 | 14 | [9 empty] | 20 | 80 | 3.5 | 11 | 14 |  |  |  | 2 | Y | [12 empty] | SRT | I3 | 85389099 | [14 empty] | Mureva BOX - schijf voor meerdere kabels - zwart - M25 - 4 x Ø5 | [18 empty] | https://eref.se.com/be/nl/sis-tarif/product/IMT36159 | https://eref.se.com/be/fr/sis-tarif/product/IMT36159
Schneider Electric | Schneider Electric | 01022021 |  | Schneider Electric |  | SRL | IMT36160 |  |  | 2.96 |  | 1 |  | 20 | MUREVA M32 MEERKABELIGE RING 6X5MM2 20ST | BAGUE MULTICABLE 6X52 PE M32 |  | 6-HOLE INS.X5,0MM2 M32 (VE=20) | [18 empty] | 20 | 3606480163593 | 0 |  | 7 | 5 | 7 | 1.4 | 49 |  | 20 | 144 | 5 | 14 | 14 | [9 empty] | 20 | 144 | 5 | 14 | 14 |  |  |  | 2 | Y | [12 empty] | SRT | I3 | 85389099 | [14 empty] | Mureva BOX - schijf voor meerdere kabels - zwart - M32 - 6 x Ø5 | [18 empty] | https://eref.se.com/be/nl/sis-tarif/product/IMT36160 | https://eref.se.com/be/fr/sis-tarif/product/IMT36160
Schneider Electric | Schneider Electric | 01022021 |  | Schneider Electric |  | SRL | IMT36161 |  |  | 0.68 |  | 1 |  | 40 | MUREVA KUNSTSTOF DOP M12 IP68 GRIJS | BOUCHON PLASTIQUE M12 |  | BLANKING PLUG M12 (VE=40) | [18 empty] | 40 | 3606480163609 | 0 |  | 2 | 3 | 1.4 | 0.2 | 0.84 |  | 40 | 98 | 3 | 14 | 11 | [9 empty] | 40 | 98 | 3 | 14 | 11 |  |  |  | 2 | Y | [12 empty] | SRT | I3 | 85389099 | [33 empty] | https://eref.se.com/be/nl/sis-tarif/product/IMT36161 | https://eref.se.com/be/fr/sis-tarif/product/IMT36161
Schneider Electric | Schneider Electric | 01022021 |  | Schneider Electric |  | SRL | IMT36162 |  |  | 0.71 |  | 1 |  | 40 | MUREVA KUNSTSTOF DOP M16 IP68 GRIJS | BOUCHON PLASTIQUE M16 |  | BLANKING PLUG M16 (VE=40) | [18 empty] | 40 | 3606480163616 | 0 |  | 3 | 5 | 1.4 | 3.5 | 24.5 |  | 40 | 146 | 5 | 14 | 14 | [9 empty] | 40 | 146 | 5 | 14 | 14 |  |  |  | 2 | Y | [12 empty] | SRT | I3 | 85389099 | [33 empty] | https://eref.se.com/be/nl/sis-tarif/product/IMT36162 | https://eref.se.com/be/fr/sis-tarif/product/IMT36162
Schneider Electric | Schneider Electric | 01022021 |  | Schneider Electric |  | SRL | IMT36163 |  |  | 0.81 |  | 1 |  | 40 | MUREVA KUNSTSTOF DOP M20 IP68 GRIJS | BOUCHON PLASTIQUE M20 |  | BLANKING PLUG M20 (VE=40) | [18 empty] | 40 | 3606480163623 | 0 |  | 5 | 6 | 1.5 | 0.3 | 2.7 |  | 40 | 210 | 6 | 15 | 14 | [9 empty] | 40 | 210 | 6 | 15 | 14 |  |  |  | 2 | Y | [12 empty] | SRT | I3 | 85389099 | [33 empty] | https://eref.se.com/be/nl/sis-tarif/product/IMT36163 | https://eref.se.com/be/fr/sis-tarif/product/IMT36163
Schneider Electric | Schneider Electric | 01022021 |  | Schneider Electric |  | SRL | IMT36164 |  |  | 0.87 |  | 1 |  | 20 | MUREVA KUNSTSTOF DOP M25 IP68 GRIJS | BOUCHON PLASTIQUE M25 |  | BLANKING PLUG M25 (VE=20) | [18 empty] | 20 | 3606480163630 | 0 |  | 8 | 4 | 1.5 | 7 | 42 |  | 20 | 166 | 4 | 15 | 14 | [9 empty] | 20 | 166 | 4 | 15 | 14 |  |  |  | 2 | Y | [12 empty] | SRT | I3 | 85389099 | [33 empty] | https://eref.se.com/be/nl/sis-tarif/product/IMT36164 | https://eref.se.com/be/fr/sis-tarif/product/IMT36164
Schneider Electric | Schneider Electric | 01022021 |  | Schneider Electric |  | SRL | IMT36165 |  |  | 1.54 |  | 1 |  | 20 | MUREVA KUNSTSTOF DOP M32 IP68 GRIJS | BOUCHON PLASTIQUE M32 |  | BLANKING PLUG M32 (VE=20) | [18 empty] | 20 | 3606480163647 | 0 |  | 13 | 5 | 1.9 | 9.5 | 90.25 |  | 20 | 264 | 5 | 19 | 19 | [9 empty] | 20 | 264 | 5 | 19 | 19 |  |  |  | 2 | Y | [12 empty] | SRT | I3 | 85389099 | [33 empty] | https://eref.se.com/be/nl/sis-tarif/product/IMT36165 | https://eref.se.com/be/fr/sis-tarif/product/IMT36165
Schneider Electric | Schneider Electric | 01022021 |  | Schneider Electric |  | SRL | IMT36166 |  |  | 4.05 |  | 1 |  | 10 | MUREVA KUNSTSTOF DOP M40 IP68 GRIJS | BOUCHON PLASTIQUE M40 |  | BLANKING PLUG M40 (VE=10) | [18 empty] | 10 | 3606480163654 | 0 |  | 17 | 5 | 1.4 | 15 | 105 |  | 10 | 170 | 5 | 14 | 15 | [9 empty] | 10 | 170 | 5 | 14 | 15 |  |  |  | 2 | Y | [12 empty] | SRT | I3 | 85389099 | [33 empty] | https://eref.se.com/be/nl/sis-tarif/product/IMT36166 | https://eref.se.com/be/fr/sis-tarif/product/IMT36166
Schneider Electric | Schneider Electric | 01022021 |  | Schneider Electric |  | SRL | IMT36167 |  |  | 0.16 |  | 1 |  | 40 | MUREVA BESCHERMDOPJES M16 ZWART | BOUCHON DE PROTECTION PE M16 |  | PROTECTION PLUG M16 (VE=40) | [18 empty] | 40 | 3606480163661 | 0 |  | 0.85 | 3 | 0.2 | 1.4 | 0.84 |  | 40 | 34 | 3 | 11 | 14 | [9 empty] | 40 | 34 | 3 | 11 | 14 |  |  |  | 2 | Y | [12 empty] | SRT | I3 | 85389099 | [33 empty] | https://eref.se.com/be/nl/sis-tarif/product/IMT36167 | https://eref.se.com/be/fr/sis-tarif/product/IMT36167
Schneider Electric | Schneider Electric | 01022021 |  | Schneider Electric |  | SRL | IMT36168 |  |  | 0.44 |  | 1 |  | 40 | MUREVA BESCHERMDOPJES M20 ZWART | BOUCHON DE PROTECTION PE M20 |  | PROTECTION PLUG M20 (VE=40) | [18 empty] | 40 | 3606480163678 | 0 |  | 1.75 | 3 | 0.2 | 1.4 | 0.84 |  | 40 | 70 | 3 | 11 | 14 | [9 empty] | 40 | 70 | 3 | 11 | 14 |  |  |  | 2 | Y | [12 empty] | SRT | I3 | 85389099 | [33 empty] | https://eref.se.com/be/nl/sis-tarif/product/IMT36168 | https://eref.se.com/be/fr/sis-tarif/product/IMT36168
Schneider Electric | Schneider Electric | 01022021 |  | Schneider Electric |  | SRL | IMT36169 |  |  | 0.63 |  | 1 |  | 20 | MUREVA BESCHERMDOPJE M25 ZWART | BOUCHON DE PROTECTION PE M25 |  | PROTECTION PLUG M25 (VE=20) | [18 empty] | 20 | 3606480163685 | 0 |  | 2 | 3 | 1.5 | 5.5 | 24.75 |  | 20 | 44 | 3 | 15 | 11 | [9 empty] | 20 | 44 | 3 | 15 | 11 |  |  |  | 2 | Y | [12 empty] | SRT | I3 | 85389099 | [33 empty] | https://eref.se.com/be/nl/sis-tarif/product/IMT36169 | https://eref.se.com/be/fr/sis-tarif/product/IMT36169
Schneider Electric | Schneider Electric | 01022021 |  | Schneider Electric |  | SRL | IMT36170 |  |  | 1.03 |  | 1 |  | 20 | MUREVA BESCHERMDOPJES M32 ZWART | BOUCHON DE PROTECTION M32 |  | PROTECTION PLUG M32 (VE=20) | [18 empty] | 20 | 3606480163692 | 0 |  | 3.6 | 3 | 1.1 | 7 | 23.1 |  | 20 | 72 | 3 | 11 | 14 | [9 empty] | 20 | 72 | 3 | 11 | 14 |  |  |  | 2 | Y | [12 empty] | SRT | I3 | 85389099 | [33 empty] | https://eref.se.com/be/nl/sis-tarif/product/IMT36170 | https://eref.se.com/be/fr/sis-tarif/product/IMT36170
Schneider Electric | Schneider Electric | 01022021 |  | Schneider Electric |  | SRL | IMT36171 |  |  | 1.58 |  | 1 |  | 10 | MUREVA BESCHERMDOPJES M40 ZWART | BOUCHON DE PROTECTION M40 |  | PROTECTION PLUG M40 (VE=10) | [18 empty] | 10 | 3606480163708 | 0 |  | 6 | 3 | 1.4 | 14 | 58.8 |  | 10 | 64 | 3 | 14 | 14 | [9 empty] | 10 | 64 | 3 | 14 | 14 |  |  |  | 2 | Y | [12 empty] | SRT | I3 | 85389099 | [33 empty] | https://eref.se.com/be/nl/sis-tarif/product/IMT36171 | https://eref.se.com/be/fr/sis-tarif/product/IMT36171
Schneider Electric | Schneider Electric | 01022021 |  | Schneider Electric |  | SRL | IMT36172 |  |  | 0.28 |  | 1 |  | 10 | INGANG D20 SBS RAL9010 | ENTREE D20 SBS RAL9010 |  | GROMMETS DIAMETER 20 WHITE (VE=10) | [18 empty] | 10 | 3606480163715 | 0 |  | 3 | 2.4 | 1.5 | 2.4 | 8.64 |  | 10 | 30 | 1.5 | 15.5 | 9 | [9 empty] | 40000 | 124560 | 120 | 100 | 100 |  |  |  | 2 | Y | [12 empty] | SRT | I3 | 8536900100 | [14 empty] | Mureva BOX - dichting - wit - diameter 4 tot 20 | BOÎTIER Mureva - passe-fils - blanc - diamètre 4 à 20 | [17 empty] | https://eref.se.com/be/nl/sis-tarif/product/IMT36172 | https://eref.se.com/be/fr/sis-tarif/product/IMT36172
Schneider Electric | Schneider Electric | 01022021 |  | Schneider Electric |  | SRL | IMT36179 |  |  | 0.83 |  | 1 |  | 3000 | DOORVOERTULE TET 3-5 GRIJS | ENTREE DE CABLES ISO IP67 M12 |  | TET 3-5 GROMMET FOR Ø12-13 MM, GREY | [18 empty] | 50 | 3606480163784 | 0 |  | 3 | 1.5 | 1.4 | 1.5 | 3.15 |  | 3000 | 9429 | 39.8 | 29.9 | 30 | [17 empty] | 2 | Y | [12 empty] | SRC | I6 | 4016930090 | [14 empty] | Thorsman TET - dichting - grijs - ISO M12 - diameter 3 tot 5 | Thorsman TET - passe-fils - gris - ISO M12 - diamètre 3 à 5 | [17 empty] | https://eref.se.com/be/nl/sis-tarif/product/IMT36179 | https://eref.se.com/be/fr/sis-tarif/product/IMT36179
Schneider Electric | Schneider Electric | 01022021 |  | Schneider Electric |  | SRL | IMT36180 |  |  | 0.84 |  | 1 |  | 3000 | DOORVOERTULE TET 5-7 GRIJS | ENTREE DE CABLES IP67 ISO M16 |  | TET 5-7 GROMMET FOR Ø16-17 MM, GREY | [18 empty] | 50 | 3606480163791 | 0 |  | 3.5 | 2 | 2 | 2 | 0.008 |  | 3000 | 10680 | 39.8 | 29.9 | 30 | [17 empty] | 2 | Y | [12 empty] | SRC | I6 | 4016930090 | [14 empty] | Thorsman TET - dichting - grijs - ISO M16 - diameter 5 tot 7 | Thorsman TET - passe-fils - gris - ISO M16 - diamètre 5 à 7 | [17 empty] | https://eref.se.com/be/nl/sis-tarif/product/IMT36180 | https://eref.se.com/be/fr/sis-tarif/product/IMT36180
Schneider Electric | Schneider Electric | 01022021 |  | Schneider Electric |  | SRL | IMT36181 |  |  | 1.04 |  | 1 |  | 50 | THORSMAN TET DOORVOERTULE M20 7-10 GRIJS | ENTREE ETANCHE IP67 ISO M20 |  | TET M7-10 GROMMET FOR Ø20-21 MM, GREY | [18 empty] | 50 | 3606480163807 | 0 |  | 5.7 | 2.5 | 2 | 2.5 | 12.5 |  | 50 | 285 | 17.5 | 1 | 29.1 | [17 empty] | 2 | Y | [12 empty] | SRC | I6 | 4016930090 | [14 empty] | Thorsman TET - dichting - grijs - ISO M20 - diameter 7 tot 10 | Thorsman TET - passe-fils - gris - ISO M20 - diamètre 7 à 10 | [17 empty] | https://eref.se.com/be/nl/sis-tarif/product/IMT36181 | https://eref.se.com/be/fr/sis-tarif/product/IMT36181
Schneider Electric | Schneider Electric | 01022021 |  | Schneider Electric |  | SRL | IMT36182 |  |  | 1.66 |  | 1 |  | 1350 | THORSMAN TET DOORVOERTULE M20 7-10 GRIJS | ENTREE DE CABLES ISO IP67 M25 |  | TET M10-14 GROMMET FOR Ø25-26 MM, GREY | [18 empty] | 50 | 3606480163814 | 0 |  | 8.29 | 3 | 3 | 2 | 0.018 |  | 1350 | 11678 | 39 | 29.2 | 29.4 | [9 empty] | 1500 | 12435 | 30 | 32 | 40 |  |  |  | 2 | Y | [12 empty] | SRC | I6 | 4016930090 | [14 empty] | Thorsman TET - dichting - grijs - ISO M25 - diameter 10 tot 14 | Thorsman TET - passe-fils - gris - ISO M25 - diamètre 10 à 14 | [17 empty] | https://eref.se.com/be/nl/sis-tarif/product/IMT36182 | https://eref.se.com/be/fr/sis-tarif/product/IMT36182
Schneider Electric | Schneider Electric | 01022021 |  | Schneider Electric |  | SRL | IMT36183 |  |  | 2.64 |  | 1 |  | 50 | DOORVOERTULE TET M14-20 GRIJS | ENTREE DE CABLES IP67 ISO M32 |  | TET M14-20 GROMMET FOR Ø32-33 MM, GREY | [18 empty] | 50 | 3606480163821 | 0 |  | 12.4 | 4 | 4 | 3 | 0.048 |  | 50 | 628.5 | 25 | 16 | 7 | [17 empty] | 2 | Y | [12 empty] | SRC | I6 | 4016930090 | [14 empty] | Thorsman TET - dichting - grijs - ISO M32 - diameter 14 tot 20 | Thorsman TET - passe-fils - gris - ISO M32 - diamètre 14 à 20 | [17 empty] | https://eref.se.com/be/nl/sis-tarif/product/IMT36183 | https://eref.se.com/be/fr/sis-tarif/product/IMT36183
Schneider Electric | Schneider Electric | 01022021 |  | Schneider Electric |  | SRL | IMT36184 |  |  | 5.6 |  | 1 |  | 25 | DOORVOERTULE TET M20-26 GRIJS | ENTREE DE CABLES IP67 ISO M40 |  | TET M20-26 GROMMET FOR Ø40-41 MM, GREY | [18 empty] | 25 | 3606480163838 | 0 |  | 27 | 5 | 3 | 5 | 75 |  | 25 | 680 | 20 | 1 | 35.8 | [17 empty] | 2 | Y | [12 empty] | SRC | I6 | 4016930090 | [14 empty] | Thorsman TET - dichting - grijs - ISO M40 - diameter 20 tot 26 | Thorsman TET - passe-fils - gris - ISO M40 - diamètre 20 à 26 | [17 empty] | https://eref.se.com/be/nl/sis-tarif/product/IMT36184 | https://eref.se.com/be/fr/sis-tarif/product/IMT36184
Schneider Electric | Schneider Electric | 01022021 |  | Schneider Electric |  | SRL | IMT36185 |  |  | 8.9 |  | 1 |  | 25 | DOORV.TULE TET M26-35 GRIJS | ENTREE DE CABLES IP67 ISO M50 |  | TET M26-35 GROMMET FOR Ø50-51 MM, GREY | [18 empty] | 25 | 3606480163845 | 0 |  | 44 | 38 | 13 | 7 | 3458 |  | 25 | 1100 | 21.5 | 1 | 54.8 | [17 empty] | 2 | Y | [12 empty] | SRC | I6 | 4016930090 | [14 empty] | Thorsman TET - dichting - grijs - ISO M50 - diameter 26 tot 35 | Thorsman TET - passe-fils - gris - ISO M50 - diamètre 26 à 35 | [17 empty] | https://eref.se.com/be/nl/sis-tarif/product/IMT36185 | https://eref.se.com/be/fr/sis-tarif/product/IMT36185
Schneider Electric | Schneider Electric | 01022021 |  | Schneider Electric |  | SRL | IMT37308 |  |  | 1.66 |  | 1 |  | 50 | THORSMAN TET DOORVOERTULE 10-14 ZWART | ENTREE DE CABLES TET 10-14C, NOIR |  | TET 10-14C Grommet black CR | [18 empty] | 50 | 3606480398889 | 0 |  | 7.3 | 3 | 3 | 3 | 0.027 | 13606480398886 | 50 | 399 | 13 | 12 | 6 | [9 empty] | 32400 | 271200 | 120 | 80 | 80 |  |  |  | 2 | Y | [12 empty] | SRC | I6 | 4016930090 | [14 empty] | Thorsman TET 10-14 - dichting - zwart - diameter 10 tot 14 | Thorsman TET 10-14 - passe-fils - noir - diamètre 10 à 14 | [17 empty] | https://eref.se.com/be/nl/sis-tarif/product/IMT37308 | https://eref.se.com/be/fr/sis-tarif/product/IMT37308
Schneider Electric | Schneider Electric | 01022021 |  | Schneider Electric |  | SRL | IMT40316 |  |  | 0.78 |  | 1 |  | 75 | Buis GT 3m 16 mm standard grijs | Tube GT 3m 16 mm standard gris |  | Conduit 3m 16 mm plain ends grey | [18 empty] | 75 | 3606480424557 | 1 |  | 1 | 200 | 2 | 2 | 800 | [23 empty] | 2 | Y | [12 empty] | SRI | I5 | 8538100000 | [14 empty] | Mureva Tube GT - GT leiding volle uiteinden -diam. 16 mm - grijs | Mureva Tube GT - embouts mâle de conduit GT - diam. 16 mm - gris | [17 empty] | https://eref.se.com/be/nl/sis-tarif/product/IMT40316 | https://eref.se.com/be/fr/sis-tarif/product/IMT40316
Schneider Electric | Schneider Electric | 01022021 |  | Schneider Electric |  | SRL | IMT40320 |  |  | 1.09 |  | 1 |  | 51 | BUIS 20 mm 3m plain ends grijs | TUBE 20 mm 3m plain ends gris |  | Conduit 3m 20 mm plain ends grey | [18 empty] | 51 | 3606480424564 | 1 |  | 1 | 200 | 2 | 2 | 800 | [23 empty] | 2 | Y | [12 empty] | SRI | I5 | 8538100000 | [14 empty] | Mureva Tube GT - GT leiding volle uiteinden -diam. 20 mm - grijs | Mureva Tube GT - embouts mâle de conduit GT - diam. 20 mm - gris | [17 empty] | https://eref.se.com/be/nl/sis-tarif/product/IMT40320 | https://eref.se.com/be/fr/sis-tarif/product/IMT40320
Schneider Electric | Schneider Electric | 01022021 |  | Schneider Electric |  | SRL | IMT40325 |  |  | 1.39 |  | 1 |  | 51 | BUIS 3m 25 mm plain ends grijs | TUBE 3m 25 mm plain ends gris |  | Conduit 3m 25 mm plain ends grey | [18 empty] | 51 | 3606480424571 | 1 |  | 1 | 200 | 2 | 2 | 800 | [23 empty] | 2 | Y | [12 empty] | SRI | I5 | 8538100000 | [14 empty] | Mureva Tube GT - GT leiding volle uiteinden -diam. 25 mm - grijs | Mureva Tube GT - embouts mâle de conduit GT - diam. 25 mm - gris | [17 empty] | https://eref.se.com/be/nl/sis-tarif/product/IMT40325 | https://eref.se.com/be/fr/sis-tarif/product/IMT40325
Schneider Electric | Schneider Electric | 01022021 |  | Schneider Electric |  | SRL | IMT40332 |  |  | 2.05 |  | 1 |  | 30 | BUIS 3m 32 mm plain ends grijs | TUBE 3m 32 mm plain ends gris |  | Conduit 3m 32 mm plain ends grey | [18 empty] | 30 | 3606480424588 | 1 |  | 1 | 200 | 2 | 2 | 800 | [23 empty] | 2 | Y | [12 empty] | SRI | I5 | 8538100000 | [14 empty] | Mureva Tube GT - GT leiding volle uiteinden -diam. 32 mm - grijs | Mureva Tube GT - embouts mâle de conduit GT - diam. 32 mm - gris | [17 empty] | https://eref.se.com/be/nl/sis-tarif/product/IMT40332 | https://eref.se.com/be/fr/sis-tarif/product/IMT40332
Schneider Electric | Schneider Electric | 01022021 |  | Schneider Electric |  | SRL | IMT40340 |  |  | 4.08 |  | 1 |  | 21 | BUIS 3m 40 mm plain ends grijs | TUBE 3m 40 mm plain ends gris |  | Conduit 3m 40 mm plain ends grey | [18 empty] | 21 | 3606480424595 | 1 |  | 1 | 200 | 2 | 2 | 800 | [23 empty] | 16 | N | [12 empty] | SRI | I5 | 8538100000 | [14 empty] | Mureva Tube GT - GT leiding volle uiteinden -diam. 40 mm - grijs | Mureva Tube GT - embouts mâle de conduit GT - diam. 40 mm - gris | [17 empty] | https://eref.se.com/be/nl/sis-tarif/product/IMT40340 | https://eref.se.com/be/fr/sis-tarif/product/IMT40340
Schneider Electric | Schneider Electric | 01022021 |  | Schneider Electric |  | SRL | IMT40350 |  |  | 6.57 |  | 1 |  | 12 | BUIS 3m 50 mm plain ends grijs | TUBE 3m 50 mm plain ends gris |  | Conduit 3m 50 mm plain ends grey | [18 empty] | 12 | 3606480424601 | 1 |  | 1 | 200 | 2 | 2 | 800 | [23 empty] | 2 | Y | [12 empty] | SRI | I5 | 8538100000 | [14 empty] | Mureva Tube GT - GT leiding volle uiteinden -diam. 50 mm - grijs | Mureva Tube GT - embouts mâle de conduit GT - diam. 50 mm - gris | [17 empty] | https://eref.se.com/be/nl/sis-tarif/product/IMT40350 | https://eref.se.com/be/fr/sis-tarif/product/IMT40350
Schneider Electric | Schneider Electric | 01022021 |  | Schneider Electric |  | SRL | IMT40363 |  |  | 9.4 |  | 1 |  | 9 | BUIS 3m 63 mm plain ends grijs | TUBE 3m 63 mm plain ends gris |  | Conduit 3m 63 mm plain ends grey | [18 empty] | 9 | 3606480424618 | 1 |  | 1 | 200 | 2 | 2 | 800 | [23 empty] | 2 | Y | [12 empty] | SRI | I5 | 8538100000 | [14 empty] | Mureva Tube GT - GT leiding volle uiteinden -diam. 63 mm - grijs | Mureva Tube GT - embouts mâle de conduit GT - diam. 63 mm - gris | [17 empty] | https://eref.se.com/be/nl/sis-tarif/product/IMT40363 | https://eref.se.com/be/fr/sis-tarif/product/IMT40363
Schneider Electric | Schneider Electric | 01022021 |  | Schneider Electric |  | SRL | IMT40416 |  |  | 0.73 |  | 1 |  | 50 | BUIS GRIJS DIAM 16 LENGTE 2m | Tube GT 2m 16mm standard gris |  | Conduit 2m 16 mm plain ends grey | [18 empty] | 50 | 3606480424625 | 1 |  | 1 | 200 | 2 | 2 | 800 | [23 empty] | 2 | Y | [12 empty] | SRI | I5 | 8538100000 | [14 empty] | Mureva Tube GT - GT leiding volle uiteinden -diam. 16 mm - grijs | Mureva Tube GT - embouts mâle de conduit GT - diam. 16 mm - gris | [17 empty] | https://eref.se.com/be/nl/sis-tarif/product/IMT40416 | https://eref.se.com/be/fr/sis-tarif/product/IMT40416
Schneider Electric | Schneider Electric | 01022021 |  | Schneider Electric |  | SRL | IMT40420 |  |  | 1.95 |  | 1 |  | 34 | BUIS diam 20 lengte 2m | Tube GT 2m 20mm standard gris |  | Conduit 2m 20 mm plain ends grey | [18 empty] | 34 | 3606480424632 | 1 |  | 1 | 200 | 2 | 2 | 800 | [23 empty] | 2 | Y | [12 empty] | SRI | I5 | 8538100000 | [14 empty] | Mureva Tube GT - GT leiding volle uiteinden -diam. 20 mm - grijs | Mureva Tube GT - embouts mâle de conduit GT - diam. 20 mm - gris | [17 empty] | https://eref.se.com/be/nl/sis-tarif/product/IMT40420 | https://eref.se.com/be/fr/sis-tarif/product/IMT40420
Schneider Electric | Schneider Electric | 01022021 |  | Schneider Electric |  | SRL | IMT40425 |  |  | 1.32 |  | 1 |  | 34 | BUIS GRIJS DIAM 25 LENGTE 2m | Tube GT 2m 25mm standard gris |  | Conduit 2m 25 mm plain ends grey | [18 empty] | 34 | 3606480424649 | 1 |  | 1 | 200 | 2 | 2 | 800 | [23 empty] | 2 | Y | [12 empty] | SRI | I5 | 8538100000 | [14 empty] | Mureva Tube GT - GT leiding volle uiteinden -diam. 25 mm - grijs | Mureva Tube GT - embouts mâle de conduit GT - diam. 25 mm - gris | [17 empty] | https://eref.se.com/be/nl/sis-tarif/product/IMT40425 | https://eref.se.com/be/fr/sis-tarif/product/IMT40425
Schneider Electric | Schneider Electric | 01022021 |  | Schneider Electric |  | SRL | IMT40432 |  |  | 1.91 |  | 1 |  | 20 | BUIS GRIJS DIAM 32 LENGTE 2m | Tube GT 2m 32mm standard gris |  | Conduit 2m 32 mm plain ends grey | [18 empty] | 20 | 3606480424656 | 1 |  | 1 | 200 | 2 | 2 | 800 | [23 empty] | 2 | Y | [12 empty] | SRI | I5 | 8538100000 | [14 empty] | Mureva Tube GT - GT leiding volle uiteinden -diam. 32 mm - grijs | Mureva Tube GT - embouts mâle de conduit GT - diam. 32 mm - gris | [17 empty] | https://eref.se.com/be/nl/sis-tarif/product/IMT40432 | https://eref.se.com/be/fr/sis-tarif/product/IMT40432
Schneider Electric | Schneider Electric | 01022021 |  | Schneider Electric |  | SRL | IMT40516 |  |  | 0.78 |  | 1 |  | 50 | BUIS + MOF GRIJS DIAM16 LENGTE 2m | Tube GT 2m 16mm tulipe gris |  | Conduit 2m 16 mm tuliped grey | [18 empty] | 50 | 3606480424663 | 1 |  | 1 | 200 | 2 | 2 | 800 | [23 empty] | 2 | Y | [12 empty] | SRI | I5 | 8538100000 | [14 empty] | Mureva Tube GT - GT leiding tulpvormig -diam. 16 mm - grijs | Mureva Tube GT - conduit en tulipe GT - diam. 16 mm - gris | [17 empty] | https://eref.se.com/be/nl/sis-tarif/product/IMT40516 | https://eref.se.com/be/fr/sis-tarif/product/IMT40516
Schneider Electric | Schneider Electric | 01022021 |  | Schneider Electric |  | SRL | IMT40520 |  |  | 1.04 |  | 1 |  | 34 | BUIS + MOF GRIJS DIAM20 LENGTE 2m | Tube GT 2m 20mm tulipe gris |  | Conduit 2m 20 mm tuliped grey | [18 empty] | 34 | 3606480424670 | 1 |  | 1 | 200 | 2 | 2 | 800 | [23 empty] | 2 | Y | [12 empty] | SRI | I5 | 8538100000 | [14 empty] | Mureva Tube GT - GT leiding tulpvormig -diam. 20 mm - grijs | Mureva Tube GT - conduit en tulipe GT - diam. 20 mm - gris | [17 empty] | https://eref.se.com/be/nl/sis-tarif/product/IMT40520 | https://eref.se.com/be/fr/sis-tarif/product/IMT40520
Schneider Electric | Schneider Electric | 01022021 |  | Schneider Electric |  | SRL | IMT40525 |  |  | 1.43 |  | 1 |  | 34 | BUIS + MOF GRIJS DIAM25 LENGTE 2m | Tube GT 2m 25mm tulipe gris |  | Conduit 2m 25 mm tuliped grey | [18 empty] | 34 | 3606480424687 | 1 |  | 1 | 200 | 2 | 2 | 800 | [23 empty] | 2 | Y | [12 empty] | SRI | I5 | 8538100000 | [14 empty] | Mureva Tube GT - GT leiding tulpvormig -diam. 25 mm - grijs | Mureva Tube GT - conduit en tulipe GT - diam. 25 mm - gris | [17 empty] | https://eref.se.com/be/nl/sis-tarif/product/IMT40525 | https://eref.se.com/be/fr/sis-tarif/product/IMT40525
Schneider Electric | Schneider Electric | 01022021 |  | Schneider Electric |  | SRL | IMT40532 |  |  | 2.03 |  | 1 |  | 20 | BUIS + MOF GRIJS DIAM32 LENGTE 2m | Tube GT 2m 32mm tulipe gris |  | Conduit 2m 32 mm tuliped grey | [18 empty] | 20 | 3606480424694 | 1 |  | 1 | 200 | 2 | 2 | 800 | [23 empty] | 2 | Y | [12 empty] | SRI | I5 | 8538100000 | [14 empty] | Mureva Tube GT - GT leiding tulpvormig -diam. 32 mm - grijs | Mureva Tube GT - conduit en tulipe GT - diam. 32 mm - gris | [17 empty] | https://eref.se.com/be/nl/sis-tarif/product/IMT40532 | https://eref.se.com/be/fr/sis-tarif/product/IMT40532
Schneider Electric | Schneider Electric | 01022021 |  | Schneider Electric |  | SRL | IMT40616 |  |  | 0.82 |  | 1 |  | 75 | BUIS + MOF | Tube GT 3m 16mm tulipe gris |  | Conduit 3m 16 mm tuliped grey | [18 empty] | 75 | 3606480424700 | 1 |  | 1 | 200 | 2 | 2 | 800 | [23 empty] | 2 | Y | [12 empty] | SRI | I5 | 8538100000 | [14 empty] | Mureva Tube GT - GT leiding tulpvormig -diam. 16 mm - grijs | Mureva Tube GT - conduit en tulipe GT - diam. 16 mm - gris | [17 empty] | https://eref.se.com/be/nl/sis-tarif/product/IMT40616 | https://eref.se.com/be/fr/sis-tarif/product/IMT40616
Schneider Electric | Schneider Electric | 01022021 |  | Schneider Electric |  | SRL | IMT40620 |  |  | 1.11 |  | 1 |  | 51 | GT 3m 20mm tulipe grijs | Tube GT 3m 20mm tulipe gris |  | Tube GT 3m 20mm tulipe grey | [18 empty] | 51 | 3606480424717 | 1 |  | 1 | 200 | 2 | 2 | 800 | [23 empty] | 2 | Y | [12 empty] | SRI | I5 | 8538100000 | [14 empty] | Mureva Tube GT - GT leiding tulpvormig -diam. 20 mm - grijs | Mureva Tube GT - conduit en tulipe GT - diam. 20 mm - gris | [17 empty] | https://eref.se.com/be/nl/sis-tarif/product/IMT40620 | https://eref.se.com/be/fr/sis-tarif/product/IMT40620
Schneider Electric | Schneider Electric | 01022021 |  | Schneider Electric |  | SRL | IMT40625 |  |  | 1.5 |  | 1 |  | 51 | Buis 3m 25 mm tuliped grijs | Tube GT 3m 25mm tulipe gris |  | Conduit 3m 25 mm tuliped grey | [18 empty] | 51 | 3606480424724 | 1 |  | 1 | 200 | 2 | 2 | 800 | [23 empty] | 2 | Y | [12 empty] | SRI | I5 | 8538100000 | [14 empty] | Mureva Tube GT - GT leiding tulpvormig -diam. 25 mm - grijs | Mureva Tube GT - conduit en tulipe GT - diam. 25 mm - gris | [17 empty] | https://eref.se.com/be/nl/sis-tarif/product/IMT40625 | https://eref.se.com/be/fr/sis-tarif/product/IMT40625
Schneider Electric | Schneider Electric | 01022021 |  | Schneider Electric |  | SRL | IMT40632 |  |  | 2.14 |  | 1 |  | 30 | MUREVA BUIS GT 3METER 32MM GRIJS | TUBE GT 3M 32MM TULIPE GRIS |  | BUIS GT 3M 32MM MET MOF GRIJS | [18 empty] | 30 | 3606480424731 | 1 |  | 69 | 300 | 3.2 | 3.2 | 3072 |  | 30 | 6230 | 301 | 13 | 10 | [9 empty] | 1200 | 280000 | 305 | 55 | 107 |  |  |  | 2 | Y | [12 empty] | SRI | I5 | 8538100000 | [14 empty] | Mureva Tube GT - GT leiding tulpvormig -diam. 32 mm - grijs | Mureva Tube GT - conduit en tulipe GT - diam. 32 mm - gris | [17 empty] | https://eref.se.com/be/nl/sis-tarif/product/IMT40632 | https://eref.se.com/be/fr/sis-tarif/product/IMT40632
Schneider Electric | Schneider Electric | 01022021 |  | Schneider Electric |  | SRL | IMT40640 |  |  | 4.38 |  | 1 |  | 21 | Buis 3m 40 mm tuliped grijs | Tube GT 3m 40mm tulipe gris |  | Conduit 3m 40 mm tuliped grey | [18 empty] | 21 | 3606480424748 | 1 |  | 1 | 200 | 2 | 2 | 800 | [23 empty] | 2 | Y | [12 empty] | SRI | I5 | 8538100000 | [14 empty] | Mureva Tube GT - GT leiding tulpvormig -diam. 40 mm - grijs | Mureva Tube GT - conduit en tulipe GT - diam. 40 mm - gris | [17 empty] | https://eref.se.com/be/nl/sis-tarif/product/IMT40640 | https://eref.se.com/be/fr/sis-tarif/product/IMT40640
Schneider Electric | Schneider Electric | 01022021 |  | Schneider Electric |  | SRL | IMT40650 |  |  | 6.97 |  | 1 |  | 12 | Buis GT 3m 50 mm tuliped grijs | Tube GT 3m 50mm tulipe gris |  | Conduit 3m 50 mm tuliped grey | [18 empty] | 12 | 3606480424755 | 1 |  | 1 | 200 | 2 | 2 | 800 | [23 empty] | 2 | Y | [12 empty] | SRI | I5 | 8538100000 | [14 empty] | Mureva Tube GT - GT leiding tulpvormig -diam. 50 mm - grijs | Mureva Tube GT - conduit en tulipe GT - diam. 50 mm - gris | [17 empty] | https://eref.se.com/be/nl/sis-tarif/product/IMT40650 | https://eref.se.com/be/fr/sis-tarif/product/IMT40650
Schneider Electric | Schneider Electric | 01022021 |  | Schneider Electric |  | SRL | IMT40663 |  |  | 9.98 |  | 1 |  | 9 | BUIS 3m 63 mm tuliped grijs | Tube GT 3m 63mm tulipe gris |  | Conduit 3m 63 mm tuliped grey | [18 empty] | 9 | 3606480424762 | 1 |  | 1 | 200 | 2 | 2 | 800 | [23 empty] | 2 | Y | [12 empty] | SRI | I5 | 8538100000 | [14 empty] | Mureva Tube GT - GT leiding tulpvormig -diam. 63 mm - grijs | Mureva Tube GT - conduit en tulipe GT - diam. 63 mm - gris | [17 empty] | https://eref.se.com/be/nl/sis-tarif/product/IMT40663 | https://eref.se.com/be/fr/sis-tarif/product/IMT40663
Schneider Electric | Schneider Electric | 01022021 |  | Schneider Electric |  | SRL | IMT41920 |  |  | 0.7 |  | 1 |  | 100 | MOF CEI NC20 WIT | MANCHON CEI NC 20 BLANC |  | Sleeves 20mm white | [18 empty] | 5 | 3606480986505 | 0 |  | 5 | 16.5 | 24 | 0.1 | 39.6 |  | 100 | 530 | 16.5 | 24 | 13 | [9 empty] | 25000 | 161000 | 102 | 122 | 195 |  |  |  | 15 | N | [12 empty] | SRI | I5 | 8536900100 | [33 empty] | https://eref.se.com/be/nl/sis-tarif/product/IMT41920 | https://eref.se.com/be/fr/sis-tarif/product/IMT41920
Schneider Electric | Schneider Electric | 01022021 |  | Schneider Electric |  | SRL | IMT43320 |  |  | 2.46 |  | 1 |  | 5 | BEND DIAM 20MM GREY GT | COUDE DIAM 20 MM GRI |  | BEND DIAM 20MM GREY GT | [18 empty] | 1 | 3606480427954 | 0 |  | 1 | 4.5 | 7.2 | 37 | 1198.8 |  | 5 | 102 | 4.5 | 28.5 | 37 | [17 empty] | 15 | N | [12 empty] | SRT | I3 | 8538100000 | [14 empty] | BEND DIAM 20MM GREY GT | COUDE DIAM 20 MM GRI
Schneider Electric | Schneider Electric | 01022021 |  | Schneider Electric |  | SRL | IMT44925 |  |  | 1.24 |  | 1 |  | 25 | T-STUK WIT DIAM 25 | FORME T BLANC DIAM 25 |  | T-section diam25 white | [18 empty] | 25 | 3606480986574 | 0 |  | 42 | 17 | 24 | 14 | 5712 |  | 25 | 964 | 17 | 13 | 24 | [9 empty] | 5000 | 221500 | 100 | 120 | 148 |  |  |  | 15 | N | [12 empty] | SRI | I5 | 8536900100 | [33 empty] | https://eref.se.com/be/nl/sis-tarif/product/IMT44925 | https://eref.se.com/be/fr/sis-tarif/product/IMT44925
Schneider Electric | Schneider Electric | 01022021 |  | Schneider Electric |  | SRL | IMT45816 |  |  | 0.08 |  | 1 |  | 100 | CLIPS VOOR BUIS CEI N16 WIT | CLIPS A TUBE CEI N16 BLANC |  | Conduit clip white 16mm | [18 empty] | 100 | 3606480986581 | 0 |  | 3 | 11 | 8.5 | 16 | 1496 |  | 100 | 282 | 11.5 | 16 | 9 | [9 empty] | 32000 | 109224 | 100 | 120 | 175 |  |  |  | 15 | N | [12 empty] | SRI | I5 | 8536900100 | [33 empty] | https://eref.se.com/be/nl/sis-tarif/product/IMT45816 | https://eref.se.com/be/fr/sis-tarif/product/IMT45816
Schneider Electric | Schneider Electric | 01022021 |  | Schneider Electric |  | SRL | IMT45820 |  |  | 0.09 |  | 1 |  | 50 | CLIPS VOOR BUIS CEI N20 WIT | CLIPS A TUBE CEI N20 BLANC |  | Conduit clip white 20mm | [18 empty] | 50 | 3606480986598 | 0 |  | 4 | 11 | 8.5 | 16 | 1496 |  | 50 | 184 | 12 | 9 | 16 | [9 empty] | 16000 | 80000 | 100 | 120 | 99 |  |  |  | 15 | N | [12 empty] | SRI | I5 | 8536900100 | [33 empty] | https://eref.se.com/be/nl/sis-tarif/product/IMT45820 | https://eref.se.com/be/fr/sis-tarif/product/IMT45820
Schneider Electric | Schneider Electric | 01022021 |  | Schneider Electric |  | SRL | IMT46016 |  |  | 15.02 |  | 1 |  | 1 | BUIGVEER | RESSORT A CINTRER 16 |  | Bending spring 16 mm GT | [18 empty] | 1 | 3606480446900 | 0 |  | 1 | 200 | 2 | 2 | 800 | [23 empty] | 2 | Y | [12 empty] | SRI | I5 | 7320208990 | [15 empty] | Mureva Tube GT - ressort courbe GT - diam. 16 | [17 empty] | https://eref.se.com/be/nl/sis-tarif/product/IMT46016 | https://eref.se.com/be/fr/sis-tarif/product/IMT46016
Schneider Electric | Schneider Electric | 01022021 |  | Schneider Electric |  | SRL | IMT46020 |  |  | 22.29 |  | 1 |  | 1 | BUIGVEER | RESSORT A CINTRER 20 |  | Bending spring 20 mm GT | [18 empty] | 1 | 3606480446917 | 0 |  | 1 | 200 | 2 | 2 | 800 | [23 empty] | 2 | Y | [12 empty] | SRI | I5 | 7320208990 | [15 empty] | Mureva Tube GT - ressort courbe GT - diam. 20 | [17 empty] | https://eref.se.com/be/nl/sis-tarif/product/IMT46020 | https://eref.se.com/be/fr/sis-tarif/product/IMT46020
Schneider Electric | Schneider Electric | 01022021 |  | Schneider Electric |  | SRL | IMT46025 |  |  | 25.3 |  | 1 |  | 1 | BUIGVEER | RESSORT A CINTRER 25 |  | Bending spring 25 mm GT | [18 empty] | 1 | 3606480446924 | 0 |  | 1 | 200 | 2 | 2 | 800 | [23 empty] | 2 | Y | [12 empty] | SRI | I5 | 7320208990 | [15 empty] | Mureva Tube GT - ressort courbe GT - diam. 25 | [17 empty] | https://eref.se.com/be/nl/sis-tarif/product/IMT46025 | https://eref.se.com/be/fr/sis-tarif/product/IMT46025
Schneider Electric | Schneider Electric | 01022021 |  | Schneider Electric |  | SRL | IMT46035 |  |  | 4.5 |  | 100 |  | 100 | Kabelbandjes Cintura 120x2.5 zwart | Collier Cintura 120x2.5 noir |  | CABLE TIE 120X2,5 CLEAR | [18 empty] | 100 | 3606480989339 | 0 |  | 1 | 12 | 0.1 | 0.3 | 0.36 | [23 empty] | 2 | Y | [12 empty] | SRC | I6 | 3926909790 | [14 empty] | Thorsman Cintura - kabelbinder - blanco - 2,5 x 120 mm | Thorsman Cintura - collier de serrage - transparent - 2,5 x 120 mm
Schneider Electric | Schneider Electric | 01022021 |  | Schneider Electric |  | SRL | IMT46036 |  |  | 4.4 |  | 100 |  | 100 | Kabelbandjes Cintura 120x2.5 zwart | Collier Cintura 120x2.5 noir |  | CABLE TIE 120X2,5 BLACK | [18 empty] | 100 | 3606480989346 | 0 |  | 1 | 12 | 0.1 | 0.3 | 0.36 | [23 empty] | 2 | Y | [12 empty] | SRC | I6 | 3926909790 | [14 empty] | Thorsman Cintura - kabelbinder - zwart - 2,5 x 120 mm | Thorsman Cintura - collier de serrage - noir - 2,5 x 120 mm
Schneider Electric | Schneider Electric | 01022021 |  | Schneider Electric |  | SRL | IMT46073 |  |  | 2.63 |  | 100 |  | 100 | KABELBANDJES CINTURA 160X2.5 ZWART | COLLIER CINTURA 160X2.5 NOIR |  | Cable tie 160x2.5mm Black x100 | [18 empty] | 100 | 3606480989377 | 0 |  | 410 | 16 | 0.1 | 0.3 | 0.48 | [23 empty] | 2 | Y | [12 empty] | SRC | I6 | 3926909790
Schneider Electric | Schneider Electric | 01022021 |  | Schneider Electric |  | SRL | IMT46074 |  |  | 2.63 |  | 100 |  | 100 | KABELBANDJES CINTURA 160X2.5 KLEURLOOS | COLLIER CINTURA 160X2.5 INCOLORE |  | Cable tie 160x2.5mm Neutral x100 | [18 empty] | 100 | 3606480989384 | 0 |  | 410 | 16 | 0.1 | 0.3 | 0.48 | [23 empty] | 2 | Y | [12 empty] | SRC | I6 | 3926909790 | [14 empty] | Thorsman Cintura - kabelbinder - blanco - 2,5 x 160 mm | Thorsman Cintura - collier de serrage - transparent - 2,5 x 160 mm
Schneider Electric | Schneider Electric | 01022021 |  | Schneider Electric |  | SRL | IMT46157 |  |  | 5.73 |  | 100 |  | 100 | KABELBANDJES CINTURA 200X2.5 ZWART | COLLIER CINTURA 200X2.5 NOIR |  | CABLE TIE 200X2,5 BLACK | [18 empty] | 100 | 3606480989391 | 0 |  | 1 | 20 | 0.1 | 0.3 | 0.6 | [23 empty] | 2 | Y | [12 empty] | SRC | I6 | 3926909790
Schneider Electric | Schneider Electric | 01022021 |  | Schneider Electric |  | SRL | IMT46158 |  |  | 5.91 |  | 100 |  | 100 | KABELBANDJES CINTURA 200X2.5 KLEURLOOS | COLLIER CINTURA 200X2.5 INCOLORE |  | CABLE TIE 200X2,5 CLEAR | [18 empty] | 100 | 3606480989407 | 0 |  | 1 | 20 | 0.1 | 0.3 | 0.6 | [23 empty] | 2 | Y | [12 empty] | SRC | I6 | 3926909790 | [14 empty] | Thorsman Cintura - kabelbinder - blanco - 2,5 x 200 mm | Thorsman Cintura - collier de serrage - transparent - 2,5 x 200 mm
Schneider Electric | Schneider Electric | 01022021 |  | Schneider Electric |  | SRL | IMT46316 |  |  | 0.71 |  | 1 |  | 75 | BUIS WIT CEI N16 | TUBAFROID CEI N16 BLANC |  | TUBAFROID CEI N16 BLANC | [18 empty] | 75 | 3606480986437 | 0 |  | 15 | 1.6 | 100 | 1.6 | 256 | [23 empty] | 22 | N | [12 empty] | SRI | I5 | 8536900100 | [33 empty] | https://eref.se.com/be/nl/sis-tarif/product/IMT46316 | https://eref.se.com/be/fr/sis-tarif/product/IMT46316
Schneider Electric | Schneider Electric | 01022021 |  | Schneider Electric |  | SRL | IMT46320 |  |  | 0.78 |  | 1 |  | 51 | BUIS WIT CEI N20 | TUBAFROID CEI N20 BLANC |  | TUBAFROID CEI N20 BLANC | [18 empty] | 51 | 3606480986444 | 0 |  | 15 | 1.6 | 100 | 1.6 | 256 | [23 empty] | 15 | N | [12 empty] | SRI | I5 | 8536900100 | [33 empty] | https://eref.se.com/be/nl/sis-tarif/product/IMT46320 | https://eref.se.com/be/fr/sis-tarif/product/IMT46320
Schneider Electric | Schneider Electric | 01022021 |  | Schneider Electric |  | SRL | IMT46325 |  |  | 1.02 |  | 1 |  | 1 | BUIS WIT CEI N25 | TUBAFROID CEI N25 BLANC |  | TUBAFROID CEI N25 BLANC | [18 empty] | 1 | 3606480986451 | 0 |  | 15 | 1.6 | 100 | 1.6 | 256 | [23 empty] | 15 | N | [12 empty] | SRI | I5 | 8536900100
Schneider Electric | Schneider Electric | 01022021 |  | Schneider Electric |  | SRL | IMT46616 |  |  | 0.58 |  | 1 |  | 75 | BUIS MET MOF DIAM 16 WIT | TUBE TULIPE DIAM 16 BLANC |  | TUBE TULIPE DIAM 16 BLANC | [18 empty] | 75 | 3606480986468 | 0 |  | 15 | 1.6 | 100 | 1.6 | 256 | [23 empty] | 15 | N | [12 empty] | SRI | I5 | 8536900100
Schneider Electric | Schneider Electric | 01022021 |  | Schneider Electric |  | SRL | IMT46620 |  |  | 0.61 |  | 1 |  | 51 | BUIS MET MOF DIAM 20 WIT | TUBE TULIPE DIAM 20 BLANC |  | TUBE TULIPE DIAM 20 BLANC | [18 empty] | 51 | 3606480986475 | 0 |  | 15 | 1.6 | 100 | 1.6 | 256 | [23 empty] | 15 | N | [12 empty] | SRI | I5 | 8536900100 | [33 empty] | https://eref.se.com/be/nl/sis-tarif/product/IMT46620 | https://eref.se.com/be/fr/sis-tarif/product/IMT46620
Schneider Electric | Schneider Electric | 01022021 |  | Schneider Electric |  | SRL | IMT46625 |  |  | 0.81 |  | 1 |  | 51 | BUIS MET MOF DIAM 25 WIT | TUBE TULIPE DIAM 25 BLANC |  | TUBE TULIPE DIAM 25 BLANC | [18 empty] | 51 | 3606480986482 | 0 |  | 15 | 1.6 | 100 | 1.6 | 256 | [23 empty] | 15 | N | [12 empty] | SRI | I5 | 8536900100
Schneider Electric | Schneider Electric | 01022021 |  | Schneider Electric |  | SRL | IMT46921 |  |  | 10.32 |  | 100 |  | 100 | KABELBANDJES CINTURA 300 X 3.6 KLEURLOOS | COLLIER CINTURA 300 X 3.6 INCOLORE |  | CABLE TIE 300X3,6 CLEAR | [18 empty] | 100 | 3606480989445 | 0 |  | 1 | 30 | 0.1 | 0.4 | 1.2 | [23 empty] | 2 | Y | [12 empty] | SRC | I6 | 3926909790
Schneider Electric | Schneider Electric | 01022021 |  | Schneider Electric |  | SRL | IMT46922 |  |  | 10.04 |  | 100 |  | 100 | KABELBANDJES CINTURA 300 X 3.6 ZWART | COLLIER CINTURA 300 X 3.6 NOIR |  | CABLE TIE 300X3,6 BLACK | [18 empty] | 100 | 3606480989452 | 0 |  | 1 | 30 | 0.1 | 0.4 | 1.2 | [23 empty] | 2 | Y | [12 empty] | SRC | I6 | 3926909790
Schneider Electric | Schneider Electric | 01022021 |  | Schneider Electric |  | SRL | IMT46923 |  |  | 28.69 |  | 100 |  | 100 | KABELBANDJES CINTURA 300 X 7.6 ZWART | COLLIER CINTURA 300 X 7.6 NOIR |  | CABLE TIE 300X7,6 BLACK | [18 empty] | 100 | 3606480989469 | 0 |  | 4 | 30 | 0.2 | 0.8 | 4.8 | [23 empty] | 2 | Y | [12 empty] | SRC | I6 | 3926909790
Schneider Electric | Schneider Electric | 01022021 |  | Schneider Electric |  | SRL | IMT46924 |  |  | 68.84 |  | 100 |  | 100 | KABELBANDJES CINTURA 550 X 8.8 ZWART | COLLIER CINTURA 550 X 8.8 NOIR |  | CABLE TIE 550X8,8 BLACK | [18 empty] | 100 | 3606480989476 | 0 |  | 9 | 55 | 0.2 | 0.9 | 9.9 | [23 empty] | 2 | Y | [12 empty] | SRC | I6 | 3926909790
Schneider Electric | Schneider Electric | 01022021 |  | Schneider Electric |  | SRL | IMT46926 |  |  | 67.36 |  | 100 |  | 100 | KABELBANDJES CINTURA 550 X 8.8 KLEURLOOS | COLLIER CINTURA 550 X 8.8 INCOLORE |  | CABLE TIE 550X8,8 CLEAR | [18 empty] | 100 | 3606480989483 | 0 |  | 9 | 55 | 0.2 | 0.9 | 9.9 | [23 empty] | 2 | Y | [12 empty] | SRC | I6 | 3926909790
Schneider Electric | Schneider Electric | 01022021 |  | Schneider Electric |  | SRL | IMT46927 |  |  | 83.18 |  | 100 |  | 100 | KABELBANDJES CINTURA 780 X 8.8 ZWART | COLLIER CINTURA 780 X 8.8 NOIR |  | CABLE TIE 780X8,8 BLACK | [18 empty] | 100 | 3606480554568 | 0 |  | 12 | 78 | 0.2 | 0.9 | 14.04 | [23 empty] | 2 | Y | [12 empty] | SRC | I6 | 3926909790
Schneider Electric | Schneider Electric | 01022021 |  | Schneider Electric |  | SRL | IMT47000 |  |  | 11.73 |  | 100 |  | 100 | Zelfklevende voetstukken kleurloos 3,6mm | Embases auto-adhésives incolore 3,6mm |  | Self-adhesive base max 3.6mm | [18 empty] | 100 | 3606489445669 | 0 |  | 0.8 | 18 | 14 | 2 | 0.504 | [8 empty] | 1000 | 0 | 0 | 0 | 0 | [10 empty] | 10 | N | [12 empty] | SRC | I6 | 3925901000 | [33 empty] | https://eref.se.com/be/nl/sis-tarif/product/IMT47000 | https://eref.se.com/be/fr/sis-tarif/product/IMT47000
Schneider Electric | Schneider Electric | 01022021 |  | Schneider Electric |  | SRL | IMT47001 |  |  | 11.73 |  | 100 |  | 5000 | Zelfklevende voetstukken kleurloos 4,8mm | Embases auto-adhésives incolore 4,8mm |  | Self-adhesive base max 4.8mm | [18 empty] | 100 | 3606489445676 | 0 |  | 1.5 | 28 | 14 | 3 | 1.176 | 13606489445673 | 5000 | 8800 | 55 | 40 | 21 | [17 empty] | 10 | N | [12 empty] | SRC | I6 | 3925901000 | [33 empty] | https://eref.se.com/be/nl/sis-tarif/product/IMT47001 | https://eref.se.com/be/fr/sis-tarif/product/IMT47001
Schneider Electric | Schneider Electric | 01022021 |  | Schneider Electric |  | SRL | IMT47002 |  |  | 18.87 |  | 100 |  | 5000 | Voetjes kleurloos 7,6mm | Berceaux incolore 7,6mm |  | Cable tie cradle max 7.6mm | [18 empty] | 100 | 3606489445683 | 0 |  | 1.28 | 2 | 2 | 1 | 0.004 | 13606489445680 | 100 | 140000 | 22 | 3 | 14 | [17 empty] | 10 | N | [12 empty] | SRC | I6 | 3925901000 | [33 empty] | https://eref.se.com/be/nl/sis-tarif/product/IMT47002 | https://eref.se.com/be/fr/sis-tarif/product/IMT47002
Schneider Electric | Schneider Electric | 01022021 |  | Schneider Electric |  | SRL | IMT47004 |  |  | 22.44 |  | 100 |  | 15000 | Identificatiebandjes kleurloos 100mm | Colliers d'identification incolore 100mm |  | Cable tie with ID tab 100x2.5 | [18 empty] | 100 | 3606489445706 | 0 |  | 0.4 | 10 | 3 | 1 | 0.03 | 13606489445703 | 100 | 50000 | 14 | 11.5 | 3 | [17 empty] | 10 | N | [12 empty] | SRC | I6 | 8513100000 | [33 empty] | https://eref.se.com/be/nl/sis-tarif/product/IMT47004 | https://eref.se.com/be/fr/sis-tarif/product/IMT47004
Schneider Electric | Schneider Electric | 01022021 |  | Schneider Electric |  | SRL | IMT49000 |  |  | 0.27 |  | 1 |  | 1 | TC 5-7 2X25MM LIGHT GREY CLIP ROUND | TC 5-7 2X25MM LIGHT GREY CLIP ROUND |  | TC 5-7 2X25MM LIGHT GREY CLIP ROUND | [18 empty] | 1 |  | 0 |  | 1 | 0 | 0 | 0 | 0 | [23 empty] | 15 | N | [12 empty] | SRI | I5 | 7308909800 | [33 empty] | https://eref.se.com/be/nl/sis-tarif/product/IMT49000 | https://eref.se.com/be/fr/sis-tarif/product/IMT49000
Schneider Electric | Schneider Electric | 01022021 |  | Schneider Electric |  | SRL | IMT49001 |  |  | 0.12 |  | 1 |  | 1 | TC 7-10 2x25MM CLIP LICHT GRIJS | TC 7-10 2x25MM LIGHT |  | TC 7-10 2x25mm light grey clip round | [18 empty] | 1 | 3606480376030 | 0 |  | 1 | 0 | 0 | 0 | 0 | [23 empty] | 15 | N | [12 empty] | SRI | I5 | 8538100000 | [33 empty] | https://eref.se.com/be/nl/sis-tarif/product/IMT49001 | https://eref.se.com/be/fr/sis-tarif/product/IMT49001
Schneider Electric | Schneider Electric | 01022021 |  | Schneider Electric |  | SRL | IMT49002 |  |  | 0.4 |  | 1 |  | 1 | TC 14-20 2.5x35MM CLIP LICHT GRIJS | TC 14-20 2.5x35MM |  | TC 14-20 2.5x35mm light grey clip round | [18 empty] | 1 |  | 0 |  | 1 | 42 | 61 | 4.5 | 11529 |  | 1 | 3428 | 5.5 | 41 | 59 | [9 empty] | 20 | 80560 | 120 | 100 | 63 |  |  |  | 15 | N | [12 empty] | SRI | I5 | 8538100000 | [14 empty] | Thorsman - nagelclip - TC 14...20 mm - 2,5/35/18 - lichtgrijs - set van 100 | Thorsman - clip clou - TC 14...20 mm - 2,5/35/18 - grippal - ensemble de 100 | [17 empty] | https://eref.se.com/be/nl/sis-tarif/product/IMT49002 | https://eref.se.com/be/fr/sis-tarif/product/IMT49002
Schneider Electric | Schneider Electric | 01022021 |  | Schneider Electric |  | SRL | IMT49003 |  |  | 5.55 |  | 1 |  | 1 | PLOOIBARE BUIS GT 16 MM LSF0H | ICA 3343 16 MM |  | Pliable GT conduit 16 mm blk LSF0H | [18 empty] | 1 | 3606480383847 | 0 |  | 1 | 42 | 61 | 4.5 | 11529 |  | 1 | 3428 | 5.5 | 41 | 59 | [9 empty] | 20 | 80560 | 120 | 100 | 63 |  |  |  | 15 | N | [12 empty] | SRI | I5 | 8538100000 | [14 empty] | Mureva Flex GT HF - plooibare GT leiding - diam. 16 - zwart - LSF0H - IP67 | Mureva Flex GT HF - conduit GT pliable - diam. 16 - noir - LSF0H - IP67 | [17 empty] | https://eref.se.com/be/nl/sis-tarif/product/IMT49003 | https://eref.se.com/be/fr/sis-tarif/product/IMT49003
Schneider Electric | Schneider Electric | 01022021 |  | Schneider Electric |  | SRL | IMT49004 |  |  | 8.06 |  | 1 |  | 1 | PLOOIBARE BUIS GT 20 MM LSF0H | ICA 3343 20 MM |  | Pliable GT conduit 20 mm blk LSF0H | [18 empty] | 50 | 3606480383854 | 0 |  | 1 | 42 | 61 | 4.5 | 11529 |  | 1 | 3428 | 5.5 | 41 | 59 | [9 empty] | 20 | 80560 | 120 | 100 | 63 |  |  |  | 15 | N | [12 empty] | SRI | I5 | 8538100000 | [14 empty] | Mureva Flex GT HF - plooibare GT leiding - diam. 20 - zwart - LSF0H - IP67 | Mureva Flex GT HF - conduit GT pliable - diam. 20 - noir - LSF0H - IP67 | [17 empty] | https://eref.se.com/be/nl/sis-tarif/product/IMT49004 | https://eref.se.com/be/fr/sis-tarif/product/IMT49004
Schneider Electric | Schneider Electric | 01022021 |  | Schneider Electric |  | SRL | IMT49005 |  |  | 8.8 |  | 1 |  | 1 | PLOOIBARE BUIS GT 25 MM LSF0H | ICA 3343 25 MM |  | Pliable GT conduit 25 mm blk LSF0H | [18 empty] | 1 | 3606480383861 | 0 |  | 1 | 42 | 61 | 4.5 | 11529 |  | 1 | 3428 | 5.5 | 41 | 59 | [9 empty] | 20 | 80560 | 120 | 100 | 63 |  |  |  | 15 | N | [12 empty] | SRI | I5 | 8538100000 | [14 empty] | Mureva Flex GT HF - plooibare GT leiding - diam. 25 - zwart - LSF0H - IP67 | Mureva Flex GT HF - conduit GT pliable - diam. 25 - noir - LSF0H - IP67 | [17 empty] | https://eref.se.com/be/nl/sis-tarif/product/IMT49005 | https://eref.se.com/be/fr/sis-tarif/product/IMT49005
Schneider Electric | Schneider Electric | 01022021 |  | Schneider Electric |  | SRL | IMT49006 |  |  | 11.31 |  | 1 |  | 1 | PLOOIBARE BUIS GT 32 MM LSF0H | ICA 3343 32 MM |  | Pliable GT conduit 32 mm blk LSF0H | [18 empty] | 1 | 3606480383878 | 0 |  | 1 | 42 | 61 | 4.5 | 11529 |  | 1 | 3428 | 5.5 | 41 | 59 | [9 empty] | 20 | 80560 | 120 | 100 | 63 |  |  |  | 15 | N | [12 empty] | SRI | I5 | 8538100000 | [14 empty] | Mureva Flex GT HF - plooibare GT leiding - diam. 32 - zwart - LSF0H - IP67 | Mureva Flex GT HF - conduit GT pliable - diam. 32 - noir - LSF0H - IP67 | [17 empty] | https://eref.se.com/be/nl/sis-tarif/product/IMT49006 | https://eref.se.com/be/fr/sis-tarif/product/IMT49006
Schneider Electric | Schneider Electric | 01022021 |  | Schneider Electric |  | SRL | IMT49007 |  |  | 15.68 |  | 1 |  | 1 | PLOOIBARE BUIS GT 40 MM LSF0H | ICA 3343 40 MM |  | Pliable GT conduit 40 mm blk LSF0H | [18 empty] | 25 | 3606480424922 | 0 |  | 1 | 42 | 61 | 4.5 | 11529 |  | 1 | 3428 | 5.5 | 41 | 59 | [9 empty] | 20 | 80560 | 120 | 100 | 63 |  |  |  | 15 | N | [12 empty] | SRI | I5 | 8538100000 | [14 empty] | Mureva Flex GT HF - plooibare GT leiding - diam. 40 - zwart - LSF0H - IP67 | Mureva Flex GT HF - conduit GT pliable - diam. 40 - noir - LSF0H - IP67 | [17 empty] | https://eref.se.com/be/nl/sis-tarif/product/IMT49007 | https://eref.se.com/be/fr/sis-tarif/product/IMT49007
Schneider Electric | Schneider Electric | 01022021 |  | Schneider Electric |  | SRL | IMT49008 |  |  | 20.11 |  | 1 |  | 1 | PLOOIBARE BUIS GT 50 MM LSF0H | ICA 3343 50 MM |  | Pliable GT conduit 50 mm blk LSF0H | [18 empty] | 1 | 3606480424939 | 0 |  | 1 | 42 | 61 | 4.5 | 11529 |  | 1 | 3428 | 5.5 | 41 | 59 | [9 empty] | 20 | 80560 | 120 | 100 | 63 |  |  |  | 15 | N | [12 empty] | SRI | I5 | 8538100000 | [14 empty] | Mureva Flex GT HF - plooibare GT leiding - diam. 50 - zwart - LSF0H - IP67 | Mureva Flex GT HF - conduit GT pliable - diam. 50 - noir - LSF0H - IP67 | [17 empty] | https://eref.se.com/be/nl/sis-tarif/product/IMT49008 | https://eref.se.com/be/fr/sis-tarif/product/IMT49008
Schneider Electric | Schneider Electric | 01022021 |  | Schneider Electric |  | SRL | IMT49009 |  |  | 1.4 |  | 1 |  | 1 | COUPLING 16MM ZWART LSF0H | MANCHON FLEX 16MM |  | Coupling 16 mm black LSF0H | [18 empty] | 1 | 3606480424946 | 0 |  | 1 | 42 | 61 | 4.5 | 11529 |  | 1 | 3428 | 5.5 | 41 | 59 | [9 empty] | 20 | 80560 | 120 | 100 | 63 |  |  |  | 15 | N | [12 empty] | SRI | I5 | 8538100000 | [14 empty] | Mureva Flex GT HF - koppeling - diam. 16 mm - LSF0H - IP67 | Mureva Flex GT HF - couplage - Diam. 16 mm - LSF0H - IP67 | [17 empty] | https://eref.se.com/be/nl/sis-tarif/product/IMT49009 | https://eref.se.com/be/fr/sis-tarif/product/IMT49009
Schneider Electric | Schneider Electric | 01022021 |  | Schneider Electric |  | SRL | IMT49316 |  |  | 0.71 |  | 1 |  | 75 | 3M WITTE BUIS 16MM DIAMETER | CONDUIT 3 METRES LONGEUR BLANC 16MM |  | 3M WITTE BUIS 16MM DIAMETER | [18 empty] | 75 |  | 1 |  | 109 | 0 | 0 | 0 | 0 | [23 empty] | 16 | N | [12 empty] | SRI | I5 | 8538100000 | [14 empty] | Mureva Tube GT - GT leiding volle uiteinden -diam. 16 mm - wit | Mureva Tube GT - embouts mâle de conduit GT - diam. 16 mm - blanc | [17 empty] | https://eref.se.com/be/nl/sis-tarif/product/IMT49316 | https://eref.se.com/be/fr/sis-tarif/product/IMT49316
Schneider Electric | Schneider Electric | 01022021 |  | Schneider Electric |  | SRL | IMT49320 |  |  | 0.78 |  | 1 |  | 51 | BUIS WIT CEI N20 | TUBAFROID CEI N20 BLANC |  | Conduit 3m 20 mm plain ends white | [18 empty] | 51 |  | 1 |  | 1 | 200 | 2 | 2 | 800 | [23 empty] | 2 | Y | [12 empty] | SRI | I5 | 8538100000 | [14 empty] | Mureva Tube GT - GT leiding volle uiteinden -diam. 20 mm - wit | Mureva Tube GT - embouts mâle de conduit GT - diam. 20 mm - blanc | [17 empty] | https://eref.se.com/be/nl/sis-tarif/product/IMT49320 | https://eref.se.com/be/fr/sis-tarif/product/IMT49320
Schneider Electric | Schneider Electric | 01022021 |  | Schneider Electric |  | SRL | IMT49616 |  |  | 0.58 |  | 1 |  | 75 | BUIS MET MOF DIAM 16 WIT | Tube GT 3m 16mm tulipe blanc |  | Conduit 3 m 16 mm tuliped white | [18 empty] | 75 |  | 1 |  | 1 | 200 | 2 | 2 | 800 | [23 empty] | 2 | Y | [12 empty] | SRI | I5 | 8538100000 | [14 empty] | Mureva Tube GT - GT leiding tulpvormig -diam. 16 mm - wit | Mureva Tube GT - conduit en tulipe GT - diam. 16 mm - blanc | [17 empty] | https://eref.se.com/be/nl/sis-tarif/product/IMT49616 | https://eref.se.com/be/fr/sis-tarif/product/IMT49616
Schneider Electric | Schneider Electric | 01022021 |  | Schneider Electric |  | SRL | IMT49625 |  |  | 0.81 |  | 1 |  | 51 | BUIS + MOF WIT DIAM25 LENGTE 3m | Tube GT 3m 25mm tulipe blanc |  | Conduit 3 m 25 mm tuliped white | [18 empty] | 51 |  | 1 |  | 1 | 200 | 2 | 2 | 800 | [23 empty] | 2 | Y | [12 empty] | SRI | I5 | 8538100000 | [14 empty] | Mureva Tube GT - GT leiding tulpvormig -diam. 25 mm - wit | Mureva Tube GT - conduit en tulipe GT - diam. 25 mm - blanc | [17 empty] | https://eref.se.com/be/nl/sis-tarif/product/IMT49625 | https://eref.se.com/be/fr/sis-tarif/product/IMT49625
Schneider Electric | Schneider Electric | 01022021 |  | Schneider Electric |  | SED | INS40702 |  |  | 8.81 |  | 1 |  | 2 | OL50 UNIVERSELE BEVESTIGING STAAL | ACCESSOIRE DE FIXATION BOITIER DE PRISES |  | OL50 Universal fixing kit for basic box | [18 empty] | 2 | 3606480068454 | 0 |  | 20 | 3 | 1 | 4 | 0.012 |  | 2 | 40 | 7.5 | 0.5 | 3.5 |  | 43606480068452 | 40 | 1780 | 40 | 15 | 15 | [10 empty] | 6 | N | [12 empty] | SO1 | P1 | 7326909890 | [33 empty] | https://eref.se.com/be/nl/sis-tarif/product/INS40702 | https://eref.se.com/be/fr/sis-tarif/product/INS40702
Schneider Electric | Schneider Electric | 01022021 |  | Schneider Electric |  | SED | INS40720 |  |  | 18.47 |  | 1 |  | 30 | OL50 NETSNOER 2M SCHUKO + GST18 FEM | Cordon avec connecteur Wieland, 2 mètres |  | OL50 Cable pin/side-earth+Wiel.fem, 2m | [18 empty] | 1 | 3606480068478 | 0 |  | 230.5 | 20 | 4 | 6 | 0.48 |  | 30 | 7118 | 30 | 30 | 40 |  | 13606480068475 | 30 | 7120 | 40 | 30 | 30 |  |  | 90 | 29854 | 60 | 80 | 77 |  |  |  | 26 | N | [12 empty] | SO1 | P1 | 8544429090 | [14 empty] | OptiLine 50 - verlengkabel - mann. connector randaard. - vrouw. GST 18i3 - 2 m | OptiLine 50 - câble d'extension - connecteur mâle côté-e - femelle GST 18i3 -2 m | [17 empty] | https://eref.se.com/be/nl/sis-tarif/product/INS40720 | https://eref.se.com/be/fr/sis-tarif/product/INS40720
Schneider Electric | Schneider Electric | 01022021 |  | Schneider Electric |  | SED | INS40721 |  |  | 23.08 |  | 1 |  | 1 | OL50 NETSNOER 3M SCHUKO + GST18 FEM | Cordon avec connecteur Wieland, 3 mètres |  | OL50 Cable pin/side-earth+Wiel.fem, 3m | [18 empty] | 1 | 3606480068485 | 0 |  | 310 | 30 | 4 | 4 | 0.48 | [7 empty] | 13606480068482 | 25 | 8700 | 40 | 30 | 30 | [10 empty] | 26 | N | [12 empty] | SO1 | P1 | 8544429090 | [15 empty] | OL50 Broche de câble/côté terre+Wiel. fem, 3m | [17 empty] | https://eref.se.com/be/nl/sis-tarif/product/INS40721 | https://eref.se.com/be/fr/sis-tarif/product/INS40721
Schneider Electric | Schneider Electric | 01022021 |  | Schneider Electric |  | SED | INS40722 |  |  | 32.32 |  | 1 |  | 15 | OL50 NETSNOER 5M SCHUKO + GST18 FEM | Cordon avec connecteur Wieland, 5 mètres |  | OL50 Cable pin/side-earth+Wiel.fem, 5m | [18 empty] | 15 | 3606480068492 | 0 |  | 507 | 29 | 38 | 20 | 22.04 | 13606480068499 | 15 | 7610 | 38 | 29 | 20 | [8 empty] | 73606480068491 | 30 | 23720 | 60 | 80 | 50 |  |  |  | 26 | N | [12 empty] | SO1 | P1 | 8544429090 | [14 empty] | OptiLine 50 - verlengkabel - mann. connector randaard. - vrouw. GST 18i3 - 5 m | OptiLine 50 - câble d'extension - connecteur mâle côté-e - femelle GST 18i3 -5 m | [17 empty] | https://eref.se.com/be/nl/sis-tarif/product/INS40722 | https://eref.se.com/be/fr/sis-tarif/product/INS40722
Schneider Electric | Schneider Electric | 01022021 |  | Schneider Electric |  | SED | ISM10100P |  |  | 10.46 |  | 1 |  | 12 | Kabelgoot 45 75x55 polar wit | Goulotte 45 75x55 blanc polaire |  | INST. TRUNKING 1 COMP. 75X55 POLAR WHITE | [18 empty] | 12 | 3606480681493 | 0 |  | 1878 | 204 | 7.5 | 5.5 | 8415 |  | 12 | 22537 | 204 | 34 | 13 | [9 empty] | 156 | 317981 | 200 | 120 | 64 |  |  |  | 7 | N | [12 empty] | SO1 | P1 | 3925902000 | [14 empty] | OptiLine 45 - installatiekokersysteem - 75x55 mm - PVC - polarwit - 2000 mm | OptiLine 45 - partage d'installation - 75x55 mm - PVC - blanc polaire - 2000 mm | [17 empty] | https://eref.se.com/be/nl/sis-tarif/product/ISM10100P | https://eref.se.com/be/fr/sis-tarif/product/ISM10100P
Schneider Electric | Schneider Electric | 01022021 |  | Schneider Electric |  | SED | ISM10101P |  |  | 9.27 |  | 1 |  | 1 | Binnenhoek 45 75x55 polar wit | Goulotte 45 75x55 angle intérieur blanc |  | Internal corner 75x55 Polar white | [18 empty] | 1 | 3606480681509 | 0 |  | 98 | 15 | 13 | 8 | 1.56 |  | 1 | 101 | 16 | 13 | 8 |  |  | 16 | 2000 | 40 | 30 | 30 |  |  | 384 | 52972000 | 105 | 120 | 80 |  |  |  | 6 | N | [12 empty] | SO1 | P1 | 3925902000 | [14 empty] | OptiLine 45 - binnenhoek - 75 x 55 mm - PC/ABS - polarwit | OptiLine 45 - coin interne - 75 x 55 mm - PC/ABS - blanc polaire | [17 empty] | https://eref.se.com/be/nl/sis-tarif/product/ISM10101P | https://eref.se.com/be/fr/sis-tarif/product/ISM10101P
Schneider Electric | Schneider Electric | 01022021 |  | Schneider Electric |  | SED | ISM10102P |  |  | 9.27 |  | 1 |  | 1 | Buitenhoek 45 75x55 polar wit | Goulotte 45 75x55 angle extérieur blanc |  | External corner 75x55 Polar white | [18 empty] | 1 | 3606480681516 | 0 |  | 93 | 14 | 9 | 8 | 1.008 |  | 1 | 95 | 15 | 9 | 9 |  |  | 35 | 3770 | 40 | 30 | 30 |  |  | 840 | 93988000 | 105 | 120 | 80 |  |  |  | 6 | N | [12 empty] | SO1 | P1 | 3925902000 | [14 empty] | OptiLine 45 - buitenhoek - 75 x 55 mm - PC/ABS - polarwit | OptiLine 45 - coin externe - 75 x 55 mm - PC/ABS - blanc polaire | [17 empty] | https://eref.se.com/be/nl/sis-tarif/product/ISM10102P | https://eref.se.com/be/fr/sis-tarif/product/ISM10102P
Schneider Electric | Schneider Electric | 01022021 |  | Schneider Electric |  | SED | ISM10103P |  |  | 9.27 |  | 1 |  | 1 | Platte hoek 45 75x55 polar wit | Goulotte 45 75x55 angle plat blanc polai |  | Bend 90 degree 75x55 Polar white | [18 empty] | 1 | 3606480681523 | 0 |  | 95 | 13 | 13 | 6 | 1.014 |  | 1 | 95 | 17 | 14 | 6 |  |  | 30 | 3320 | 40 | 30 | 30 |  |  | 720 | 82588000 | 105 | 120 | 80 |  |  |  | 6 | N | [12 empty] | SO1 | P1 | 3925902000 | [14 empty] | OptiLine 45 - 90° bocht - 75 x 55 mm - PC/ABS - polarwit | OptiLine 45 - coude 90° - 75 x 55 mm - PC/ABS - blanc polaire | [17 empty] | https://eref.se.com/be/nl/sis-tarif/product/ISM10103P | https://eref.se.com/be/fr/sis-tarif/product/ISM10103P
Schneider Electric | Schneider Electric | 01022021 |  | Schneider Electric |  | SED | ISM10104P |  |  | 4.55 |  | 1 |  | 2 | Eindkap 45 75x55 polar wit | Goulotte 45 75x55 embout blanc polaire |  | OPTILINE 45 STOP END 75X55, POLAR WHITE | [18 empty] | 2 | 3606480681530 | 0 |  | 22 | 2 | 6 | 8 | 0.096 |  | 2 | 47 | 8.5 | 6 | 2.5 |  |  | 150 | 4238 | 40 | 30 | 30 | [10 empty] | 6 | N | [12 empty] | SO1 | P1 | 3925902000 | [14 empty] | OptiLine 45 - eindstop - 75 x 55 mm - PC/ABS - polarwit | OptiLine 45 - extrémité arrêt - 75 x 55 mm - PC/ABS - blanc polaire | [17 empty] | https://eref.se.com/be/nl/sis-tarif/product/ISM10104P | https://eref.se.com/be/fr/sis-tarif/product/ISM10104P
Schneider Electric | Schneider Electric | 01022021 |  | Schneider Electric |  | SED | ISM10105P |  |  | 5.5 |  | 1 |  | 1 | Wanddoorvoer 45 75x55 polar wit | Goulotte 45 75x55 joint de parois blanc |  | OPTILINE 45 WALL CEILING FRAME 75X55 POL | [18 empty] | 1 | 3606480681547 | 0 |  | 31 | 13 | 9 | 3 | 0.351 | [7 empty] | 43606480681545 | 75 | 2767 | 40 | 30 | 30 | [10 empty] | 6 | N | [12 empty] | SO1 | P1 | 3925902000 | [14 empty] | OptiLine 45 - wand/plafond frame - 75 x 55 mm - PC/ABS - polarwit | OptiLine 45 - cadre mur/plafond - 75 x 55 mm - PC/ABS - blanc polaire | [17 empty] | https://eref.se.com/be/nl/sis-tarif/product/ISM10105P | https://eref.se.com/be/fr/sis-tarif/product/ISM10105P
Schneider Electric | Schneider Electric | 01022021 |  | Schneider Electric |  | SED | ISM10106P |  |  | 5.49 |  | 1 |  | 1 | Frontafdichting 45 75x55 polar wit | Goulotte 45 75x55 joint de fond blanc po |  | Joint cover piece 75x55 Polar white | [18 empty] | 1 | 3606480681554 | 0 |  | 39 | 18 | 17 | 3 | 0.918 |  | 1 | 39 | 18 | 17 | 2.5 |  | 43606480681552 | 75 | 3440 | 40 | 30 | 30 |  |  | 1800 | 84388000 | 105 | 120 | 80 |  |  |  | 6 | N | [12 empty] | SO1 | P1 | 3925902000 | [14 empty] | OptiLine 45 - naadafdekstuk - 75 x 55 mm - PC/ABS - polarwit | OptiLine 45 - pièce de couvercle joint - 75 x 55 mm - PC/ABS - blanc polaire | [17 empty] | https://eref.se.com/be/nl/sis-tarif/product/ISM10106P | https://eref.se.com/be/fr/sis-tarif/product/ISM10106P
Schneider Electric | Schneider Electric | 01022021 |  | Schneider Electric |  | SED | ISM10107P |  |  | 6.97 |  | 1 |  | 1 | T-aftakking 45 75x55 polar wit | Goulotte 45 75x55 té blanc polaire |  | OPTILINE 45 T PIECE 75-75 POLAR WHITE | [18 empty] | 1 | 3606480681561 | 0 |  | 21 | 10 | 6 | 4 | 0.24 | [8 empty] | 50 | 1913 | 40 | 30 | 30 | [10 empty] | 6 | N | [12 empty] | SO1 | P1 | 3925902000 | [14 empty] | OptiLine 45 - T-stuk - 75 x 55 mm - PC/ABS - polarwit | OptiLine 45 - pièce T - 75 x 55 mm - PC/ABS - blanc polaire | [17 empty] | https://eref.se.com/be/nl/sis-tarif/product/ISM10107P | https://eref.se.com/be/fr/sis-tarif/product/ISM10107P
Schneider Electric | Schneider Electric | 01022021 |  | Schneider Electric |  | SED | ISM10150 |  |  | 49.84 |  | 1 |  | 1 | Kabelgoot 45 75x55 alu | Goulotte 45 75x55 alu |  | INST. TRUNKING, 1-COMP. 75X55 ALU | [18 empty] | 1 | 3606480027789 | 1 |  | 1500 | 205 | 5.5 | 7.5 | 8456.25 | [14 empty] | 3606480027789 | 180 | 292300 | 200 | 120 | 61 |  |  |  | 7 | N | [12 empty] | SO1 | P1 | 7616999099 | [5 empty] | 220070 | [8 empty] | OptiLine 45 - wandgoot - 75x55 mm - aluminium | [18 empty] | https://eref.se.com/be/nl/sis-tarif/product/ISM10150 | https://eref.se.com/be/fr/sis-tarif/product/ISM10150
Schneider Electric | Schneider Electric | 01022021 |  | Schneider Electric |  | SED | ISM10151 |  |  | 16.81 |  | 1 |  | 1 | Binnenhoek 45 75x55 alu | Goulotte 45 75x55 angle intérieur alu |  | Internal corner 75x55, alu metallic | [18 empty] | 1 | 3606480027796 | 0 |  | 100 | 12 | 12 | 8 | 1.152 | [8 empty] | 16 | 2119 | 40 | 30 | 30 | [10 empty] | 6 | N | [12 empty] | SO1 | P1 | 3925902000 | [5 empty] | 220070 | [8 empty] | OptiLine 45 - binnenhoek 75x55 mm - PC/ABS - alu metallic | [18 empty] | https://eref.se.com/be/nl/sis-tarif/product/ISM10151 | https://eref.se.com/be/fr/sis-tarif/product/ISM10151
Schneider Electric | Schneider Electric | 01022021 |  | Schneider Electric |  | SED | ISM10152 |  |  | 16.81 |  | 1 |  | 1 | Buitenhoek 45 75x55 alu | Goulotte 45 75x55 angle extérieur alu |  | EXTERNAL CORNER 75X55 ALU METALLIC | [18 empty] | 1 | 3303431006205 | 0 |  | 97 | 35 | 20 | 8.4 | 5880 | [8 empty] | 30 | 3397 | 40 | 30 | 30 | [10 empty] | 6 | N | [12 empty] | SO1 | P1 | 3925902000 | [5 empty] | 220070 | [8 empty] | OptiLine 45 - buitenhoek 75x55 mm - PC/ABS - alu metallic | [18 empty] | https://eref.se.com/be/nl/sis-tarif/product/ISM10152 | https://eref.se.com/be/fr/sis-tarif/product/ISM10152
Schneider Electric | Schneider Electric | 01022021 |  | Schneider Electric |  | SED | ISM10153 |  |  | 16.81 |  | 1 |  | 1 | Platte hoek 45 75x55 alu | Goulotte 45 75x55 angle plat alu |  | Bend 90 degree 75x55 alu metallic | [18 empty] | 1 | 3606480027819 | 0 |  | 60 | 6 | 13 | 13 | 1.014 | [8 empty] | 30 | 3427 | 40 | 30 | 30 | [10 empty] | 6 | N | [12 empty] | SO1 | P1 | 3925902000 | [5 empty] | 220070 | [8 empty] | OptiLine 45 - bocht 90° 75x55 mm - PC/ABS - alu metallic | [18 empty] | https://eref.se.com/be/nl/sis-tarif/product/ISM10153 | https://eref.se.com/be/fr/sis-tarif/product/ISM10153
Schneider Electric | Schneider Electric | 01022021 |  | Schneider Electric |  | SED | ISM10154 |  |  | 13.07 |  | 1 |  | 2 | Eindkap 45 75x55 alu | Goulotte 45 75x55 embout alu |  | Stop end 75x55, alu metallic | [18 empty] | 2 | 3606480027826 | 0 |  | 25 | 8 | 6 | 2 | 0.096 | 13606480027823 | 2 | 55 | 6 | 9 | 3 | [17 empty] | 6 | N | [12 empty] | SO1 | P1 | 3925902000 | [5 empty] | 220070 | [8 empty] | OptiLine 45 - stopeinde 75x55 mm - PC/ABS - alu metallic | [18 empty] | https://eref.se.com/be/nl/sis-tarif/product/ISM10154 | https://eref.se.com/be/fr/sis-tarif/product/ISM10154
Schneider Electric | Schneider Electric | 01022021 |  | Schneider Electric |  | SED | ISM10155 |  |  | 15.68 |  | 1 |  | 1 | Wanddoorvoer 45 75x55 alu | Goulotte 45 75x55 joint de parois alu |  | WALL CEILING FRAME 75X55 ALU METALLIC | [18 empty] | 1 | 3606480027833 | 0 |  | 30 | 8 | 2 | 13 | 0.208 | [8 empty] | 75 | 2737 | 40 | 30 | 30 | [10 empty] | 6 | N | [12 empty] | SO1 | P1 | 3925902000 | [5 empty] | 220070 | [8 empty] | OptiLine 45 - wandframe 75x55 mm - PC/ABS - alu metallic | [18 empty] | https://eref.se.com/be/nl/sis-tarif/product/ISM10155 | https://eref.se.com/be/fr/sis-tarif/product/ISM10155
Schneider Electric | Schneider Electric | 01022021 |  | Schneider Electric |  | SED | ISM10156 |  |  | 10.53 |  | 1 |  | 1 | Frontafdichting 45 75x55 alu | Goulotte 45 75x55 joint de fond alu |  | Joint cover piece 75x55, alu metallic | [18 empty] | 1 | 3606480027840 | 0 |  | 20 | 6 | 2 | 8 | 0.096 | [8 empty] | 75 | 3562 | 40 | 30 | 30 | [10 empty] | 6 | N | [12 empty] | SO1 | P1 | 3925902000 | [5 empty] | 220070 | [8 empty] | OptiLine 45 - verbindingsafdekplaat 75x55 mm PC/ABS - alu metallic | [18 empty] | https://eref.se.com/be/nl/sis-tarif/product/ISM10156 | https://eref.se.com/be/fr/sis-tarif/product/ISM10156
Schneider Electric | Schneider Electric | 01022021 |  | Schneider Electric |  | SED | ISM10157 |  |  | 17.62 |  | 1 |  | 1 | T-aftakking 45 75x55 alu | Goulotte 45 75x55 té alu |  | T PIECE 75 75, ALU METALLIC | [18 empty] | 1 | 3606480027857 | 0 |  | 25 | 15 | 20 | 5 | 1.5 | [8 empty] | 50 | 1737 | 40 | 30 | 30 | [10 empty] | 16 | N | [12 empty] | SO1 | P1 | 3925902000 | [5 empty] | 220070 | [8 empty] | OptiLine 45 - T-stuk 75x55 mm - PC/ABS - alu metallic | [18 empty] | https://eref.se.com/be/nl/sis-tarif/product/ISM10157 | https://eref.se.com/be/fr/sis-tarif/product/ISM10157
Schneider Electric | Schneider Electric | 01022021 |  | Schneider Electric |  | SED | ISM10200P |  |  | 12.89 |  | 1 |  | 6 | Kabelgoot 45 95x55 polar wit 1 st=2mtr | Goulotte 45 95x55 blan polaire 1st =2mtr |  | Trunking 45 95X55 Polar whit 1 st = 2mtr | [18 empty] | 1 | 3606480681585 | 1 |  | 2141 | 200 | 9.5 | 5.5 | 10450 |  | 6 | 12849 | 204 | 28.5 | 12.5 | [9 empty] | 96 | 221584 | 200 | 120 | 64 |  |  |  | 7 | N | [12 empty] | SO1 | P1 | 3925902000 | [14 empty] | OptiLine 45 - installatiekokersysteem - 95x55 mm - PVC - polarwit - 2000 mm | OptiLine 45 - partage d'installation - 95x55 mm - PVC - blanc polaire - 2000 mm | [17 empty] | https://eref.se.com/be/nl/sis-tarif/product/ISM10200P | https://eref.se.com/be/fr/sis-tarif/product/ISM10200P
Schneider Electric | Schneider Electric | 01022021 |  | Schneider Electric |  | SED | ISM10201P |  |  | 11.62 |  | 1 |  | 1 | Binnenhoek 45 95x55 polar wit | Goulotte 45 95x55 angle intérieur blanc |  | Internal corner 95x55 Polar white | [18 empty] | 1 | 3606480681592 | 0 |  | 105 | 15 | 12 | 11 | 1.98 |  | 1 | 105 | 15 | 11 | 12 |  | 43606480681590 | 10 | 1540 | 40 | 30 | 30 |  |  | 240 | 39388000 | 105 | 120 | 80 |  |  |  | 6 | N | [12 empty] | SO1 | P1 | 3925902000 | [14 empty] | OptiLine 45 - binnenhoek - 95 x 55 mm - PC/ABS - polarwit | OptiLine 45 - coin interne - 95 x 55 mm - PC/ABS - blanc polaire | [17 empty] | https://eref.se.com/be/nl/sis-tarif/product/ISM10201P | https://eref.se.com/be/fr/sis-tarif/product/ISM10201P
Schneider Electric | Schneider Electric | 01022021 |  | Schneider Electric |  | SED | ISM10202P |  |  | 11.5 |  | 1 |  | 1 | Buitenhoek 45 95x55 polar wit | Goulotte 45 95x55 angle extérieur blanc |  | External corner 95x55 Polar white | [18 empty] | 1 | 3606480681608 | 0 |  | 106 | 16 | 13 | 8 | 1.664 |  | 1 | 108 | 14 | 11 | 8 |  | 43606480681606 | 20 | 2662 | 40 | 30 | 30 | [10 empty] | 6 | N | [12 empty] | SO1 | P1 | 3925902000 | [14 empty] | OptiLine 45 - buitenhoek - 95 x 55 mm - PC/ABS - polarwit | OptiLine 45 - coin externe - 95 x 55 mm - PC/ABS - blanc polaire | [17 empty] | https://eref.se.com/be/nl/sis-tarif/product/ISM10202P | https://eref.se.com/be/fr/sis-tarif/product/ISM10202P
Schneider Electric | Schneider Electric | 01022021 |  | Schneider Electric |  | SED | ISM10203P |  |  | 11.5 |  | 1 |  | 1 | Platte hoek 45 95x55 polar wit | Goulotte 45 95x55 angle plat blanc polai |  | Bend 90 degree 95x55 Polar white | [18 empty] | 1 | 3606480681615 | 0 |  | 114 | 14 | 15 | 7 | 1.47 |  | 1 | 115 | 23 | 20 | 5.5 |  | 43606480681613 | 25 | 3332 | 40 | 30 | 30 | [10 empty] | 6 | N | [12 empty] | SO1 | P1 | 3925902000 | [14 empty] | OptiLine 45 - 90° bocht - 95 x 55 mm - PC/ABS - polarwit | OptiLine 45 - coude 90° - 95 x 55 mm - PC/ABS - blanc polaire | [17 empty] | https://eref.se.com/be/nl/sis-tarif/product/ISM10203P | https://eref.se.com/be/fr/sis-tarif/product/ISM10203P
Schneider Electric | Schneider Electric | 01022021 |  | Schneider Electric |  | SED | ISM10204P |  |  | 5.65 |  | 1 |  | 2 | Eindkap 45 95x55 polar wit | Embout goulotte 45 95x55 blanc polaire |  | Stop end 95x55 Polar white | [18 empty] | 2 | 3606480681622 | 0 |  | 23 | 40 | 30 | 30 | 36 | 13606480681629 | 2 | 56 | 1.1 | 0.6 | 0.3 |  |  | 200 | 5870 | 40 | 30 | 30 |  |  | 4800 | 148588000 | 105 | 120 | 80 |  |  |  | 6 | N | [12 empty] | SO1 | P1 | 3925902000 | [14 empty] | OptiLine 45/70 - eindstop - 95 x 55 mm - PC/ABS - polarwit | OptiLine 45/70 - extrémité arrêt - 95 x 55 mm - PC/ABS - blanc polaire | [17 empty] | https://eref.se.com/be/nl/sis-tarif/product/ISM10204P | https://eref.se.com/be/fr/sis-tarif/product/ISM10204P
Schneider Electric | Schneider Electric | 01022021 |  | Schneider Electric |  | SED | ISM10205P |  |  | 6.8 |  | 1 |  | 1 | Wanddoorvoer 45 95x55 polar wit | Goulotte 45 95x55 joint de parois blanc |  | OPTILINE 45 WALL CEILING FRAME 95X55 POL | [18 empty] | 1 | 3606480681639 | 0 |  | 40 | 2 | 8 | 15 | 0.24 | [8 empty] | 75 | 3188 | 40 | 30 | 30 | [10 empty] | 6 | N | [12 empty] | SO1 | P1 | 3925902000 | [14 empty] | OptiLine 45 - wand/plafond frame - 95 x 55 mm - PC/ABS - polarwit | OptiLine 45 - cadre mur/plafond - 95 x 55 mm - PC/ABS - blanc polaire | [17 empty] | https://eref.se.com/be/nl/sis-tarif/product/ISM10205P | https://eref.se.com/be/fr/sis-tarif/product/ISM10205P
Schneider Electric | Schneider Electric | 01022021 |  | Schneider Electric |  | SED | ISM10206P |  |  | 6.8 |  | 1 |  | 1 | Frontafdichting 45 95x55 polar wit | Goulotte 45 95x55 joint de fond blanc po |  | Joint cover piece 95x55 Polar white | [18 empty] | 1 | 3606480681646 | 0 |  | 40 | 40 | 30 | 30 | 36 |  | 1 | 40.375 | 20 | 17 | 2.5 |  |  | 100 | 4500 | 40 | 30 | 30 |  |  | 2400 | 110188 | 12 | 8 | 10.5 |  |  |  | 6 | N | [12 empty] | SO1 | P1 | 3925902000 | [14 empty] | OptiLine 45 - naadafdekstuk - 95 x 55 mm - PC/ABS - polarwit | OptiLine 45 - pièce de couvercle joint - 95 x 55 mm - PC/ABS - blanc polaire | [17 empty] | https://eref.se.com/be/nl/sis-tarif/product/ISM10206P | https://eref.se.com/be/fr/sis-tarif/product/ISM10206P
Schneider Electric | Schneider Electric | 01022021 |  | Schneider Electric |  | SED | ISM10207P |  |  | 7.97 |  | 1 |  | 1 | T-aftakking 75-140 polar wit | Goulotte 45 té 75-185 blanc polaire |  | OPTILINE 45 T PIECE 75-185 POLAR WHITE | [18 empty] | 1 | 3606480681653 | 0 |  | 25 | 10 | 6 | 5 | 0.3 | [8 empty] | 50 | 2013 | 40 | 30 | 30 | [10 empty] | 6 | N | [12 empty] | SO1 | P1 | 3925902000 | [14 empty] | OptiLine 45 - T-stuk - 75 x 55 mm - PC/ABS - polarwit | OptiLine 45 - pièce T - 75 x 55 mm - PC/ABS - blanc polaire | [17 empty] | https://eref.se.com/be/nl/sis-tarif/product/ISM10207P | https://eref.se.com/be/fr/sis-tarif/product/ISM10207P
Schneider Electric | Schneider Electric | 01022021 |  | Schneider Electric |  | SED | ISM10208P |  |  | 7.77 |  | 1 |  | 1 | T-aftakking voor Optiline 45 polar wit | Dérivation T pour Optiline 45 blanc pola |  | T-piece 95-185 Polar white | [18 empty] | 1 | 3606480681660 | 0 |  | 30 | 8 | 14 | 5 | 0.56 |  | 1 | 30 | 17 | 16 | 5.5 |  | 43606480681668 | 50 | 1985 | 40 | 30 | 30 | [10 empty] | 6 | N | [12 empty] | SO1 | P1 | 3925902000 | [33 empty] | https://eref.se.com/be/nl/sis-tarif/product/ISM10208P | https://eref.se.com/be/fr/sis-tarif/product/ISM10208P
Schneider Electric | Schneider Electric | 01022021 |  | Schneider Electric |  | SED | ISM10250 |  |  | 53.73 |  | 1 |  | 12 | Kabelgoot 45 95x55 alu | Goulotte 45 95x55 alu |  | OL45 Inst. trunking, 1-comp. 95x55 alu | [18 empty] | 12 | 3606485137728 | 1 |  | 1092 | 200 | 5.5 | 9.5 | 10450 |  | 12 | 13104 | 205 | 22.5 | 20 | [8 empty] | 3606485137728 | 180 | 321100 | 205 | 120 | 74 |  |  |  | 24 | N | [12 empty] | SO1 | P1 | 7610909090 | [14 empty] | OptiLine 45 - wandgoot - 95x55 mm - aluminium | OptiLine 45 - goulotte d'installation - 95x55 mm - aluminium - natural - 2000 mm | [17 empty] | https://eref.se.com/be/nl/sis-tarif/product/ISM10250 | https://eref.se.com/be/fr/sis-tarif/product/ISM10250
Schneider Electric | Schneider Electric | 01022021 |  | Schneider Electric |  | SED | ISM10251 |  |  | 18.14 |  | 1 |  | 1 | Binnenhoek 45 95x55 alu | Goulotte 45 95x55 angle intérieur |  | OL45 Internal corner 95x55, alu met. | [18 empty] | 1 | 3606485137735 | 0 |  | 1 | 0.1 | 0.1 | 0.1 | 0.001 | [23 empty] | 22 | N | [12 empty] | SO1 | P1 | 3925902000 | [14 empty] | OptiLine 45 - binnenhoek 95x55 mm - PC/ABS - alu metallic | OptiLine 45 - coin interieur - PC/ABS - aluminium metallique | [17 empty] | https://eref.se.com/be/nl/sis-tarif/product/ISM10251 | https://eref.se.com/be/fr/sis-tarif/product/ISM10251
Schneider Electric | Schneider Electric | 01022021 |  | Schneider Electric |  | SED | ISM10252 |  |  | 18.14 |  | 1 |  | 1 | Buitenhoek 45 95x55 alu | Goulotte 45 95x55 angle extérieur |  | OL45 External corner 95x55, alu met. | [18 empty] | 1 | 3606485137742 | 0 |  | 1 | 0.1 | 0.1 | 0.1 | 0.001 | [23 empty] | 22 | N | [12 empty] | SO1 | P1 | 3925902000 | [14 empty] | OptiLine 45 - buitenhoek 95x55 mm - PC/ABS - alu metallic | OptiLine 45 - coin extérieur - PC/ABS - aluminium metallique | [17 empty] | https://eref.se.com/be/nl/sis-tarif/product/ISM10252 | https://eref.se.com/be/fr/sis-tarif/product/ISM10252
Schneider Electric | Schneider Electric | 01022021 |  | Schneider Electric |  | SED | ISM10253 |  |  | 18.14 |  | 1 |  | 1 | Platte hoek 45 95x55 alu | Goulotte 45 95x55 angle plat |  | GOULOTTE 45 75X55 ANGLE PLAT A | [18 empty] | 1 | 3606485137759 | 0 |  | 118 | 12 | 12 | 6 | 864 | [23 empty] | 22 | N | [12 empty] | SO1 | P1 | 3925902000 | [14 empty] | OptiLine 45 - bocht 90° 95x55 mm - PC/ABS - alu metallic | OptiLine 45 - coude 90° - PC/ABS - aluminium metallique | [17 empty] | https://eref.se.com/be/nl/sis-tarif/product/ISM10253 | https://eref.se.com/be/fr/sis-tarif/product/ISM10253
Schneider Electric | Schneider Electric | 01022021 |  | Schneider Electric |  | SED | ISM10255 |  |  | 16.9 |  | 1 |  | 1 | Wanddoorvoer 45 95x55 alu | Goulotte 45 95x55 joint de parois |  | OL45 Wall/Ceiling frame 95x55, alu met. | [18 empty] | 1 | 3606485137766 | 0 |  | 1 | 0.1 | 0.1 | 0.1 | 0.001 | [23 empty] | 22 | N | [12 empty] | SO1 | P1 | 3925902000 | [14 empty] | OptiLine 45 - wandframe 95x55 mm - PC/ABS - alu metallic | OptiLine 45 - cadre mural/plafond - PC/ABS - aluminium metallique | [17 empty] | https://eref.se.com/be/nl/sis-tarif/product/ISM10255 | https://eref.se.com/be/fr/sis-tarif/product/ISM10255
Schneider Electric | Schneider Electric | 01022021 |  | Schneider Electric |  | SED | ISM10256 |  |  | 11.35 |  | 1 |  | 1 | Frontafdichting 45 95x55 alu | Goulotte 45 95x55 joint de fond |  | OptiLine j. cover pc 95x55 Alu | [18 empty] | 1 | 3606485137773 | 0 |  | 1 | 0.1 | 0.1 | 0.1 | 0.001 | [23 empty] | 22 | N | [12 empty] | SO1 | P1 | 3925902000 | [14 empty] | OptiLine 45 - verbindingsafdekplaat 95x55 mm PC/ABS - alu metallic | OptiLine 45 - joint - PC/ABS - aluminium metallique | [17 empty] | https://eref.se.com/be/nl/sis-tarif/product/ISM10256 | https://eref.se.com/be/fr/sis-tarif/product/ISM10256
Schneider Electric | Schneider Electric | 01022021 |  | Schneider Electric |  | SED | ISM10258 |  |  | 16.87 |  | 1 |  | 1 | T-aftakking 95-185 alu | Goulotte 45 té 95-185 alu |  | OL45 T-piece 95-185, alu metallic | [18 empty] | 1 | 3606480160561 | 0 |  | 27 | 23 | 20 | 18 | 8.28 | [23 empty] | 22 | N | [12 empty] | SO1 | P1 | 3925902000 | [14 empty] | OptiLine 45 - T-stuk - PC/ABS - alu metallic | OptiLine 45 - T-piece - PC/ABS - aluminium metallique | [17 empty] | https://eref.se.com/be/nl/sis-tarif/product/ISM10258 | https://eref.se.com/be/fr/sis-tarif/product/ISM10258
Schneider Electric | Schneider Electric | 01022021 |  | Schneider Electric |  | SED | ISM10300P |  |  | 26.12 |  | 1 |  | 12 | Kabelgoot 45 140x55 polar wit | Goulotte 45 140x55 blanc polaire |  | INST. TRUNKING 2 COMP 140X55 POLAR WHITE | [18 empty] | 6 | 3606480681677 | 1 |  | 19106 | 204 | 37 | 13 | 98124 |  | 12 | 19106 | 204 | 37 | 13 | [9 empty] | 144 | 245372 | 200 | 120 | 64 |  |  |  | 7 | N | [12 empty] | SO1 | P1 | 3925902000 | [14 empty] | OptiLine 45 - installatiekokersysteem - 140x55 mm - PVC - polarwit - 2000 mm | OptiLine 45 - partage d'installation - 140x55 mm - PVC - blanc polaire - 2000 mm | [17 empty] | https://eref.se.com/be/nl/sis-tarif/product/ISM10300P | https://eref.se.com/be/fr/sis-tarif/product/ISM10300P
Schneider Electric | Schneider Electric | 01022021 |  | Schneider Electric |  | SED | ISM10301P |  |  | 17.12 |  | 1 |  | 1 | Binnenhoek 45 140x55 polar wit | Goulotte 45 140x55 angle intérieur blanc |  | Internal corner 140x55 Polar white | [18 empty] | 1 | 3606480681684 | 0 |  | 122 | 15 | 15 | 13 | 2.925 |  | 1 | 122 | 14.5 | 12 | 11.5 |  |  | 10 | 1700 | 40 | 30 | 30 |  |  | 240 | 43468000 | 105 | 120 | 80 |  |  |  | 6 | N | [12 empty] | SO1 | P1 | 3925902000 | [14 empty] | OptiLine 45 - binnenhoek - 140 x 55 mm - PC/ABS - polarwit | OptiLine 45 - coin interne - 140 x 55 mm - PC/ABS - blanc polaire | [17 empty] | https://eref.se.com/be/nl/sis-tarif/product/ISM10301P | https://eref.se.com/be/fr/sis-tarif/product/ISM10301P
Schneider Electric | Schneider Electric | 01022021 |  | Schneider Electric |  | SED | ISM10302P |  |  | 17.12 |  | 1 |  | 1 | Buitenhoek 45 140x55 polar wit | Goulotte 45 140x55 angle extérieur blanc |  | External corner 140x55 Polar white | [18 empty] | 1 | 3606480681691 | 0 |  | 140 | 16 | 13 | 6 | 1.248 |  | 1 | 144 | 16 | 13 | 6 |  |  | 20 | 3290 | 40 | 30 | 30 |  |  | 480 | 83308000 | 105 | 120 | 80 |  |  |  | 6 | N | [12 empty] | SO1 | P1 | 3925902000 | [14 empty] | OptiLine 45 - buitenhoek - 140 x 55 mm - PC/ABS - polarwit | OptiLine 45 - coin externe - 140 x 55 mm - PC/ABS - blanc polaire | [17 empty] | https://eref.se.com/be/nl/sis-tarif/product/ISM10302P | https://eref.se.com/be/fr/sis-tarif/product/ISM10302P
Schneider Electric | Schneider Electric | 01022021 |  | Schneider Electric |  | SED | ISM10303P |  |  | 17.12 |  | 1 |  | 1 | Platte hoek 45 140x55 polar wit | Goulotte 45 140x55 angle plat blanc pola |  | Bend 90 degree 140x55 Polar white | [18 empty] | 1 | 3606480681707 | 0 |  | 180 | 23 | 23 | 6 | 3.174 |  | 1 | 180 | 32 | 23 | 6 |  |  | 10 | 2280 | 40 | 30 | 30 |  |  | 240 | 57388000 | 105 | 120 | 80 |  |  |  | 6 | N | [12 empty] | SO1 | P1 | 3925902000 | [14 empty] | OptiLine 45 - 90° bocht - 140 x 55 mm - PC/ABS - polarwit | OptiLine 45 - coude 90° - 140 x 55 mm - PC/ABS - blanc polaire | [17 empty] | https://eref.se.com/be/nl/sis-tarif/product/ISM10303P | https://eref.se.com/be/fr/sis-tarif/product/ISM10303P
Schneider Electric | Schneider Electric | 01022021 |  | Schneider Electric |  | SED | ISM10304P |  |  | 8.71 |  | 1 |  | 2 | Eindkap 45 140x55 polar wit | Goulotte 45 140x55 embout blanc polaire |  | Stop end 140x55 Polar white | [18 empty] | 2 | 3606480681714 | 0 |  | 34 | 15 | 6 | 3 | 0.27 | 13606480681711 | 2 | 73 | 15 | 3 | 6 |  | 43606480681712 | 150 | 5870 | 40 | 30 | 30 | [10 empty] | 6 | N | [12 empty] | SO1 | P1 | 3925902000 | [14 empty] | OptiLine 45 - eindstop - 140 x 55 mm - PC/ABS - polarwit | OptiLine 45 - extrémité arrêt - 140 x 55 mm - PC/ABS - blanc polaire | [17 empty] | https://eref.se.com/be/nl/sis-tarif/product/ISM10304P | https://eref.se.com/be/fr/sis-tarif/product/ISM10304P
Schneider Electric | Schneider Electric | 01022021 |  | Schneider Electric |  | SED | ISM10305P |  |  | 10.46 |  | 1 |  | 1 | Wanddoorvoer 45 140x55 polar wit | Goulotte 45 140x55 joint de parois blanc |  | OPTILINE 45 WALL CEILING FRAME 140X55 PO | [18 empty] | 1 | 3606480681721 | 0 |  | 40 | 20 | 9 | 2 | 0.36 | [7 empty] | 43606480681729 | 60 | 2889 | 40 | 30 | 30 | [10 empty] | 6 | N | [12 empty] | SO1 | P1 | 3925902000 | [14 empty] | OptiLine 45 - wand/plafond frame - 140 x 55 mm - PC/ABS - polarwit | OptiLine 45 - cadre mur/plafond - 140 x 55 mm - PC/ABS - blanc polaire | [17 empty] | https://eref.se.com/be/nl/sis-tarif/product/ISM10305P | https://eref.se.com/be/fr/sis-tarif/product/ISM10305P
Schneider Electric | Schneider Electric | 01022021 |  | Schneider Electric |  | SED | ISM10306P |  |  | 10.06 |  | 1 |  | 1 | Frontafdichting 45 140x55 polar wit | Goulotte 45 140x55 joint de fond blanc p |  | Joint cover piece 140x55 Polar white | [18 empty] | 1 | 3606480681738 | 0 |  | 45 | 15 | 6 | 3 | 0.27 |  | 1 | 45 | 26 | 19 | 2.5 |  |  | 75 | 3870 | 40 | 30 | 30 |  |  | 1800 | 95188000 | 105 | 120 | 80 |  |  |  | 6 | N | [12 empty] | SO1 | P1 | 3925902000 | [14 empty] | OptiLine 45 - naadafdekstuk - 140 x 55 mm - PC/ABS - polarwit | OptiLine 45 - pièce de couvercle joint - 140 x 55 mm - PC/ABS - blanc polaire | [17 empty] | https://eref.se.com/be/nl/sis-tarif/product/ISM10306P | https://eref.se.com/be/fr/sis-tarif/product/ISM10306P
Schneider Electric | Schneider Electric | 01022021 |  | Schneider Electric |  | SED | ISM10308P |  |  | 8.06 |  | 1 |  | 1 | T-aftakking 140-185 polar wit | Goulotte 45 te 140-185 blanc polaire |  | OPTILINE 45 T PIECE 140-185 POLAR WHITE | [18 empty] | 1 | 3606480681745 | 0 |  | 36 | 16 | 6 | 5 | 0.48 | [8 empty] | 50 | 2713 | 40 | 30 | 30 | [10 empty] | 6 | N | [12 empty] | SO1 | P1 | 3925902000 | [14 empty] | OptiLine 45 - T-stuk - 140 x 55 mm - PC/ABS - polarwit | OptiLine 45 - pièce T - 140 x 55 mm - PC/ABS - blanc polaire | [17 empty] | https://eref.se.com/be/nl/sis-tarif/product/ISM10308P | https://eref.se.com/be/fr/sis-tarif/product/ISM10308P
Schneider Electric | Schneider Electric | 01022021 |  | Schneider Electric |  | SED | ISM10350 |  |  | 64.74 |  | 1 |  | 6 | Kabelgoot 45 140x55 alu | Goulotte 45 140x55 alu |  | INST. TRUNKING, 2-COMP. 140X55 ALU | [18 empty] | 1 | 3606480028021 | 1 |  | 20310 | 206 | 23 | 15.5 | 73439 |  | 6 | 20310 | 206 | 23 | 15.5 | [8 empty] | 3606480028021 | 90 | 320650 | 200 | 120 | 65 |  |  |  | 6 | N | [12 empty] | SO1 | P1 | 7616999099 | [5 empty] | 220070 | [8 empty] | OptiLine 45 - wandgoot - 140x55 mm - PVC - aluminium | [18 empty] | https://eref.se.com/be/nl/sis-tarif/product/ISM10350 | https://eref.se.com/be/fr/sis-tarif/product/ISM10350
Schneider Electric | Schneider Electric | 01022021 |  | Schneider Electric |  | SED | ISM10351 |  |  | 21.86 |  | 1 |  | 1 | Binnenhoek 45 140x55 alu | Goulotte 45 140x55 angle intérieur alu |  | Internal corner 140x55, alu metallic | [18 empty] | 1 | 3606480028038 | 0 |  | 125 | 12 | 12 | 15 | 2.16 | [8 empty] | 10 | 1737 | 40 | 30 | 30 | [10 empty] | 6 | N | [12 empty] | SO1 | P1 | 3925902000 | [5 empty] | 220070 | [8 empty] | OptiLine 45 - binnenhoek 140x55 mm - PC/ABS - alu metallic | [18 empty] | https://eref.se.com/be/nl/sis-tarif/product/ISM10351 | https://eref.se.com/be/fr/sis-tarif/product/ISM10351
Schneider Electric | Schneider Electric | 01022021 |  | Schneider Electric |  | SED | ISM10352 |  |  | 21.86 |  | 1 |  | 1 | Buitenhoek 45 140x55 alu | Goulotte 45 140x55 angle extérieur alu |  | External corner 140x55, alu metallic | [18 empty] | 1 | 3606480028045 | 0 |  | 146 | 11 | 11 | 15 | 1.815 | [8 empty] | 20 | 3407 | 40 | 30 | 30 | [10 empty] | 6 | N | [12 empty] | SO1 | P1 | 3925902000 | [5 empty] | 220070 | [8 empty] | OptiLine 45 - buitenhoek 140x55 mm - PC/ABS - alu metallic | [18 empty] | https://eref.se.com/be/nl/sis-tarif/product/ISM10352 | https://eref.se.com/be/fr/sis-tarif/product/ISM10352
Schneider Electric | Schneider Electric | 01022021 |  | Schneider Electric |  | SED | ISM10353 |  |  | 21.86 |  | 1 |  | 1 | Platte hoek 45 140x55 alu | Goulotte 45 140x55 angle plat alu |  | Bend 90 degree 140x55 alu metallic | [18 empty] | 1 | 3606480028052 | 0 |  | 183 | 6 | 22 | 22 | 2.904 | [8 empty] | 10 | 2317 | 40 | 30 | 30 | [10 empty] | 6 | N | [12 empty] | SO1 | P1 | 3925902000 | [5 empty] | 220070 | [8 empty] | OptiLine 45 - bocht 90° 140x55 mm - PC/ABS - alu metallic | [18 empty] | https://eref.se.com/be/nl/sis-tarif/product/ISM10353 | https://eref.se.com/be/fr/sis-tarif/product/ISM10353
Schneider Electric | Schneider Electric | 01022021 |  | Schneider Electric |  | SED | ISM10354 |  |  | 16.93 |  | 1 |  | 150 | Eindkap 45 140x55 alu | Goulotte 45 140x55 embout alu |  | Stop end 140x55, alu metallic | [18 empty] | 2 | 3606480028069 | 0 |  | 40 | 6 | 2 | 14 | 0.168 |  | 150 | 5806 | 30 | 39.8 | 29.9 |  |  | 150 | 7591 | 60 | 40 | 30 |  |  | 1200 | 58448 | 45 | 120 | 80 |  |  |  | 6 | N | [12 empty] | SO1 | P1 | 3925902000 | [5 empty] | 220070 | [8 empty] | OptiLine 45 - stopeinde 140x55 mm - PC/ABS - alu metallic | [18 empty] | https://eref.se.com/be/nl/sis-tarif/product/ISM10354 | https://eref.se.com/be/fr/sis-tarif/product/ISM10354
Schneider Electric | Schneider Electric | 01022021 |  | Schneider Electric |  | SED | ISM10355 |  |  | 20.37 |  | 1 |  | 1 | Wanddoorvoer 45 140x55 alu | Goulotte 45 140x55 joint de parois alu |  | WALL CEILING FRAME 140X55 ALU METALLIC | [18 empty] | 1 | 3606480028076 | 0 |  | 41 | 8 | 2 | 20 | 0.32 | [8 empty] | 60 | 2947 | 40 | 30 | 30 | [10 empty] | 6 | N | [12 empty] | SO1 | P1 | 3925902000 | [5 empty] | 220070 | [8 empty] | OptiLine 45 - wandframe 140x55 mm - PC/ABS - alu metallic | [18 empty] | https://eref.se.com/be/nl/sis-tarif/product/ISM10355 | https://eref.se.com/be/fr/sis-tarif/product/ISM10355
Schneider Electric | Schneider Electric | 01022021 |  | Schneider Electric |  | SED | ISM10356 |  |  | 13.68 |  | 1 |  | 1 | Frontafdichting 45 140x55 alu | Goulotte 45 140x55 joint de fond alu |  | Joint cover piece 140x55 alu metallic | [18 empty] | 1 | 3606480028083 | 0 |  | 45 | 6 | 2 | 15 | 0.18 | [8 empty] | 75 | 3862 | 40 | 30 | 30 | [10 empty] | 6 | N | [12 empty] | SO1 | P1 | 3925902000 | [5 empty] | 220070 | [8 empty] | OptiLine 45 - verbindingsafdekplaat 140x55 mm PC/ABS - alu metallic | [18 empty] | https://eref.se.com/be/nl/sis-tarif/product/ISM10356 | https://eref.se.com/be/fr/sis-tarif/product/ISM10356
Schneider Electric | Schneider Electric | 01022021 |  | Schneider Electric |  | SED | ISM10357 |  |  | 17.99 |  | 1 |  | 1 | T-aftakking 75-140 alu | Goulotte 45 te 75-185 alu |  | T PIECE 75 185, ALU METALLIC | [18 empty] | 1 | 3606480028090 | 0 |  | 25 | 6 | 10 | 5 | 0.3 | [8 empty] | 50 | 1787 | 40 | 30 | 30 | [10 empty] | 16 | N | [12 empty] | SO1 | P1 | 3925902000 | [5 empty] | 220070 | [8 empty] | OptiLine 45 - T-stuk - PC/ABS - alu metallic | [18 empty] | https://eref.se.com/be/nl/sis-tarif/product/ISM10357 | https://eref.se.com/be/fr/sis-tarif/product/ISM10357
Schneider Electric | Schneider Electric | 01022021 |  | Schneider Electric |  | SED | ISM10358 |  |  | 17.99 |  | 1 |  | 1 | T-aftakking 140-185 alu | Goulotte 45 te 140-185 alu |  | T PIECE 140 185, ALU METALLIC | [18 empty] | 1 | 3606480028106 | 0 |  | 35 | 6 | 16 | 5 | 0.48 | [8 empty] | 50 | 2587 | 40 | 30 | 30 | [10 empty] | 6 | N | [12 empty] | SO1 | P1 | 3925902000 | [5 empty] | 220070 | [8 empty] | OptiLine 45 - T-stuk - PC/ABS - alu metallic | [18 empty] | https://eref.se.com/be/nl/sis-tarif/product/ISM10358 | https://eref.se.com/be/fr/sis-tarif/product/ISM10358
Schneider Electric | Schneider Electric | 01022021 |  | Schneider Electric |  | SED | ISM10400P |  |  | 36.41 |  | 1 |  | 12 | Kabelgoot 45 165x55 polar wit | Goulotte 45 165x55 blanc polaire |  | INST. TRUNKING 2 COMP 165X55 POLAR WHITE | [18 empty] | 6 | 3606480681769 | 1 |  | 23305 | 204 | 41 | 13 | 108732 |  | 12 | 23305 | 204 | 41 | 13 | [9 empty] | 132 | 272355 | 200 | 120 | 64 |  |  |  | 7 | N | [12 empty] | SO1 | P1 | 3925902000 | [14 empty] | OptiLine 45 - installatiekokersysteem - 165x55 mm - PVC - polarwit - 2000 mm | OptiLine 45 - partage d'installation - 165x55 mm - PVC - blanc polaire - 2000 mm | [17 empty] | https://eref.se.com/be/nl/sis-tarif/product/ISM10400P | https://eref.se.com/be/fr/sis-tarif/product/ISM10400P
Schneider Electric | Schneider Electric | 01022021 |  | Schneider Electric |  | SED | ISM10401P |  |  | 18.93 |  | 1 |  | 1 | Binnenhoek 45 165x55 polar wit | Goulotte 45 165x55 angle intérieur blanc |  | Internal corner 165x55 Polar white | [18 empty] | 1 | 3606480681776 | 0 |  | 129 | 18 | 16 | 12 | 3.456 |  | 1 | 132 | 17.5 | 16 | 11.5 |  |  | 10 | 1780 | 40 | 30 | 30 |  |  | 240 | 45868000 | 105 | 120 | 80 |  |  |  | 6 | N | [12 empty] | SO1 | P1 | 3925902000 | [14 empty] | OptiLine 45 - binnenhoek - 165 x 55 mm - PC/ABS - polarwit | OptiLine 45 - coin interne - 165 x 55 mm - PC/ABS - blanc polaire | [17 empty] | https://eref.se.com/be/nl/sis-tarif/product/ISM10401P | https://eref.se.com/be/fr/sis-tarif/product/ISM10401P
Schneider Electric | Schneider Electric | 01022021 |  | Schneider Electric |  | SED | ISM10402P |  |  | 18.93 |  | 1 |  | 1 | Buitenhoek 45 165x55 polar wit | Goulotte 45 165x55 angle extérieur blanc |  | External corner 165x55 Polar white | [18 empty] | 1 | 3606480681783 | 0 |  | 154 | 17 | 14 | 6 | 1.428 |  | 1 | 158 | 13.5 | 6 | 17.4 |  |  | 20 | 3600 | 40 | 30 | 30 |  |  | 480 | 90028 | 12 | 8 | 10.5 |  |  |  | 6 | N | [12 empty] | SO1 | P1 | 3925902000 | [14 empty] | OptiLine 45 - buitenhoek - 165 x 55 mm - PC/ABS - polarwit | OptiLine 45 - coin externe - 165 x 55 mm - PC/ABS - blanc polaire | [17 empty] | https://eref.se.com/be/nl/sis-tarif/product/ISM10402P | https://eref.se.com/be/fr/sis-tarif/product/ISM10402P
Schneider Electric | Schneider Electric | 01022021 |  | Schneider Electric |  | SED | ISM10403P |  |  | 18.93 |  | 1 |  | 1 | Platte hoek 45 165x55 polar wit | Goulotte 45 165x55 angle plat blanc pola |  | Bend 90 degree 165x55 Polar white | [18 empty] | 1 | 3606480681790 | 0 |  | 217 | 23 | 23 | 6 | 3.174 |  | 1 | 217 | 32 | 23 | 6 |  |  | 10 | 2610 | 40 | 30 | 30 |  |  | 240 | 66268000 | 105 | 120 | 80 |  |  |  | 6 | N | [12 empty] | SO1 | P1 | 3925902000 | [14 empty] | OptiLine 45 - 90° bocht - 165 x 55 mm - PC/ABS - polarwit | OptiLine 45 - coude 90° - 165 x 55 mm - PC/ABS - blanc polaire | [17 empty] | https://eref.se.com/be/nl/sis-tarif/product/ISM10403P | https://eref.se.com/be/fr/sis-tarif/product/ISM10403P
Schneider Electric | Schneider Electric | 01022021 |  | Schneider Electric |  | SED | ISM10404P |  |  | 10.23 |  | 1 |  | 2 | Eindkap 45 165x55 polar wit | Goulotte 45 165x55 embout blanc polaire |  | OPTILINE 45 STOP END 165X55 POLAR WHITE | [18 empty] | 2 | 3606480681806 | 0 |  | 41 | 18 | 6 | 3 | 0.324 | 23606480681800 | 2 | 83 | 18 | 6 | 2.5 |  | 43606480681804 | 150 | 7121 | 40 | 30 | 30 | [10 empty] | 6 | N | [12 empty] | SO1 | P1 | 3925902000 | [14 empty] | OptiLine 45 - eindstop - 165 x 55 mm - PC/ABS - polarwit | OptiLine 45 - extrémité arrêt - 165 x 55 mm - PC/ABS - blanc polaire | [17 empty] | https://eref.se.com/be/nl/sis-tarif/product/ISM10404P | https://eref.se.com/be/fr/sis-tarif/product/ISM10404P
Schneider Electric | Schneider Electric | 01022021 |  | Schneider Electric |  | SED | ISM10405P |  |  | 12.27 |  | 1 |  | 1 | Wanddoorvoer 45 165x55 polar wit | Goulotte 45 165x55 joint de parois blanc |  | OPTILINE 45-70 WALL CEILING FRAME 165X55 | [18 empty] | 1 | 3606480681813 | 0 |  | 42 | 2 | 8 | 22 | 0.352 | [8 empty] | 50 | 2963 | 40 | 30 | 30 | [10 empty] | 6 | N | [12 empty] | SO1 | P1 | 3925902000 | [14 empty] | OptiLine 45 - wand/plafond frame - 165 x 55 mm - PC/ABS - polarwit | OptiLine 45 - cadre mur/plafond - 165 x 55 mm - PC/ABS - blanc polaire | [17 empty] | https://eref.se.com/be/nl/sis-tarif/product/ISM10405P | https://eref.se.com/be/fr/sis-tarif/product/ISM10405P
Schneider Electric | Schneider Electric | 01022021 |  | Schneider Electric |  | SED | ISM10406P |  |  | 11.8 |  | 1 |  | 1 | Frontafdichting 45 165x55 polar wit | Goulotte 45 165x55 joint de fond blanc p |  | Joint cover piece 165x55 Polar white | [18 empty] | 1 | 3606480681820 | 0 |  | 46 | 25 | 17 | 3 | 1.275 |  | 1 | 46 | 25 | 17 | 2.5 |  | 43606480681828 | 60 | 3250 | 40 | 30 | 30 |  |  | 1440 | 80428000 | 105 | 120 | 80 |  |  |  | 6 | N | [12 empty] | SO1 | P1 | 3925902000 | [14 empty] | OptiLine 45 - naadafdekstuk - 165 x 55 mm - PC/ABS - polarwit | OptiLine 45 - pièce de couvercle joint - 165 x 55 mm - PC/ABS - blanc polaire | [17 empty] | https://eref.se.com/be/nl/sis-tarif/product/ISM10406P | https://eref.se.com/be/fr/sis-tarif/product/ISM10406P
Schneider Electric | Schneider Electric | 01022021 |  | Schneider Electric |  | SED | ISM10450 |  |  | 76.14 |  | 1 |  | 6 | Kabelgoot 45 165x55 alu | Goulotte 45 165x55 alu |  | INST. TRUNKING, 2-COMP. 165X55 ALU | [18 empty] | 1 | 3606480028182 | 1 |  | 3135 | 17.5 | 20 | 225 | 78750 |  | 6 | 20310 | 1.75 | 20.6 | 22.5 | [9 empty] | 90 | 320650 | 0.000635 | 0.00205 | 0.012 |  |  |  | 7 | N | [12 empty] | SO1 | P1 | 7616999099 | [5 empty] | 220070 | [8 empty] | OptiLine 45 - wandgoot - 165x55 mm - PVC - aluminium | [18 empty] | https://eref.se.com/be/nl/sis-tarif/product/ISM10450 | https://eref.se.com/be/fr/sis-tarif/product/ISM10450
Schneider Electric | Schneider Electric | 01022021 |  | Schneider Electric |  | SED | ISM10451 |  |  | 25.68 |  | 1 |  | 1 | Binnenhoek 45 165x55 alu | Goulotte 45 165x55 angle intérieur alu |  | Internal corner 165x55, alu metallic | [18 empty] | 1 | 3606480028199 | 0 |  | 128 | 17 | 12 | 12 | 2.448 | [8 empty] | 10 | 1837 | 40 | 30 | 30 | [10 empty] | 6 | N | [12 empty] | SO1 | P1 | 3925902000 | [5 empty] | 220070 | [8 empty] | OptiLine 45 - binnenhoek 165x55 mm - PC/ABS - alu metallic | [18 empty] | https://eref.se.com/be/nl/sis-tarif/product/ISM10451 | https://eref.se.com/be/fr/sis-tarif/product/ISM10451
Schneider Electric | Schneider Electric | 01022021 |  | Schneider Electric |  | SED | ISM10452 |  |  | 25.68 |  | 1 |  | 1 | Buitenhoek 45 165x55 alu | Goulotte 45 165x55 angle extérieur alu |  | External corner 165x55, alu metallic | [18 empty] | 1 | 3606480028205 | 0 |  | 158 | 11 | 11 | 17 | 2.057 | [8 empty] | 20 | 3647 | 40 | 30 | 30 | [10 empty] | 16 | N | [12 empty] | SO1 | P1 | 3925902000 | [5 empty] | 220070 | [8 empty] | OptiLine 45 - buitenhoek 165x55 mm - PC/ABS - alu metallic | [18 empty] | https://eref.se.com/be/nl/sis-tarif/product/ISM10452 | https://eref.se.com/be/fr/sis-tarif/product/ISM10452
Schneider Electric | Schneider Electric | 01022021 |  | Schneider Electric |  | SED | ISM10453 |  |  | 25.68 |  | 1 |  | 1 | Platte hoek 45 165x55 alu | Goulotte 45 165x55 angle plat alu |  | Bend 90 degree 165x55 alu metallic | [18 empty] | 1 | 3606480028212 | 0 |  | 175 | 6 | 22 | 22 | 2.904 | [8 empty] | 10 | 2757 | 40 | 30 | 30 | [10 empty] | 6 | N | [12 empty] | SO1 | P1 | 3925902000 | [5 empty] | 220070 | [8 empty] | OptiLine 45 - bocht 90° 165x55 mm - PC/ABS - alu metallic | [18 empty] | https://eref.se.com/be/nl/sis-tarif/product/ISM10453 | https://eref.se.com/be/fr/sis-tarif/product/ISM10453
Schneider Electric | Schneider Electric | 01022021 |  | Schneider Electric |  | SED | ISM10454 |  |  | 19.96 |  | 1 |  | 2 | Eindkap 45 165x55 alu | Goulotte 45 165x55 embout alu |  | Stop end 165x55, alu metallic | [18 empty] | 2 | 3606480028229 | 0 |  | 85 | 6 | 2 | 17 | 0.204 |  | 2 | 101 | 28.5 | 2.5 | 17.5 |  |  | 150 | 8062 | 40 | 30 | 30 | [10 empty] | 6 | N | [12 empty] | SO1 | P1 | 3925902000 | [5 empty] | 220070 | [8 empty] | OptiLine 45 - stopeinde 165x55 mm - PC/ABS - alu metallic | [18 empty] | https://eref.se.com/be/nl/sis-tarif/product/ISM10454 | https://eref.se.com/be/fr/sis-tarif/product/ISM10454
Schneider Electric | Schneider Electric | 01022021 |  | Schneider Electric |  | SED | ISM10455 |  |  | 23.92 |  | 1 |  | 1 | Wanddoorvoer 45 165x55 alu | Goulotte 45 165x55 joint de parois alu |  | WALL/CEILING FRAME 165X55 ALU METALLIC | [18 empty] | 1 | 3606485066233 | 0 |  | 44 | 2.2 | 8.2 | 22 | 396.88 | [8 empty] | 50 | 2687 | 40 | 30 | 30 | [10 empty] | 16 | N | [12 empty] | SO1 | P1 | 3925902000 | [5 empty] | 220070 | [8 empty] | OptiLine 45 - wandframe 165x55 mm - PC/ABS - alu metallic | [18 empty] | https://eref.se.com/be/nl/sis-tarif/product/ISM10455 | https://eref.se.com/be/fr/sis-tarif/product/ISM10455
Schneider Electric | Schneider Electric | 01022021 |  | Schneider Electric |  | SED | ISM10456 |  |  | 16.08 |  | 1 |  | 1 | Frontafdichting 45 165x55 alu | Goulotte 45 165x55 joint de fond alu |  | Joint cover piece 165x55 alu metallic | [18 empty] | 1 | 3606480028243 | 0 |  | 46 | 6 | 2 | 17 | 0.204 | [8 empty] | 60 | 3247 | 40 | 30 | 30 | [10 empty] | 16 | N | [12 empty] | SO1 | P1 | 3925902000 | [5 empty] | 220070 | [8 empty] | OptiLine 45 - verbindingsafdekplaat 165x55 mm PC/ABS - alu metallic | [18 empty] | https://eref.se.com/be/nl/sis-tarif/product/ISM10456 | https://eref.se.com/be/fr/sis-tarif/product/ISM10456
Schneider Electric | Schneider Electric | 01022021 |  | Schneider Electric |  | SED | ISM10500P |  |  | 42.7 |  | 1 |  | 4 | Kabelgoot 45 185x55 polar wit | Goulotte 45 185x55 blanc polaire |  | INST. TRUNKING 3 COMP 185X55 POLAR WHITE | [18 empty] | 4 | 3606480681837 | 1 |  | 4308 | 203 | 18.5 | 5.2 | 19528.6 |  | 4 | 17235 | 204 | 28.5 | 13 | [17 empty] | 7 | N | [12 empty] | SO1 | P1 | 3925902000 | [14 empty] | OptiLine 45 - installatiekokersysteem - 185x55 mm - PVC - polarwit - 2000 mm | OptiLine 45 - partage d'installation - 185x55 mm - PVC - blanc polaire - 2000 mm | [17 empty] | https://eref.se.com/be/nl/sis-tarif/product/ISM10500P | https://eref.se.com/be/fr/sis-tarif/product/ISM10500P
Schneider Electric | Schneider Electric | 01022021 |  | Schneider Electric |  | SED | ISM10501P |  |  | 20.45 |  | 1 |  | 1 | Binnenhoek 45 185x55 polar wit | Goulotte 45 185x55 angle intérieur blanc |  | Internal corner 185x55 Polar white | [18 empty] | 1 | 3606480681844 | 0 |  | 138 | 20 | 15 | 13 | 3.9 |  | 1 | 138 | 20 | 11.5 | 15 |  |  | 10 | 1880 | 40 | 30 | 30 |  |  | 240 | 47308 | 12 | 8 | 10.5 |  |  |  | 6 | N | [12 empty] | SO1 | P1 | 3925902000 | [14 empty] | OptiLine 45 - binnenhoek - 185 x 55 mm - PC/ABS - polarwit | OptiLine 45 - coin interne - 185 x 55 mm - PC/ABS - blanc polaire | [17 empty] | https://eref.se.com/be/nl/sis-tarif/product/ISM10501P | https://eref.se.com/be/fr/sis-tarif/product/ISM10501P
Schneider Electric | Schneider Electric | 01022021 |  | Schneider Electric |  | SED | ISM10502P |  |  | 20.45 |  | 1 |  | 1 | Buitenhoek 45 185x55 polar wit | Goulotte 45 185x55 angle extérieur blanc |  | External corner 185x55 Polar white | [18 empty] | 1 | 3606480681851 | 0 |  | 162 | 19 | 14 | 6 | 1.596 |  | 1 | 168 | 19 | 14 | 6 |  |  | 10 | 2080 | 40 | 30 | 30 |  |  | 240 | 54508000 | 105 | 120 | 80 |  |  |  | 6 | N | [12 empty] | SO1 | P1 | 3925902000 | [14 empty] | OptiLine 45 - buitenhoek - 185 x 55 mm - PC/ABS - polarwit | OptiLine 45 - coin externe - 185 x 55 mm - PC/ABS - blanc polaire | [17 empty] | https://eref.se.com/be/nl/sis-tarif/product/ISM10502P | https://eref.se.com/be/fr/sis-tarif/product/ISM10502P
Schneider Electric | Schneider Electric | 01022021 |  | Schneider Electric |  | SED | ISM10503P |  |  | 20.45 |  | 1 |  | 1 | Platte hoek 45 185x55 polar wit | Goulotte 45 185x55 angle plat blanc pola |  | Bend 90 degree 185x55 Polar white | [18 empty] | 1 | 3606480681868 | 0 |  | 252 | 22 | 22 | 6 | 2.904 |  | 1 | 260 | 22 | 22 | 6 |  |  | 10 | 2990 | 40 | 30 | 30 |  |  | 240 | 76588000 | 105 | 120 | 80 |  |  |  | 6 | N | [12 empty] | SO1 | P1 | 3925902000 | [14 empty] | OptiLine 45 - 90° bocht - 185 x 55 mm - PC/ABS - polarwit | OptiLine 45 - coude 90° - 185 x 55 mm - PC/ABS - blanc polaire | [17 empty] | https://eref.se.com/be/nl/sis-tarif/product/ISM10503P | https://eref.se.com/be/fr/sis-tarif/product/ISM10503P
Schneider Electric | Schneider Electric | 01022021 |  | Schneider Electric |  | SED | ISM10504P |  |  | 10.48 |  | 1 |  | 2 | Eindkap 45 185x55 polar wit | Goulotte 45 185x55 embout blanc polaire |  | Stop end 185x55 Polar white | [18 empty] | 2 | 3606480681875 | 0 |  | 45 | 40 | 30 | 30 | 36 |  | 2 | 90 | 0.198 | 0.058 | 0.024 |  | 43606480681873 | 100 | 5110 | 40 | 30 | 30 |  |  | 2400 | 125788000 | 105 | 120 | 80 |  |  |  | 6 | N | [12 empty] | SO1 | P1 | 3925902000 | [14 empty] | OptiLine 45/70 - eindstop - 185 x 55 mm - PC/ABS - polarwit | OptiLine 45/70 - extrémité arrêt - 185 x 55 mm - PC/ABS - blanc polaire | [17 empty] | https://eref.se.com/be/nl/sis-tarif/product/ISM10504P | https://eref.se.com/be/fr/sis-tarif/product/ISM10504P
Schneider Electric | Schneider Electric | 01022021 |  | Schneider Electric |  | SED | ISM10505P |  |  | 12.59 |  | 1 |  | 50 | Wanddoorvoer 45 185x55 polar wit | Goulotte 45 185x55 joint de parois blanc |  | OPTILINE 45 WALL CEILING FRAME 185X55 PO | [18 empty] | 50 | 3606480681882 | 0 |  | 45 | 2 | 8 | 24 | 0.384 | [8 empty] | 50 | 3113 | 40 | 30 | 30 | [10 empty] | 9 | N | [12 empty] | SO1 | P1 | 3925902000 | [14 empty] | OptiLine 45 - wand/plafond frame - 185 x 55 mm - PC/ABS - polarwit | OptiLine 45 - cadre mur/plafond - 185 x 55 mm - PC/ABS - blanc polaire | [17 empty] | https://eref.se.com/be/nl/sis-tarif/product/ISM10505P | https://eref.se.com/be/fr/sis-tarif/product/ISM10505P
Schneider Electric | Schneider Electric | 01022021 |  | Schneider Electric |  | SED | ISM10506P |  |  | 13.45 |  | 1 |  | 1 | Frontafdichting 45 185x55 polar wit | Goulotte 45 185x55 joint de fond blanc p |  | Joint cover piece 185x55 Polar white | [18 empty] | 1 | 3606480681899 | 0 |  | 48 | 22 | 9 | 3 | 0.594 |  | 1 | 45 | 25 | 16 | 2.5 |  | 43606480681897 | 65 | 3584 | 40 | 30 | 30 | [10 empty] | 6 | N | [12 empty] | SO1 | P1 | 3925902000 | [14 empty] | OptiLine 45 - naadafdekstuk - 185 x 55 mm - PC/ABS - polarwit | OptiLine 45 - pièce de couvercle joint - 185 x 55 mm - PC/ABS - blanc polaire | [17 empty] | https://eref.se.com/be/nl/sis-tarif/product/ISM10506P | https://eref.se.com/be/fr/sis-tarif/product/ISM10506P
Schneider Electric | Schneider Electric | 01022021 |  | Schneider Electric |  | SED | ISM10550 |  |  | 99.07 |  | 1 |  | 6 | Kabelgoot 45 185x55 alu | Goulotte 45 185x55 alu |  | INST. TRUNKING, 3-COMP. 185X55 ALU | [18 empty] | 1 | 3606480028328 | 1 |  | 23290 | 206 | 23 | 19 | 90022 |  | 6 | 23290 | 206 | 23 | 19 | [8 empty] | 3606480028328 | 90 | 365380 | 200 | 120 | 71 |  |  |  | 6 | N | [12 empty] | SO1 | P1 | 7616999099 | [5 empty] | 220070 | [8 empty] | OptiLine 45 - wandgoot - 185x55 mm - PVC - aluminium | [18 empty] | https://eref.se.com/be/nl/sis-tarif/product/ISM10550 | https://eref.se.com/be/fr/sis-tarif/product/ISM10550
Schneider Electric | Schneider Electric | 01022021 |  | Schneider Electric |  | SED | ISM10551 |  |  | 30.56 |  | 1 |  | 1 | Binnenhoek 45 185x55 alu | Goulotte 45 185x55 angle intérieur alu |  | Internal corner 185x55, alu metallic | [18 empty] | 1 | 3606480028335 | 0 |  | 140 | 12 | 12 | 19 | 2.736 | [8 empty] | 10 | 1887 | 40 | 30 | 30 | [10 empty] | 6 | N | [12 empty] | SO1 | P1 | 3925902000 | [5 empty] | 220070 | [8 empty] | OptiLine 45 - binnenhoek 185x55 mm - PC/ABS - alu metallic | [18 empty] | https://eref.se.com/be/nl/sis-tarif/product/ISM10551 | https://eref.se.com/be/fr/sis-tarif/product/ISM10551
Schneider Electric | Schneider Electric | 01022021 |  | Schneider Electric |  | SED | ISM10552 |  |  | 30.56 |  | 1 |  | 1 | Buitenhoek 45 185x55 alu | Goulotte 45 185x55 angle extérieur alu |  | External corner 185x55, alu metallic | [18 empty] | 1 | 3606480028342 | 0 |  | 165 | 11 | 11 | 19 | 2.299 | [8 empty] | 10 | 2157 | 40 | 30 | 30 | [10 empty] | 16 | N | [12 empty] | SO1 | P1 | 3925902000 | [5 empty] | 220070 | [8 empty] | OptiLine 45 - buitenhoek 185x55 mm - PC/ABS - alu metallic | [18 empty] | https://eref.se.com/be/nl/sis-tarif/product/ISM10552 | https://eref.se.com/be/fr/sis-tarif/product/ISM10552
Schneider Electric | Schneider Electric | 01022021 |  | Schneider Electric |  | SED | ISM10553 |  |  | 30.56 |  | 1 |  | 1 | Platte hoek 45 185x55 alu | Goulotte 45 185x55 angle plat alu |  | Bend 90 degree 185x55 alu metallic | [18 empty] | 1 | 3606480028359 | 0 |  | 255 | 6 | 22 | 22 | 2.904 | [8 empty] | 10 | 3037 | 40 | 30 | 30 | [10 empty] | 6 | N | [12 empty] | SO1 | P1 | 3925902000 | [5 empty] | 220070 | [8 empty] | OptiLine 45 - bocht 90° 185x55 mm - PC/ABS - alu metallic | [18 empty] | https://eref.se.com/be/nl/sis-tarif/product/ISM10553 | https://eref.se.com/be/fr/sis-tarif/product/ISM10553
Schneider Electric | Schneider Electric | 01022021 |  | Schneider Electric |  | SED | ISM10554 |  |  | 24.62 |  | 1 |  | 2 | Eindkap 45 185x55 alu | Goulotte 45 185x55 embout alu |  | Stop end 185x55, alu metallic | [18 empty] | 2 | 3606480028366 | 0 |  | 55 | 6 | 2 | 19 | 0.228 |  | 2 | 110 | 27 | 2.5 | 20 |  |  | 100 | 5987 | 40 | 30 | 30 | [10 empty] | 6 | N | [12 empty] | SO1 | P1 | 7616999099 | [5 empty] | 220070 | [8 empty] | OptiLine 45 - stopeinde 185x55 mm - PC/ABS - alu metallic | [18 empty] | https://eref.se.com/be/nl/sis-tarif/product/ISM10554 | https://eref.se.com/be/fr/sis-tarif/product/ISM10554
Schneider Electric | Schneider Electric | 01022021 |  | Schneider Electric |  | SED | ISM10555 |  |  | 29.54 |  | 1 |  | 1 | Wanddoorvoer 45 185x55 alu | Goulotte 45 185x55 joint de parois alu |  | WALL CEILING FRAME 185X55 ALU METALLIC | [18 empty] | 1 | 3606480028373 | 0 |  | 45 | 8 | 2 | 24 | 0.384 | [8 empty] | 50 | 2737 | 40 | 30 | 30 | [10 empty] | 16 | N | [12 empty] | SO1 | P1 | 3925902000 | [5 empty] | 220070 | [8 empty] | OptiLine 45 - wandframe 185x55 mm - PC/ABS - alu metallic | [18 empty] | https://eref.se.com/be/nl/sis-tarif/product/ISM10555 | https://eref.se.com/be/fr/sis-tarif/product/ISM10555
Schneider Electric | Schneider Electric | 01022021 |  | Schneider Electric |  | SED | ISM10556 |  |  | 17.99 |  | 1 |  | 1 | Frontafdichting 45 185x55 alu | Goulotte 45 185x55 joint de fond alu |  | Joint cover piece 185x55 alu metallic | [18 empty] | 1 | 3606480028380 | 0 |  | 40 | 6 | 2 | 19 | 0.228 | [8 empty] | 65 | 3737 | 40 | 30 | 30 | [10 empty] | 16 | N | [12 empty] | SO1 | P1 | 3925902000 | [5 empty] | 220070 | [8 empty] | OptiLine 45 - verbindingsafdekplaat 185x55 mm PC/ABS - alu metallic | [18 empty] | https://eref.se.com/be/nl/sis-tarif/product/ISM10556 | https://eref.se.com/be/fr/sis-tarif/product/ISM10556
Schneider Electric | Schneider Electric | 01022021 |  | Schneider Electric |  | SED | ISM10900P |  |  | 4.64 |  | 1 |  | 24 | Deksel 45 polar wit | Goulotte 45 couvercle blanc polaire |  | FRONT COVER 45MM PVC POLAR WHITE | [18 empty] | 12 | 3606480681905 | 1 |  | 9465 | 204 | 12 | 6 | 14688 |  | 24 | 9465 | 204 | 12 | 6 | [9 empty] | 1440 | 583900 | 200 | 120 | 48 |  |  |  | 7 | N | [12 empty] | SO1 | P1 | 3925908000 | [14 empty] | OptiLine 45 - frontafdekplaat - 45 mm - PVC - polarwit | OptiLine 45 - couvercle avant - 45 mm - PC/PVC - blanc polaire | [17 empty] | https://eref.se.com/be/nl/sis-tarif/product/ISM10900P | https://eref.se.com/be/fr/sis-tarif/product/ISM10900P
Schneider Electric | Schneider Electric | 01022021 |  | Schneider Electric |  | SED | ISM10901 |  |  | 1.05 |  | 1 |  | 5 | KABELHOUDER WANDGOOT GROEN | Goulotte 45 agrafe retenue câbles |  | Cable retainer for trunking | [18 empty] | 1 | 3606480028403 | 0 |  | 4 | 18 | 20 | 3 | 1.08 |  | 5 | 16 | 2.7 | 2.5 | 3.2 |  | 3606480028403 | 500 | 2087 | 40 | 30 | 30 | [10 empty] | 6 | N | [12 empty] | SO1 | P1 | 3925908000 | [5 empty] | 220070 | [8 empty] | OptiLine 45 - kabelhouder - PA (polyamide) - groen | [18 empty] | https://eref.se.com/be/nl/sis-tarif/product/ISM10901 | https://eref.se.com/be/fr/sis-tarif/product/ISM10901
Schneider Electric | Schneider Electric | 01022021 |  | Schneider Electric |  | SED | ISM10902 |  |  | 4.44 |  | 1 |  | 24 | SCHEIDINGSSCHOT ENKEL PVC | Goulotte cloison séparation blanc |  | CABLE SHELF, SINGLE L 1M | [18 empty] | 12 | 3606480028410 | 1 |  | 3000 | 102 | 15 | 11.3 | 17289 |  | 24 | 3000 | 102 | 15 | 11.2 | [8 empty] | 3606480028410 | 720 | 102000 | 120 | 80 | 80 |  |  |  | 7 | N | [12 empty] | SO1 | P1 | 3925908000 | [5 empty] | 220070 | [8 empty] | OptiLine 45 OptiLine 70 - scheidingsschot - PVC - wit | [18 empty] | https://eref.se.com/be/nl/sis-tarif/product/ISM10902 | https://eref.se.com/be/fr/sis-tarif/product/ISM10902
Schneider Electric | Schneider Electric | 01022021 |  | Schneider Electric |  | SED | ISM10903P |  |  | 2.63 |  | 1 |  | 10 | Dichting deksel 45 polar wit | Goulotte 45 joint de couvercle blanc pol |  | OPTILINE 45 JOINT COVER FRONT COVER POLA | [18 empty] | 1 | 3606480681929 | 0 |  | 3 | 2 | 2 | 5 | 0.02 |  | 10 | 37 | 13 | 5 | 4 |  |  | 500 | 2563 | 40 | 30 | 30 | [10 empty] | 6 | N | [12 empty] | SO1 | P1 | 3925908000 | [14 empty] | OptiLine 45 - naadafdekstuk voor frontafdekplaat - PC/ABS - polarwit | OptiLine 45-pièce de couvercle joint pour couvercle avant -PC/ABS -blanc polaire | [17 empty] | https://eref.se.com/be/nl/sis-tarif/product/ISM10903P | https://eref.se.com/be/fr/sis-tarif/product/ISM10903P
Schneider Electric | Schneider Electric | 01022021 |  | Schneider Electric |  | SED | ISM10904 |  |  | 3.1 |  | 1 |  | 10 | Koppelstuk 45 | Goulotte 45 éclisses jonction |  | JOINTING PIECE, INTERNAL | [18 empty] | 10 | 3606480028434 | 0 |  | 12.1 | 10 | 5 | 1 | 0.05 |  | 10 | 128 | 20 | 12.7 | 0.5 |  |  | 600 | 8167 | 40 | 30 | 30 | [10 empty] | 6 | N | [12 empty] | SO1 | P1 | 3926909790 | [5 empty] | 220070 | [8 empty] | OptiLine 45 - interne koppelstuk - PC/ABS - wit | [18 empty] | https://eref.se.com/be/nl/sis-tarif/product/ISM10904 | https://eref.se.com/be/fr/sis-tarif/product/ISM10904
Schneider Electric | Schneider Electric | 01022021 |  | Schneider Electric |  | SED | ISM10907P |  |  | 21.17 |  | 1 |  | 1 | Support modulaire producten polar wit | Support produit modulaire blanc polaire |  | Modular device adaptor Polar white | [18 empty] | 1 | 3606480681950 | 0 |  | 61 | 18 | 13 | 5 | 1.17 |  | 1 | 65 | 17 | 15 | 4 |  | 43606480681958 | 50 | 3800 | 40 | 30 | 30 |  |  | 1200 | 92188000 | 105 | 120 | 80 |  |  |  | 6 | N | [12 empty] | SO1 | P1 | 3926909790 | [33 empty] | https://eref.se.com/be/nl/sis-tarif/product/ISM10907P | https://eref.se.com/be/fr/sis-tarif/product/ISM10907P
Schneider Electric | Schneider Electric | 01022021 |  | Schneider Electric |  | SED | ISM10908 |  |  | 42.03 |  | 1 |  | 1 | DEKSELKNIPPER PVC GOOT | Outil decoupe PVC |  | OPTILINE CUTTING SHEARS,ORANGE | [18 empty] | 1 | 3606480028472 | 0 |  | 350 | 8 | 12 | 29 | 2.784 | [8 empty] | 20 | 8307 | 40 | 30 | 30 | [10 empty] | 6 | N | [12 empty] | SO1 | P1 | 8203200000 | [5 empty] | 220070 | [8 empty] | OptiLine 45 OptiLine 70 - staalschaar voor PVC wandgoten | [18 empty] | https://eref.se.com/be/nl/sis-tarif/product/ISM10908 | https://eref.se.com/be/fr/sis-tarif/product/ISM10908
Schneider Electric | Schneider Electric | 01022021 |  | Schneider Electric |  | SED | ISM10909P |  |  | 1.35 |  | 1 |  | 10 | Vergrendeling voor Unica polar wit | Verrou pour Unica blanc polaire |  | Front locking clip Polar white new Unica | [18 empty] | 10 | 3606489604141 | 0 |  | 7 | 5 | 3 | 2 | 0.03 | 13606489604148 | 10 | 82 | 19.5 | 16 | 2.3 |  | 23606489604145 | 400 | 3280 | 40 | 30 | 30 |  | 73606489604140 | 9600 | 88720000 | 105 | 120 | 80 |  |  |  | 6 | N | [12 empty] | SO1 | P1 | 3925902000
Schneider Electric | Schneider Electric | 01022021 |  | Schneider Electric |  | SED | ISM10950 |  |  | 11.59 |  | 1 |  | 24 | Deksel 45 alu | Goulotte 45 couvercle alu |  | FRONT COVER 45MM ANODIZED | [18 empty] | 24 | 3606480028489 | 1 |  | 335 | 1.6 | 100 | 4.5 | 720 |  | 24 | 8251 | 12.1 | 203.3 | 5.7 | [8 empty] | 3606480028489 | 1440 | 511060 | 120 | 205 | 59.6 |  |  |  | 28 | N | [12 empty] | SO1 | P1 | 7616999099 | [5 empty] | 220070 | [27 empty] | https://eref.se.com/be/nl/sis-tarif/product/ISM10950 | https://eref.se.com/be/fr/sis-tarif/product/ISM10950
Schneider Electric | Schneider Electric | 01022021 |  | Schneider Electric |  | SED | ISM10951 |  |  | 6.66 |  | 1 |  | 10 | Afdichting deksel 45 alu | Goulotte 45 joint de couvercle alu |  | Joint cover piece (front cover) alu met. | [18 empty] | 10 | 3606480028496 | 0 |  | 4 | 5 | 2 | 2 | 0.02 | 13606480028493 | 10 | 40 | 12 | 6 | 4 | [17 empty] | 16 | N | [12 empty] | SO1 | P1 | 3925908000 | [5 empty] | 220070 | [8 empty] | OptiLine 45 - deksel dichting - PC/ABS - alu metallic | [18 empty] | https://eref.se.com/be/nl/sis-tarif/product/ISM10951 | https://eref.se.com/be/fr/sis-tarif/product/ISM10951
Schneider Electric | Schneider Electric | 01022021 |  | Schneider Electric |  | SED | ISM10952 |  |  | 1.01 |  | 1 |  | 20 | AARDKLEM STAAL | Borne de masse acier |  | Earthing clamp, steel | [18 empty] | 20 | 3606480028502 | 0 |  | 1.4 | 1 | 1 | 1 | 0.001 | 13606480028509 | 20 | 28 | 12 | 8 | 1 | [17 empty] | 6 | N | [12 empty] | SO1 | P1 | 7326909890 | [5 empty] | 220070 | [27 empty] | https://eref.se.com/be/nl/sis-tarif/product/ISM10952 | https://eref.se.com/be/fr/sis-tarif/product/ISM10952
Schneider Electric | Schneider Electric | 01022021 |  | Schneider Electric |  | SED | ISM10953 |  |  | 2.71 |  | 1 |  | 10 | AARDING SET MET KABEL 20CM | Tresse masse alu 20 cm |  | Earthing kit, wire length 20 cm | [18 empty] | 10 | 3606480028519 | 0 |  | 10 | 8 | 22 | 0 | 0 |  | 10 | 88 | 22.5 | 4 | 1.5 |  |  | 500 | 4887 | 40 | 30 | 30 | [10 empty] | 6 | N | [12 empty] | SO1 | P1 | 8544429090 | [5 empty] | 220070 | [8 empty] | OptiLine 45 OptiLine 70 - aardingskit - geel groen | [18 empty] | https://eref.se.com/be/nl/sis-tarif/product/ISM10953 | https://eref.se.com/be/fr/sis-tarif/product/ISM10953
Schneider Electric | Schneider Electric | 01022021 |  | Schneider Electric |  | SED | ISM10954 |  |  | 3.37 |  | 1 |  | 10 | AARDING SET MET KABEL 30CM | Tresse masse alu 30 cm |  | Earthing kit, wire length 30 cm | [18 empty] | 10 | 3606480028526 | 0 |  | 4 | 0 | 30 | 0 | 0 |  | 10 | 148 | 32 | 23 | 0.5 |  |  | 300 | 4927 | 40 | 30 | 30 | [10 empty] | 6 | N | [12 empty] | SO1 | P1 | 8544429090 | [5 empty] | 220070 | [8 empty] | OptiLine 45 OptiLine 70 - aardingskit - geel groen | [18 empty] | https://eref.se.com/be/nl/sis-tarif/product/ISM10954 | https://eref.se.com/be/fr/sis-tarif/product/ISM10954
Schneider Electric | Schneider Electric | 01022021 |  | Schneider Electric |  | SED | ISM10955 |  |  | 2.5 |  | 1 |  | 10 | AARDING EN KOPPELSTUK, INTERN WANDGOOT | Kit mise a la terre pour goulotte alu |  | EARTHING KIT FOR ALUMINIUM TRUNKING | [18 empty] | 10 | 3606480028533 | 0 |  | 5 | 2.5 | 0.6 | 0.7 | 1.05 |  | 10 | 51 | 11.5 | 7.5 | 0.7 |  |  | 600 | 3547 | 40 | 30 | 30 | [10 empty] | 6 | N | [12 empty] | SO1 | P1 | 3925902000 | [5 empty] | 220070 | [8 empty] | OptiLine 45 OptiLine 70 - verbindings-/aardingsstuk - zink | [18 empty] | https://eref.se.com/be/nl/sis-tarif/product/ISM10955 | https://eref.se.com/be/fr/sis-tarif/product/ISM10955
Schneider Electric | Schneider Electric | 01022021 |  | Schneider Electric |  | SED | ISM10957 |  |  | 27.36 |  | 1 |  | 1 | Adapter voor 2 automaten alu | Goulotte 45 support disjonct 2 mod gris |  | Modular device adaptor, alu metallic | [18 empty] | 1 | 3606480028540 | 0 |  | 65 | 9 | 7 | 5 | 0.315 | [7 empty] | 43606480028548 | 50 | 3814 | 40 | 30 | 30 | [10 empty] | 6 | N | [12 empty] | SO1 | P1 | 3925908000 | [5 empty] | 220070 | [8 empty] | OptiLine 45 - modulaire apparatuuradapter - alu metallic | Goulotte 45 support disjoncteur 2 modules gris | [17 empty] | https://eref.se.com/be/nl/sis-tarif/product/ISM10957 | https://eref.se.com/be/fr/sis-tarif/product/ISM10957
Schneider Electric | Schneider Electric | 01022021 |  | Schneider Electric |  | SED | ISM11100P |  |  | 12.58 |  | 1 |  | 6 | Kabelgoot 70 80x55 polar wit | Goulotte 70 80x55 blanc polaire |  | INST. TRUNKING 1 COMP. 80X55 POLAR WHITE | [18 empty] | 6 | 3606480682377 | 1 |  | 1683 | 200 | 8 | 5.5 | 8800 |  | 6 | 10100 | 204 | 25.5 | 12 | [9 empty] | 96 | 175000 | 200 | 120 | 64 |  |  |  | 7 | N | [12 empty] | SO1 | P1 | 3925902000 | [14 empty] | OptiLine 70 - installatiekokersysteem - 80x55 mm - PVC - polarwit - 2000 mm | OptiLine 70 - partage d'installation - 80x55 mm - PVC - blanc polaire - 2000 mm | [17 empty] | https://eref.se.com/be/nl/sis-tarif/product/ISM11100P | https://eref.se.com/be/fr/sis-tarif/product/ISM11100P
Schneider Electric | Schneider Electric | 01022021 |  | Schneider Electric |  | SED | ISM11101P |  |  | 5.88 |  | 1 |  | 1 | Binnenhoek 70 80x55 polar wit | Goulotte 70 80x55 angle intérieur blanc |  | Internal corner 80x55 Polar white | [18 empty] | 1 | 3606480682384 | 0 |  | 101 | 25 | 25 | 9 | 5.625 |  | 1 | 101 | 25 | 25 | 9 |  | 43606480682382 | 15 | 1980 | 40 | 30 | 30 |  |  | 360 | 50548000 | 105 | 120 | 80 |  |  |  | 6 | N | [12 empty] | SO1 | P1 | 3925902000 | [14 empty] | OptiLine 70 - binnenhoek - 80 x 55 mm - PC/ABS - polarwit | OptiLine 70 - coin interne - 80 x 55 mm - PC/ABS - blanc polaire | [17 empty] | https://eref.se.com/be/nl/sis-tarif/product/ISM11101P | https://eref.se.com/be/fr/sis-tarif/product/ISM11101P
Schneider Electric | Schneider Electric | 01022021 |  | Schneider Electric |  | SED | ISM11102P |  |  | 5.85 |  | 1 |  | 1 | Buitenhoek 70 80x55 polar wit | Goulotte 70 80x55 angle extérieur blanc |  | External corner 80x55 Polar white | [18 empty] | 1 | 3606480682391 | 0 |  | 98 | 40 | 30 | 30 | 36 |  | 1 | 108 | 14 | 11 | 5.5 |  |  | 35 | 3930 | 40 | 30 | 30 |  |  | 840 | 104908000 | 105 | 120 | 80 |  |  |  | 14 | N | [12 empty] | SO1 | P1 | 3925902000 | [14 empty] | OptiLine 70 - buitenhoek - 80 x 55 mm - PC/ABS - polarwit | OptiLine 70 - coin externe - 80 x 55 mm - PC/ABS - blanc polaire | [17 empty] | https://eref.se.com/be/nl/sis-tarif/product/ISM11102P | https://eref.se.com/be/fr/sis-tarif/product/ISM11102P
Schneider Electric | Schneider Electric | 01022021 |  | Schneider Electric |  | SED | ISM11103P |  |  | 5.85 |  | 1 |  | 1 | Platte hoek 70 80x55 polar wit | Goulotte 70 80x55 angle plat blanc polai |  | Bend 90 degree 80x55 Polar white | [18 empty] | 1 | 3606480682407 | 0 |  | 97 | 13 | 13 | 6 | 1.014 |  | 1 | 97 | 13 | 13 | 6 |  | 43606480682405 | 30 | 3400 | 40 | 30 | 30 |  |  | 720 | 84028000 | 105 | 120 | 80 |  |  |  | 6 | N | [12 empty] | SO1 | P1 | 3925902000 | [14 empty] | OptiLine 70 - 90° bocht - 80 x 55 mm - PC/ABS - polarwit | OptiLine 70 - coude 90° - 80 x 55 mm - PC/ABS - blanc polaire | [17 empty] | https://eref.se.com/be/nl/sis-tarif/product/ISM11103P | https://eref.se.com/be/fr/sis-tarif/product/ISM11103P
Schneider Electric | Schneider Electric | 01022021 |  | Schneider Electric |  | SED | ISM11104P |  |  | 2.26 |  | 1 |  | 2 | Eindkap 70 80x55 polar wit | Goulotte 70 80x55 embout blanc polaire |  | Stop end 80x55 Polar white | [18 empty] | 2 | 3606480682414 | 0 |  | 23 | 9 | 6 | 2 | 0.108 | 13606480682411 | 2 | 46 | 1.2 | 0.85 | 0.22 |  | 43606480682412 | 150 | 4000 | 40 | 30 | 30 |  |  | 3600 | 111388000 | 105 | 120 | 80 |  |  |  | 6 | N | [12 empty] | SO1 | P1 | 3925902000 | [14 empty] | OptiLine 70 - eindstop - 80 x 55 mm - PC/ABS - polarwit | OptiLine 70 - extrémité arrêt - 80 x 55 mm - PC/ABS - blanc polaire | [17 empty] | https://eref.se.com/be/nl/sis-tarif/product/ISM11104P | https://eref.se.com/be/fr/sis-tarif/product/ISM11104P
Schneider Electric | Schneider Electric | 01022021 |  | Schneider Electric |  | SED | ISM11105P |  |  | 2.71 |  | 1 |  | 1 | Wanddoorvoer 70 80x55 polar wit | Goulotte 70 80x55 joint de parois blanc |  | Wall/Ceiling frame 80x55 Polar white | [18 empty] | 1 | 3606480682421 | 0 |  | 32 | 17 | 17 | 3 | 0.867 |  | 1 | 32 | 17 | 17 | 2.5 |  | 43606480682429 | 75 | 2830 | 40 | 30 | 30 |  |  | 1800 | 71788 | 12 | 8 | 10.5 |  |  |  | 14 | N | [12 empty] | SO1 | P1 | 3925902000 | [14 empty] | OptiLine 70 - wand/plafond frame - 80 x 55 mm - PC/ABS - polarwit | OptiLine 70 - cadre mur/plafond - 80 x 55 mm - PC/ABS - blanc polaire | [17 empty] | https://eref.se.com/be/nl/sis-tarif/product/ISM11105P | https://eref.se.com/be/fr/sis-tarif/product/ISM11105P
Schneider Electric | Schneider Electric | 01022021 |  | Schneider Electric |  | SED | ISM11106P |  |  | 2.34 |  | 1 |  | 1 | Frontafdichting 70 80x55 polar wit | Goulotte 70 80x55 joint de fond blanc po |  | Joint cover piece 80x55 Polar white | [18 empty] | 1 | 3606480682438 | 0 |  | 32 | 11 | 6 | 3 | 0.198 |  | 1 | 32 | 17 | 17 | 2.5 |  |  | 75 | 2920 | 40 | 30 | 30 |  |  | 1800 | 71788000 | 105 | 120 | 80 |  |  |  | 9 | N | [12 empty] | SO1 | P1 | 3925902000 | [14 empty] | OptiLine 70 - naadafdekstuk - 80 x 55 mm - PC/ABS - polarwit | OptiLine 70 - pièce de couvercle joint - 80 x 55 mm - PC/ABS - blanc polaire | [17 empty] | https://eref.se.com/be/nl/sis-tarif/product/ISM11106P | https://eref.se.com/be/fr/sis-tarif/product/ISM11106P
Schneider Electric | Schneider Electric | 01022021 |  | Schneider Electric |  | SED | ISM11107P |  |  | 15.4 |  | 1 |  | 1 | T-aftakking 80-80 (-95,120,155,185) pola | Goulotte 70 té 80-185 blanc polaire |  | T-piece 80-185 Polar white | [18 empty] | 1 | 3606480682445 | 0 |  | 29 | 10 | 6 | 5 | 0.3 |  | 1 | 29 | 10.5 | 5.7 | 5.2 |  |  | 100 | 3380 | 40 | 30 | 30 |  |  | 2400 | 83788000 | 105 | 120 | 80 |  |  |  | 6 | N | [12 empty] | SO1 | P1 | 3925902000 | [14 empty] | OptiLine 70 - T-stuk - 80 x 185 mm - PC/ABS - polarwit | OptiLine 70 - pièce T - 80 x 185 mm - PC/ABS - blanc polaire | [17 empty] | https://eref.se.com/be/nl/sis-tarif/product/ISM11107P | https://eref.se.com/be/fr/sis-tarif/product/ISM11107P
Schneider Electric | Schneider Electric | 01022021 |  | Schneider Electric |  | SED | ISM11150 |  |  | 57.91 |  | 1 |  | 6 | Kabelgoot 70 80x55 alu | Goulotte 70 80x55 alu |  | INST. TRUNKING, 1-COMP. 80X55 ALUMINIUM | [18 empty] | 6 | 3606480028649 | 1 |  | 2580 | 200 | 5.5 | 8 | 8800 |  | 6 | 9240 | 201 | 21.5 | 15 | [8 empty] | 3606480028649 | 90 | 163600 | 205 | 120 | 59 |  |  |  | 24 | N | [12 empty] | SO1 | P1 | 7616999099 | [5 empty] | 220070 | [8 empty] | OptiLine 70 - wandgoot - 80x55 mm - aluminium | [18 empty] | https://eref.se.com/be/nl/sis-tarif/product/ISM11150 | https://eref.se.com/be/fr/sis-tarif/product/ISM11150
Schneider Electric | Schneider Electric | 01022021 |  | Schneider Electric |  | SED | ISM11151 |  |  | 18.58 |  | 1 |  | 1 | Binnenhoek 70 80x55 alu | Goulotte 70 80x55 angle intérieur alu |  | Internal corner 80x55, alu met. | [18 empty] | 1 | 3606480028656 | 0 |  | 87 | 12 | 12 | 9 | 1.296 | [8 empty] | 15 | 2041 | 40 | 30 | 30 |  |  | 120 | 28328 | 120 | 80 | 45 |  |  |  | 22 | N | [12 empty] | SO1 | P1 | 7616999099 | [5 empty] | 220070 | [8 empty] | OptiLine 70 - binnenhoek 80x55 mm - PC/ABS - alu metallic | [18 empty] | https://eref.se.com/be/nl/sis-tarif/product/ISM11151 | https://eref.se.com/be/fr/sis-tarif/product/ISM11151
Schneider Electric | Schneider Electric | 01022021 |  | Schneider Electric |  | SED | ISM11152 |  |  | 18.58 |  | 1 |  | 1 | Buitenhoek 70 80x55 alu | Goulotte 70 80x55 angle extérieur alu |  | External corner 80x55, alu met. | [18 empty] | 1 | 3606480028663 | 0 |  | 90.833 | 11 | 11 | 9 | 1.089 | [8 empty] | 35 | 4016 | 40 | 30 | 30 |  |  | 280 | 44128 | 120 | 80 | 45 |  |  |  | 22 | N | [12 empty] | SO1 | P1 | 7616999099 | [5 empty] | 220070 | [8 empty] | OptiLine 70 - buitenhoek 80x55 mm - PC/ABS - alu metallic | [18 empty] | https://eref.se.com/be/nl/sis-tarif/product/ISM11152 | https://eref.se.com/be/fr/sis-tarif/product/ISM11152
Schneider Electric | Schneider Electric | 01022021 |  | Schneider Electric |  | SED | ISM11153 |  |  | 18.58 |  | 1 |  | 1 | Platte hoek 70 80x55 alu | Goulotte 70 80x55 angle plat alu |  | Bend 90 degree 80x55, alu met. | [18 empty] | 1 | 3606480028670 | 0 |  | 92 | 11 | 6 | 11 | 0.726 | [8 empty] | 30 | 3571 | 40 | 30 | 30 |  |  | 240 | 40568 | 120 | 80 | 45 |  |  |  | 22 | N | [12 empty] | SO1 | P1 | 7616999099 | [5 empty] | 220070 | [8 empty] | OptiLine 70 - bocht 90° 80x55 mm - PC/ABS - alu metallic | [18 empty] | https://eref.se.com/be/nl/sis-tarif/product/ISM11153 | https://eref.se.com/be/fr/sis-tarif/product/ISM11153
Schneider Electric | Schneider Electric | 01022021 |  | Schneider Electric |  | SED | ISM11154 |  |  | 8.81 |  | 1 |  | 2 | Eindkap 70 80x55 alu | Goulotte 70 80x55 embout alu |  | Stop end 80x55, alu metallic | [18 empty] | 1 | 3606480028687 | 0 |  | 24 | 8 | 6 | 2 | 0.096 | 13606480028684 | 2 | 51 | 20 | 17.5 | 2.5 |  |  | 150 | 4310 | 40 | 30 | 30 |  |  | 1200 | 46450 | 120 | 80 | 45 |  |  |  | 22 | N | [12 empty] | SO1 | P1 | 7616999099 | [5 empty] | 220070 | [8 empty] | OptiLine 70 - stopeinde 80x55 mm - PC/ABS - alu metallic | [18 empty] | https://eref.se.com/be/nl/sis-tarif/product/ISM11154 | https://eref.se.com/be/fr/sis-tarif/product/ISM11154
Schneider Electric | Schneider Electric | 01022021 |  | Schneider Electric |  | SED | ISM11155 |  |  | 10.59 |  | 1 |  | 1 | Wanddoorvoer 70 80x55 alu | Goulotte 70 80x55 joint de parois alu |  | Wall/Ceiling frame 80x55, alu metallic | [18 empty] | 1 | 3606480028694 | 0 |  | 30 | 2 | 8 | 14 | 0.224 | [8 empty] | 75 | 2956 | 40 | 30 | 30 |  |  | 600 | 35648 | 120 | 80 | 45 |  |  |  | 22 | N | [12 empty] | SO1 | P1 | 7616999099 | [5 empty] | 220070 | [8 empty] | OptiLine 70 - wandframe 80x55 mm - PC/ABS - alu metallic | [18 empty] | https://eref.se.com/be/nl/sis-tarif/product/ISM11155 | https://eref.se.com/be/fr/sis-tarif/product/ISM11155
Schneider Electric | Schneider Electric | 01022021 |  | Schneider Electric |  | SED | ISM11156 |  |  | 8.44 |  | 1 |  | 1 | Frontafdichting 70 80x55 alu | Goulotte 70 80x55 joint de fond alu |  | Joint cover piece 80x55, alu met. | [18 empty] | 1 | 3606480028700 | 0 |  | 38 | 10 | 6 | 9 | 0.54 | [8 empty] | 75 | 3556 | 40 | 30 | 30 |  |  | 600 | 40448 | 120 | 80 | 45 |  |  |  | 22 | N | [12 empty] | SO1 | P1 | 7616999099 | [5 empty] | 220070 | [8 empty] | OptiLine 70 - verbindingsafdekplaat 80x55 mm PC/ABS - alu metallic | [18 empty] | https://eref.se.com/be/nl/sis-tarif/product/ISM11156 | https://eref.se.com/be/fr/sis-tarif/product/ISM11156
Schneider Electric | Schneider Electric | 01022021 |  | Schneider Electric |  | SED | ISM11157 |  |  | 29.97 |  | 1 |  | 100 | T-aftakking 80-80 (-95,120,155,185) alu | Goulotte 70 té 80-185 alu |  | T-piece 80-185, alu metallic | [18 empty] | 1 | 3606480028717 | 0 |  | 30 | 10 | 6 | 5 | 0.3 | 13606480028714 | 100 | 3081 | 39.8 | 29.9 | 30 |  |  | 100 | 3710 | 40 | 30 | 30 |  |  | 800 | 36650000 | 120 | 80 | 45 |  |  |  | 9 | N | [12 empty] | SO1 | P1 | 3925902000 | [5 empty] | 220070 | [8 empty] | OptiLine 70 - T-stuk 80x55 mm - PC/ABS - alu metallic | [18 empty] | https://eref.se.com/be/nl/sis-tarif/product/ISM11157 | https://eref.se.com/be/fr/sis-tarif/product/ISM11157
Schneider Electric | Schneider Electric | 01022021 |  | Schneider Electric |  | SED | ISM11200P |  |  | 15.24 |  | 1 |  | 12 | Kabelgoot 70 95x55 polar wit | Goulotte 70 95x55 blanc polaire |  | INST. TRUNKING 1 COMP. 95X55 POLAR WHITE | [18 empty] | 6 | 3606480682452 | 1 |  | 24528 | 204 | 30 | 12 | 73440 | 13606480682459 | 12 | 24528 | 204 | 30 | 12 | [8 empty] | 73606480682451 | 192 | 229728 | 200 | 120 | 66.4 |  |  |  | 22 | N | [12 empty] | SO1 | P1 | 3925902000 | [14 empty] | OptiLine 70 - installatiekokersysteem - 95x55 mm - PVC - polarwit - 2000 mm | OptiLine 70 - partage d'installation - 95x55 mm - PVC - blanc polaire - 2000 mm | [17 empty] | https://eref.se.com/be/nl/sis-tarif/product/ISM11200P | https://eref.se.com/be/fr/sis-tarif/product/ISM11200P
Schneider Electric | Schneider Electric | 01022021 |  | Schneider Electric |  | SED | ISM11201P |  |  | 6.94 |  | 1 |  | 1 | Binnenhoek 70 95x55 polar wit | Goulotte 70 95x55 angle intérieur blanc |  | Internal corner 95x55 Polar white | [18 empty] | 1 | 3606480682469 | 0 |  | 106 | 40 | 30 | 30 | 36 |  | 1 | 106 | 16 | 10.4 | 12.5 |  |  | 10 | 1500 | 40 | 30 | 30 |  |  | 240 | 39628000 | 105 | 120 | 80 |  |  |  | 6 | N | [12 empty] | SO1 | P1 | 3925902000 | [14 empty] | OptiLine 70 - binnenhoek - 95 x 55 mm - PC/ABS - polarwit | OptiLine 70 - coin interne - 95 x 55 mm - PC/ABS - blanc polaire | [17 empty] | https://eref.se.com/be/nl/sis-tarif/product/ISM11201P | https://eref.se.com/be/fr/sis-tarif/product/ISM11201P
Schneider Electric | Schneider Electric | 01022021 |  | Schneider Electric |  | SED | ISM11202P |  |  | 6.94 |  | 1 |  | 1 | Buitenhoek 70 95x55 polar wit | Goulotte 70 95x55 angle extérieur blanc |  | External corner 95x55 Polar white | [18 empty] | 1 | 3606480682476 | 0 |  | 114 | 40 | 30 | 30 | 36 |  | 1 | 114 | 15 | 11 | 10.4 |  |  | 20 | 2690 | 40 | 30 | 30 |  |  | 480 | 68908000 | 105 | 120 | 80 |  |  |  | 14 | N | [12 empty] | SO1 | P1 | 3925902000 | [14 empty] | OptiLine 70 - buitenhoek - 95 x 55 mm - PC/ABS - polarwit | OptiLine 70 - coin externe - 95 x 55 mm - PC/ABS - blanc polaire | [17 empty] | https://eref.se.com/be/nl/sis-tarif/product/ISM11202P | https://eref.se.com/be/fr/sis-tarif/product/ISM11202P
Schneider Electric | Schneider Electric | 01022021 |  | Schneider Electric |  | SED | ISM11203P |  |  | 6.94 |  | 1 |  | 1 | Platte hoek 70 95x55 polar wit | Goulotte 70 95x55 angle plat blanc polai |  | Bend 90 degree 95x55 Polar white | [18 empty] | 1 | 3606480682483 | 0 |  | 114 | 12 | 12 | 6 | 0.864 |  | 1 | 114 | 12.2 | 6 | 12.2 |  | 43606480682481 | 30 | 3880 | 40 | 30 | 30 |  |  | 720 | 96268 | 12 | 8 | 10.5 |  |  |  | 6 | N | [12 empty] | SO1 | P1 | 3925902000 | [14 empty] | OptiLine 70 - 90° bocht - 95 x 55 mm - PC/ABS - polarwit | OptiLine 70 - coude 90° - 95 x 55 mm - PC/ABS - blanc polaire | [17 empty] | https://eref.se.com/be/nl/sis-tarif/product/ISM11203P | https://eref.se.com/be/fr/sis-tarif/product/ISM11203P
Schneider Electric | Schneider Electric | 01022021 |  | Schneider Electric |  | SED | ISM11205P |  |  | 5 |  | 1 |  | 1 | Wanddoorvoer 70 95x55 polar wit | Goulotte 70 95x55 joint de parois blanc |  | Wall/Ceiling frame 95x55 Polar white | [18 empty] | 1 | 3606480682490 | 0 |  | 33 | 16 | 8 | 2 | 0.256 |  | 1 | 30 | 15 | 8.3 | 2.2 |  |  | 75 | 2720 | 40 | 30 | 30 |  |  | 1800 | 68188000 | 105 | 120 | 80 |  |  |  | 14 | N | [12 empty] | SO1 | P1 | 3925902000 | [14 empty] | OptiLine 70 - wand/plafond frame - 95 x 55 - PC/ABS - polarwit | OptiLine 70 - cadre mur/plafond - 95 x 55 - PC/ABS - blanc polaire | [17 empty] | https://eref.se.com/be/nl/sis-tarif/product/ISM11205P | https://eref.se.com/be/fr/sis-tarif/product/ISM11205P
Schneider Electric | Schneider Electric | 01022021 |  | Schneider Electric |  | SED | ISM11206P |  |  | 2.34 |  | 1 |  | 1 | Frontafdichting 70 95x55 polar wit | Goulotte 70 95x55 joint de fond blanc po |  | Joint cover piece 95x55 Polar white | [18 empty] | 1 | 3606480682506 | 0 |  | 33 | 11 | 6 | 3 | 0.198 |  | 1 | 33 | 17 | 17 | 2.5 |  |  | 80 | 3160 | 40 | 30 | 30 |  |  | 1920 | 77548000 | 105 | 120 | 80 |  |  |  | 6 | N | [12 empty] | SO1 | P1 | 3925902000 | [14 empty] | OptiLine 70 - naadafdekstuk - 95 x 55 mm - PC/ABS - polarwit | OptiLine 70 - pièce de couvercle joint - 95 x 55 mm - PC/ABS - blanc polaire | [17 empty] | https://eref.se.com/be/nl/sis-tarif/product/ISM11206P | https://eref.se.com/be/fr/sis-tarif/product/ISM11206P
Schneider Electric | Schneider Electric | 01022021 |  | Schneider Electric |  | SED | ISM11208P |  |  | 19.71 |  | 1 |  | 1 | T-aftakking voor Optiline 70 polar wit | GOULOTTE 70 95X55 T.DERIV BLANC POLAIRE |  | T-piece 95-185 Polar white | [18 empty] | 50 | 3606480682513 | 0 |  | 30 | 18 | 17 | 5 | 1.53 |  | 1 | 30 | 18 | 17 | 5 |  | 43606480682511 | 50 | 1980 | 40 | 30 | 30 |  |  | 1200 | 50188000 | 105 | 120 | 80 |  |  |  | 9 | N | [12 empty] | SO1 | P1 | 3925902000 | [33 empty] | https://eref.se.com/be/nl/sis-tarif/product/ISM11208P | https://eref.se.com/be/fr/sis-tarif/product/ISM11208P
Schneider Electric | Schneider Electric | 01022021 |  | Schneider Electric |  | SED | ISM11250 |  |  | 68.78 |  | 1 |  | 6 | Kabelgoot 70 95x55 alu | Goulotte 70 95x55 alu |  | INST. TRUNKING, 1-COMP. 95X55 ALUMINIUM | [18 empty] | 6 | 3606480028786 | 1 |  | 5920 | 200 | 22.5 | 16.5 | 74250 |  | 6 | 103920 | 201 | 22.5 | 16.5 | [8 empty] | 3606480028786 | 90 | 1574800 | 205 | 120 | 65 |  |  |  | 28 | N | [12 empty] | SO1 | P1 | 7610909090 | [5 empty] | 220070 | [8 empty] | OptiLine 70 - wandgoot - 95x55 mm - aluminium | [18 empty] | https://eref.se.com/be/nl/sis-tarif/product/ISM11250 | https://eref.se.com/be/fr/sis-tarif/product/ISM11250
Schneider Electric | Schneider Electric | 01022021 |  | Schneider Electric |  | SED | ISM11251 |  |  | 20.21 |  | 1 |  | 1 | Binnenhoek 70 95x55 alu | Goulotte 70 95x55 angle intérieur alu |  | Internal corner 95x55, alu met. | [18 empty] | 1 | 3606480028793 | 0 |  | 90.8 | 12 | 10 | 12 | 1.44 | [8 empty] | 10 | 1501 | 40 | 30 | 30 |  |  | 80 | 24008 | 120 | 80 | 45 |  |  |  | 22 | N | [12 empty] | SO1 | P1 | 3925902000 | [5 empty] | 220070 | [8 empty] | OptiLine 70 - binnenhoek 95x55 mm - PC/ABS - alu metallic | [18 empty] | https://eref.se.com/be/nl/sis-tarif/product/ISM11251 | https://eref.se.com/be/fr/sis-tarif/product/ISM11251
Schneider Electric | Schneider Electric | 01022021 |  | Schneider Electric |  | SED | ISM11252 |  |  | 20.21 |  | 1 |  | 1 | Buitenhoek 70 95x55 alu | Goulotte 70 95x55 angle extérieur alu |  | External corner 95x55, alu met. | [18 empty] | 1 | 3606480028809 | 0 |  | 97.15 | 11 | 11 | 10 | 1.21 | [8 empty] | 20 | 2501 | 40 | 30 | 30 |  |  | 160 | 32008 | 120 | 80 | 45 |  |  |  | 22 | N | [12 empty] | SO1 | P1 | 3925902000 | [5 empty] | 220070 | [8 empty] | OptiLine 70 - buitenhoek 95x55 mm - PC/ABS - alu metallic | [18 empty] | https://eref.se.com/be/nl/sis-tarif/product/ISM11252 | https://eref.se.com/be/fr/sis-tarif/product/ISM11252
Schneider Electric | Schneider Electric | 01022021 |  | Schneider Electric |  | SED | ISM11253 |  |  | 20.21 |  | 1 |  | 1 | Platte hoek 70 95x55 alu | Goulotte 70 95x55 angle plat alu |  | Bend 90 degree 95x55, alu met. | [18 empty] | 1 | 3606480028816 | 0 |  | 105.5 | 12 | 6 | 12 | 0.864 | [8 empty] | 30 | 3751 | 40 | 30 | 30 |  |  | 240 | 42008 | 120 | 80 | 45 |  |  |  | 22 | N | [12 empty] | SO1 | P1 | 3925902000 | [5 empty] | 220070 | [8 empty] | OptiLine 70 - bocht 90° 95x55 mm - PC/ABS - alu metallic | [18 empty] | https://eref.se.com/be/nl/sis-tarif/product/ISM11253 | https://eref.se.com/be/fr/sis-tarif/product/ISM11253
Schneider Electric | Schneider Electric | 01022021 |  | Schneider Electric |  | SED | ISM11254 |  |  | 9.56 |  | 1 |  | 2 | Eindkap 70 95x55 alu | Goulotte 70 95x55 embout alu |  | Stop end 95x55, alu metallic | [18 empty] | 1 | 3606480028823 | 0 |  | 24.5 | 2 | 6 | 10 | 0.12 |  | 2 | 52 | 20 | 17.5 | 2.1 |  |  | 200 | 5681 | 40 | 30 | 30 |  |  | 1600 | 57448 | 120 | 80 | 45 |  |  |  | 22 | N | [12 empty] | SO1 | P1 | 3925908000 | [5 empty] | 220070 | [8 empty] | OptiLine 70 - stopeinde 95x55 mm - PC/ABS - alu metallic | [18 empty] | https://eref.se.com/be/nl/sis-tarif/product/ISM11254 | https://eref.se.com/be/fr/sis-tarif/product/ISM11254
Schneider Electric | Schneider Electric | 01022021 |  | Schneider Electric |  | SED | ISM11255 |  |  | 11.46 |  | 1 |  | 1 | Wanddoorvoer 70 95x55 alu | Goulotte 70 95x55 joint de parois alu |  | Wall/Ceiling frame 95x55, alu metallic | [18 empty] | 1 | 3606480028830 | 0 |  | 29.8 | 2 | 8 | 15 | 0.24 | [8 empty] | 75 | 2956 | 40 | 30 | 30 |  |  | 600 | 35648 | 120 | 80 | 45 |  |  |  | 22 | N | [12 empty] | SO1 | P1 | 3925908000 | [5 empty] | 220070 | [8 empty] | OptiLine 70 - wandframe 95x55 mm - PC/ABS - alu metallic | [18 empty] | https://eref.se.com/be/nl/sis-tarif/product/ISM11255 | https://eref.se.com/be/fr/sis-tarif/product/ISM11255
Schneider Electric | Schneider Electric | 01022021 |  | Schneider Electric |  | SED | ISM11256 |  |  | 9.16 |  | 1 |  | 1 | Frontafdichting 70 95x55 alu | Goulotte 70 95x55 joint de fond alu |  | Joint cover piece 95x55, alu met. | [18 empty] | 1 | 3606480028847 | 0 |  | 36.567 | 10 | 6 | 10 | 0.6 | [8 empty] | 100 | 4481 | 40 | 30 | 30 |  |  | 800 | 47848 | 120 | 80 | 45 |  |  |  | 22 | N | [12 empty] | SO1 | P1 | 3925908000 | [5 empty] | 220070 | [8 empty] | OptiLine 70 - verbindingsafdekplaat 95x55 mm PC/ABS - alu metallic | [18 empty] | https://eref.se.com/be/nl/sis-tarif/product/ISM11256 | https://eref.se.com/be/fr/sis-tarif/product/ISM11256
Schneider Electric | Schneider Electric | 01022021 |  | Schneider Electric |  | SED | ISM11258 |  |  | 29.22 |  | 1 |  | 1 | T-AFTAKKING 95-185 ALU | GOULOTTE 70 TÉ 95-185 ALU |  | OL70 T-piece 95-185, alu metallic | [18 empty] | 1 | 3606480160592 | 0 |  | 30 | 12 | 6 | 5 | 0.36 | [23 empty] | 16 | N | [12 empty] | SO1 | P1 | 3925902000 | [33 empty] | https://eref.se.com/be/nl/sis-tarif/product/ISM11258 | https://eref.se.com/be/fr/sis-tarif/product/ISM11258
Schneider Electric | Schneider Electric | 01022021 |  | Schneider Electric |  | SED | ISM11300P |  |  | 22.56 |  | 1 |  | 6 | Kabelgoot 70 120x55 polar wit | Goulotte 70 120x55 blanc polaire |  | INST. TRUNKING 1 COMP 120X55 POLAR WHITE | [18 empty] | 6 | 3606480682520 | 1 |  | 2623 | 200 | 12 | 5.5 | 13200 |  | 6 | 15741 | 204 | 25 | 18 | [9 empty] | 78 | 220633 | 200 | 120 | 63 |  |  |  | 7 | N | [12 empty] | SO1 | P1 | 3925902000 | [14 empty] | OptiLine 70 - installatiekokersysteem - 120x55 mm - PVC - polarwit - 2000 mm | OptiLine 70 - partage d'installation - 120x55 mm - PVC - blanc polaire - 2000 mm | [17 empty] | https://eref.se.com/be/nl/sis-tarif/product/ISM11300P | https://eref.se.com/be/fr/sis-tarif/product/ISM11300P
Schneider Electric | Schneider Electric | 01022021 |  | Schneider Electric |  | SED | ISM11301P |  |  | 9.04 |  | 1 |  | 1 | Binnenhoek 70 120x55 polar wit | Goulotte 70 120x55 angle intérieur blanc |  | Internal corner 120x55 Polar white | [18 empty] | 10 | 3606480682537 | 0 |  | 114 | 16 | 13 | 13 | 2.704 |  | 1 | 117 | 13 | 15.5 | 12.5 |  |  | 10 | 1640 | 40 | 30 | 30 |  |  | 240 | 42268000 | 105 | 120 | 80 |  |  |  | 9 | N | [12 empty] | SO1 | P1 | 3925902000 | [14 empty] | OptiLine 70 - binnenhoek - 120 x 55 mm - PC/ABS - polarwit | OptiLine 70 - coin interne - 120 x 55 mm - PC/ABS - blanc polaire | [17 empty] | https://eref.se.com/be/nl/sis-tarif/product/ISM11301P | https://eref.se.com/be/fr/sis-tarif/product/ISM11301P
Schneider Electric | Schneider Electric | 01022021 |  | Schneider Electric |  | SED | ISM11302P |  |  | 9.04 |  | 1 |  | 1 | Buitenhoek 70 120x55 polar wit | Goulotte 70 120x55 angle extérieur blanc |  | External corner 120x55 Polar white | [18 empty] | 20 | 3606480682544 | 0 |  | 128 | 15 | 13 | 6 | 1.17 |  | 1 | 132 | 12.5 | 15 | 5.5 |  |  | 20 | 3040 | 40 | 30 | 30 |  |  | 480 | 77548000 | 105 | 120 | 80 |  |  |  | 9 | N | [12 empty] | SO1 | P1 | 3925902000 | [14 empty] | OptiLine 70 - buitenhoek - 120 x 55 mm - PC/ABS - polarwit | OptiLine 70 - coin externe - 120 x 55 mm - PC/ABS - blanc polaire | [17 empty] | https://eref.se.com/be/nl/sis-tarif/product/ISM11302P | https://eref.se.com/be/fr/sis-tarif/product/ISM11302P
Schneider Electric | Schneider Electric | 01022021 |  | Schneider Electric |  | SED | ISM11303P |  |  | 9.04 |  | 1 |  | 1 | Platte hoek 70 120x55 polar wit | Goulotte 70 120x55 angle plat blanc pola |  | Bend 90 degree 120x55 Polar white | [18 empty] | 1 | 3606480682551 | 0 |  | 155 | 32 | 25 | 7 | 5.6 |  | 1 | 155 | 32 | 25 | 7 |  | 43606480682559 | 10 | 2050 | 40 | 30 | 30 |  |  | 240 | 51388000 | 105 | 120 | 80 |  |  |  | 14 | N | [12 empty] | SO1 | P1 | 3925902000 | [14 empty] | OptiLine 70 - 90° bocht - 120 x 55 mm - PC/ABS - polarwit | OptiLine 70 - coude 90° - 120 x 55 mm - PC/ABS - blanc polaire | [17 empty] | https://eref.se.com/be/nl/sis-tarif/product/ISM11303P | https://eref.se.com/be/fr/sis-tarif/product/ISM11303P
Schneider Electric | Schneider Electric | 01022021 |  | Schneider Electric |  | SED | ISM11304P |  |  | 5.44 |  | 1 |  | 2 | Eindkap 70 120x55 polar wit | Goulotte 70 120x55 embout blanc polaire |  | Stop end 120x55 Polar white | [18 empty] | 2 | 3606480682568 | 0 |  | 30 | 12 | 6 | 0 | 0 | 13606480682565 | 2 | 63 | 12 | 0.2 | 11 |  | 43606480682566 | 150 | 5260 | 40 | 30 | 30 | [10 empty] | 6 | N | [12 empty] | SO1 | P1 | 3925902000 | [14 empty] | OptiLine 70 - eindstop - 120 x 55 mm - PC/ABS - polarwit | OptiLine 70 - extrémité arrêt - 120 x 55 mm - PC/ABS - blanc polaire | [17 empty] | https://eref.se.com/be/nl/sis-tarif/product/ISM11304P | https://eref.se.com/be/fr/sis-tarif/product/ISM11304P
Schneider Electric | Schneider Electric | 01022021 |  | Schneider Electric |  | SED | ISM11305P |  |  | 6.55 |  | 1 |  | 1 | Wanddoorvoer 70 120x55 polar wit | Goulotte 70 120x55 joint de parois blanc |  | Wall/Ceiling frame 120x55 Polar white | [18 empty] | 1 | 3606480682575 | 0 |  | 38 | 18 | 8 | 3 | 0.432 |  | 1 | 38 | 2.4 | 1.7 | 0.5 |  |  | 60 | 2770 | 40 | 30 | 30 |  |  | 1440 | 68908000 | 105 | 120 | 80 |  |  |  | 14 | N | [12 empty] | SO1 | P1 | 3925902000 | [14 empty] | OptiLine 70 - wand/plafond frame - 120 x 55 mm - PC/ABS - polarwit | OptiLine 70 - cadre mur/plafond - 120 x 55 mm - PC/ABS - blanc polaire | [17 empty] | https://eref.se.com/be/nl/sis-tarif/product/ISM11305P | https://eref.se.com/be/fr/sis-tarif/product/ISM11305P
Schneider Electric | Schneider Electric | 01022021 |  | Schneider Electric |  | SED | ISM11306P |  |  | 3.08 |  | 1 |  | 1 | Frontafdichting 70 120x55 polar wit | Goulotte 70 120x55 joint de fond blanc p |  | Joint cover piece 120x55 Polar white | [18 empty] | 1 | 3606480682582 | 0 |  | 36 | 17 | 17 | 3 | 0.867 |  | 1 | 36 | 17 | 17 | 2.5 |  | 43606480682580 | 75 | 3140 | 40 | 30 | 30 |  |  | 1800 | 78988 | 12 | 8 | 10.5 |  |  |  | 14 | N | [12 empty] | SO1 | P1 | 3925902000 | [14 empty] | OptiLine 70 - naadafdekstuk - 120 x 55 mm - PC/ABS - polarwit | OptiLine 70 - pièce de couvercle joint - 120 x 55 mm - PC/ABS - blanc polaire | [17 empty] | https://eref.se.com/be/nl/sis-tarif/product/ISM11306P | https://eref.se.com/be/fr/sis-tarif/product/ISM11306P
Schneider Electric | Schneider Electric | 01022021 |  | Schneider Electric |  | SED | ISM11350 |  |  | 86.87 |  | 1 |  | 6 | Kabelgoot 70 120x55 alu | Goulotte 70 120x55 alu |  | INST. TRUNKING, 1-COMP. 120X55 ALUMINIUM | [18 empty] | 6 | 3606480028922 | 1 |  | 3362 | 200 | 5.5 | 8 | 8800 |  | 6 | 11586 | 201 | 21.5 | 13 | [9 empty] | 90 | 198790 | 205 | 120 | 53 |  |  |  | 28 | N | [12 empty] | SO1 | P1 | 7616999099 | [5 empty] | 220070 | [8 empty] | OptiLine 70 - wandgoot - 120x55 mm - aluminium | [18 empty] | https://eref.se.com/be/nl/sis-tarif/product/ISM11350 | https://eref.se.com/be/fr/sis-tarif/product/ISM11350
Schneider Electric | Schneider Electric | 01022021 |  | Schneider Electric |  | SED | ISM11351 |  |  | 24.25 |  | 1 |  | 1 | Binnenhoek 70 120x55 alu | Goulotte 70 120x55 angle intérieur alu |  | Internal corner 120x55, alu met. | [18 empty] | 1 | 3606480028939 | 0 |  | 100 | 12 | 13 | 12 | 1.872 | [8 empty] | 10 | 1541 | 40 | 30 | 30 |  |  | 80 | 24328 | 120 | 80 | 45 |  |  |  | 22 | N | [12 empty] | SO1 | P1 | 7616999099 | [5 empty] | 220070 | [8 empty] | OptiLine 70 - binnenhoek 120x55 mm - PC/ABS - alu metallic | [18 empty] | https://eref.se.com/be/nl/sis-tarif/product/ISM11351 | https://eref.se.com/be/fr/sis-tarif/product/ISM11351
Schneider Electric | Schneider Electric | 01022021 |  | Schneider Electric |  | SED | ISM11352 |  |  | 24.25 |  | 1 |  | 1 | Buitenhoek 70 120x55 alu | Goulotte 70 120x55 angle extérieur alu |  | External corner 120x55, alu met. | [18 empty] | 1 | 3606480028946 | 0 |  | 116 | 11 | 11 | 13 | 1.573 | [8 empty] | 20 | 2941 | 40 | 30 | 30 |  |  | 160 | 35528 | 120 | 80 | 45 |  |  |  | 22 | N | [12 empty] | SO1 | P1 | 7616999099 | [5 empty] | 220070 | [8 empty] | OptiLine 70 - buitenhoek 120x55 mm - PC/ABS - alu metallic | [18 empty] | https://eref.se.com/be/nl/sis-tarif/product/ISM11352 | https://eref.se.com/be/fr/sis-tarif/product/ISM11352
Schneider Electric | Schneider Electric | 01022021 |  | Schneider Electric |  | SED | ISM11353 |  |  | 24.25 |  | 1 |  | 1 | Platte hoek 70 120x55 alu | Goulotte 70 120x55 angle plat alu |  | Bend 90 degree 120x55, alu met. | [18 empty] | 1 | 3606480028953 | 0 |  | 145 | 15 | 6 | 15 | 1.35 | [8 empty] | 10 | 2061 | 40 | 30 | 30 |  |  | 80 | 28488 | 120 | 80 | 45 |  |  |  | 22 | N | [12 empty] | SO1 | P1 | 7616999099 | [5 empty] | 220070 | [8 empty] | OptiLine 70 - bocht 90° 120x55 mm - PC/ABS - alu metallic | [18 empty] | https://eref.se.com/be/nl/sis-tarif/product/ISM11353 | https://eref.se.com/be/fr/sis-tarif/product/ISM11353
Schneider Electric | Schneider Electric | 01022021 |  | Schneider Electric |  | SED | ISM11354 |  |  | 11.46 |  | 1 |  | 2 | Eindkap 70 120x55 alu | Goulotte 70 120x55 embout alu |  | Stop end 120x55, alu metallic | [18 empty] | 1 | 3606480028960 | 0 |  | 30 | 2 | 6 | 12 | 0.144 |  | 2 | 63 | 20 | 17.5 | 2.5 |  |  | 150 | 5206 | 40 | 30 | 30 |  |  | 1200 | 53648 | 120 | 80 | 45 |  |  |  | 22 | N | [12 empty] | SO1 | P1 | 7616999099 | [5 empty] | 220070 | [8 empty] | OptiLine 70 - stopeinde 120x55 mm - PC/ABS - alu metallic | [18 empty] | https://eref.se.com/be/nl/sis-tarif/product/ISM11354 | https://eref.se.com/be/fr/sis-tarif/product/ISM11354
Schneider Electric | Schneider Electric | 01022021 |  | Schneider Electric |  | SED | ISM11355 |  |  | 13.79 |  | 1 |  | 1 | Wanddoorvoer 70 120x55 alu | Goulotte 70 120x55 joint de parois alu |  | Wall/Ceiling frame 120x55, alu metallic | [18 empty] | 1 | 3606480028977 | 0 |  | 30 | 2 | 8 | 18 | 0.288 | [8 empty] | 60 | 2461 | 40 | 30 | 30 |  |  | 480 | 31688 | 120 | 80 | 45 |  |  |  | 22 | N | [12 empty] | SO1 | P1 | 7616999099 | [5 empty] | 220070 | [8 empty] | OptiLine 70 - wandframe 120x55 mm - PC/ABS - alu metallic | [18 empty] | https://eref.se.com/be/nl/sis-tarif/product/ISM11355 | https://eref.se.com/be/fr/sis-tarif/product/ISM11355
Schneider Electric | Schneider Electric | 01022021 |  | Schneider Electric |  | SED | ISM11356 |  |  | 10.99 |  | 1 |  | 1 | Frontafdichting 70 120x55 alu | Goulotte 70 120x55 joint de fond alu |  | Joint cover piece 120x55, alu met. | [18 empty] | 1 | 3606480028984 | 0 |  | 36 | 10 | 6 | 13 | 0.78 | [8 empty] | 75 | 3406 | 40 | 30 | 30 |  |  | 600 | 39248 | 120 | 80 | 45 |  |  |  | 22 | N | [12 empty] | SO1 | P1 | 7616999099 | [5 empty] | 220070 | [8 empty] | OptiLine 70 - verbindingsafdekplaat 120x55 mm PC/ABS - alu metallic | [18 empty] | https://eref.se.com/be/nl/sis-tarif/product/ISM11356 | https://eref.se.com/be/fr/sis-tarif/product/ISM11356
Schneider Electric | Schneider Electric | 01022021 |  | Schneider Electric |  | SED | ISM11400P |  |  | 33.68 |  | 1 |  | 8 | Kabelgoot 70 155x55 polar wit | Goulotte 70 155x55 blanc polaire |  | INST. TRUNKING 2 COMP 155X55 POLAR WHITE | [18 empty] | 4 | 3606480682599 | 1 |  | 13435 | 204 | 25 | 12 | 61200 |  | 8 | 13435 | 204 | 25 | 12 | [9 empty] | 144 | 257830 | 200 | 120 | 64 |  |  |  | 22 | N | [12 empty] | SO1 | P1 | 3925902000 | [14 empty] | OptiLine 70 - installatiekokersysteem - 155x55 mm - PVC - polarwit - 2000 mm | OptiLine 70 - partage d'installation - 155x55 mm - PVC - blanc polaire - 2000 mm | [17 empty] | https://eref.se.com/be/nl/sis-tarif/product/ISM11400P | https://eref.se.com/be/fr/sis-tarif/product/ISM11400P
Schneider Electric | Schneider Electric | 01022021 |  | Schneider Electric |  | SED | ISM11401P |  |  | 10.39 |  | 1 |  | 1 | Binnenhoek 70 155x55 polar wit | Goulotte 70 155x55 angle intérieur blanc |  | Internal corner 155x55 Polar white | [18 empty] | 1 | 3606480682605 | 0 |  | 126 | 17 | 16 | 13 | 3.536 |  | 1 | 126 | 17 | 16 | 13 |  | 43606480682603 | 10 | 1700 | 40 | 30 | 30 |  |  | 240 | 44428000 | 105 | 120 | 80 |  |  |  | 6 | N | [12 empty] | SO1 | P1 | 3925902000 | [14 empty] | OptiLine 70 - binnenhoek - 155 x 55 mm - PC/ABS - polarwit | OptiLine 70 - coin interne - 155 x 55 mm - PC/ABS - blanc polaire | [17 empty] | https://eref.se.com/be/nl/sis-tarif/product/ISM11401P | https://eref.se.com/be/fr/sis-tarif/product/ISM11401P
Schneider Electric | Schneider Electric | 01022021 |  | Schneider Electric |  | SED | ISM11402P |  |  | 10.39 |  | 1 |  | 1 | Buitenhoek 70 155x55 polar wit | Goulotte 70 155x55 angle extérieur blanc |  | External corner 155x55 Polar white | [18 empty] | 1 | 3606480682612 | 0 |  | 152 | 17 | 15 | 7 | 1.785 |  | 1 | 156 | 17 | 15 | 7 |  |  | 10 | 2010 | 40 | 30 | 30 |  |  | 240 | 51628000 | 105 | 120 | 80 |  |  |  | 14 | N | [12 empty] | SO1 | P1 | 3925902000 | [14 empty] | OptiLine 70 - buitenhoek - 155 x 55 mm - PC/ABS - polarwit | OptiLine 70 - coin externe - 155 x 55 mm - PC/ABS - blanc polaire | [17 empty] | https://eref.se.com/be/nl/sis-tarif/product/ISM11402P | https://eref.se.com/be/fr/sis-tarif/product/ISM11402P
Schneider Electric | Schneider Electric | 01022021 |  | Schneider Electric |  | SED | ISM11403P |  |  | 10.39 |  | 1 |  | 1 | Platte hoek 70 155x55 polar wit | Goulotte 70 155x55 angle plat blanc pola |  | Bend 90 degree 155x55 Polar white | [18 empty] | 1 | 3606480682629 | 0 |  | 196 | 40 | 30 | 30 | 36 |  | 1 | 196 | 28 | 27 | 6 |  |  | 10 | 2460 | 40 | 30 | 30 |  |  | 240 | 61228000 | 105 | 120 | 80 |  |  |  | 6 | N | [12 empty] | SO1 | P1 | 3925902000 | [14 empty] | OptiLine 70 - 90° bocht - 155 x 55 mm - PC/ABS - polarwit | OptiLine 70 - coude 90° - 155 x 55 mm - PC/ABS - blanc polaire | [17 empty] | https://eref.se.com/be/nl/sis-tarif/product/ISM11403P | https://eref.se.com/be/fr/sis-tarif/product/ISM11403P
Schneider Electric | Schneider Electric | 01022021 |  | Schneider Electric |  | SED | ISM11404P |  |  | 3.73 |  | 1 |  | 2 | Eindkap 70 155x55 polar wit | Goulotte 70 155x55 embout blanc polaire |  | Stop end 155x55 Polar white | [18 empty] | 2 | 3606480682636 | 0 |  | 40 | 16 | 6 | 2 | 0.192 | 13606480682633 | 2 | 80 | 17 | 3 | 6 |  | 43606480682634 | 100 | 4400 | 40 | 30 | 30 | [10 empty] | 6 | N | [12 empty] | SO1 | P1 | 3925902000 | [14 empty] | OptiLine 70 - eindstop - 155 x 55 mm - PC/ABS - polarwit | OptiLine 70 - extrémité arrêt - 155 x 55 mm - PC/ABS - blanc polaire | [17 empty] | https://eref.se.com/be/nl/sis-tarif/product/ISM11404P | https://eref.se.com/be/fr/sis-tarif/product/ISM11404P
Schneider Electric | Schneider Electric | 01022021 |  | Schneider Electric |  | SED | ISM11405P |  |  | 4.5 |  | 1 |  | 1 | Wanddoorvoer 70 155x55 polar wit | Goulotte 70 155x55 joint de parois blanc |  | Wall/Ceiling frame 155x55 Polar white | [18 empty] | 1 | 3606480682643 | 0 |  | 42.9 | 40 | 30 | 30 | 36 |  | 1 | 43 | 26 | 16 | 2.5 |  |  | 50 | 2590 | 40 | 30 | 30 |  |  | 1200 | 65788000 | 105 | 120 | 80 |  |  |  | 14 | N | [12 empty] | SO1 | P1 | 3925902000 | [14 empty] | OptiLine 70 - wand/plafond frame - 155 x 55 mm - PC/ABS - polarwit | OptiLine 70 - cadre mur/plafond - 155 x 55 mm - PC/ABS - blanc polaire | [17 empty] | https://eref.se.com/be/nl/sis-tarif/product/ISM11405P | https://eref.se.com/be/fr/sis-tarif/product/ISM11405P
Schneider Electric | Schneider Electric | 01022021 |  | Schneider Electric |  | SED | ISM11406P |  |  | 4 |  | 1 |  | 1 | Frontafdichting 70 155x55 polar wit | Goulotte 70 155x55 joint de fond blanc p |  | Joint cover piece 155x55 Polar white | [18 empty] | 1 | 3606480682650 | 0 |  | 37 | 16 | 6 | 2 | 0.192 |  | 1 | 40 | 26 | 17 | 2.5 |  |  | 75 | 3380 | 40 | 30 | 30 |  |  | 1800 | 86188 | 12 | 8 | 10.5 |  |  |  | 6 | N | [12 empty] | SO1 | P1 | 3925902000 | [14 empty] | OptiLine 70 - naadafdekstuk - 155 x 55 mm - PC/ABS - polarwit | OptiLine 70 - pièce de couvercle joint - 155 x 55 mm - PC/ABS - blanc polaire | [17 empty] | https://eref.se.com/be/nl/sis-tarif/product/ISM11406P | https://eref.se.com/be/fr/sis-tarif/product/ISM11406P
Schneider Electric | Schneider Electric | 01022021 |  | Schneider Electric |  | SED | ISM11450 |  |  | 112.2 |  | 1 |  | 4 | Kabelgoot 70 155x55 alu | Goulotte 70 155x55 alu |  | INST. TRUNKING, 2-COMP. 155X55 ALUMINIUM | [18 empty] | 4 | 3606480029066 | 1 |  | 4888 | 200 | 5.5 | 8 | 8800 |  | 4 | 11276 | 201 | 21.5 | 16.5 | [8 empty] | 3606480029066 | 60 | 194140 | 205 | 120 | 63.5 |  |  |  | 28 | N | [12 empty] | SO1 | P1 | 7616991099 | [5 empty] | 220070 | [8 empty] | OptiLine 70 - wandgoot - 155x55 mm - aluminium | [18 empty] | https://eref.se.com/be/nl/sis-tarif/product/ISM11450 | https://eref.se.com/be/fr/sis-tarif/product/ISM11450
Schneider Electric | Schneider Electric | 01022021 |  | Schneider Electric |  | SED | ISM11451 |  |  | 29.09 |  | 1 |  | 10 | Binnenhoek 70 155x55 alu | Goulotte 70 155x55 angle intérieur alu |  | Internal corner 155x55, alu met. | [18 empty] | 1 | 3606480029073 | 0 |  | 0.11 | 18 | 14 | 9 | 2.268 | 13606480029070 | 10 | 1671 | 39.8 | 29.9 | 30 |  | 43606480029071 | 10 | 1750 | 40 | 30 | 30 | [10 empty] | 9 | N | [12 empty] | SO1 | P1 | 3925902000 | [5 empty] | 220070 | [8 empty] | OptiLine 70 - binnenhoek 155x55 mm - PC/ABS - alu metallic | [18 empty] | https://eref.se.com/be/nl/sis-tarif/product/ISM11451 | https://eref.se.com/be/fr/sis-tarif/product/ISM11451
Schneider Electric | Schneider Electric | 01022021 |  | Schneider Electric |  | SED | ISM11452 |  |  | 29.09 |  | 1 |  | 10 | Buitenhoek 70 155x55 alu | Goulotte 70 155x55 angle extérieur alu |  | External corner 155x55, alu met. | [18 empty] | 1 | 3606480029080 | 0 |  | 132 | 16 | 11 | 11 | 1.936 | 13606480029087 | 10 | 1891 | 39.8 | 29.9 | 30 |  | 43606480029088 | 10 | 2030 | 40 | 30 | 30 |  |  | 80 | 27128 | 120 | 80 | 45 |  |  |  | 9 | N | [12 empty] | SO1 | P1 | 3925902000 | [5 empty] | 220070 | [8 empty] | OptiLine 70 - buitenhoek 155x55 mm - PC/ABS - alu metallic | [18 empty] | https://eref.se.com/be/nl/sis-tarif/product/ISM11452 | https://eref.se.com/be/fr/sis-tarif/product/ISM11452
Schneider Electric | Schneider Electric | 01022021 |  | Schneider Electric |  | SED | ISM11453 |  |  | 29.09 |  | 1 |  | 10 | Platte hoek 70 155x55 alu | Goulotte 70 155x55 angle plat alu |  | Bend 90 degree 155x55, alu met. | [18 empty] | 1 | 3606480029097 | 0 |  | 175 | 18 | 18 | 6 | 1.944 | 13606480029094 | 10 | 2361 | 39.8 | 29.9 | 30 |  | 13606480029094 | 10 | 2460 | 40 | 30 | 30 |  |  | 80 | 30888 | 120 | 80 | 45 |  |  |  | 9 | N | [12 empty] | SO1 | P1 | 3925902000 | [5 empty] | 220070 | [8 empty] | OptiLine 70 - bocht 90° 155x55 mm - PC/ABS - alu metallic | [18 empty] | https://eref.se.com/be/nl/sis-tarif/product/ISM11453 | https://eref.se.com/be/fr/sis-tarif/product/ISM11453
Schneider Electric | Schneider Electric | 01022021 |  | Schneider Electric |  | SED | ISM11454 |  |  | 13.79 |  | 1 |  | 2 | Eindkap 70 155x55 alu | Goulotte 70 155x55 embout alu |  | Stop end 155x55, alu metallic | [18 empty] | 2 | 3606480029103 | 0 |  | 35 | 2 | 6 | 16 | 0.192 | 13606480029100 | 2 | 94 | 17.5 | 6 | 3 |  | 43606480029101 | 150 | 7610 | 40 | 30 | 30 | [10 empty] | 9 | N | [12 empty] | SO1 | P1 | 3925902000 | [5 empty] | 220070 | [8 empty] | OptiLine 70 - stopeinde 155x55 mm - PC/ABS - alu metallic | [18 empty] | https://eref.se.com/be/nl/sis-tarif/product/ISM11454 | https://eref.se.com/be/fr/sis-tarif/product/ISM11454
Schneider Electric | Schneider Electric | 01022021 |  | Schneider Electric |  | SED | ISM11455 |  |  | 16.52 |  | 1 |  | 50 | Wanddoorvoer 70 155x55 alu | Goulotte 70 155x55 joint de parois alu |  | Wall/Ceiling frame 155x55, alu metallic | [18 empty] | 1 | 3606480029110 | 0 |  | 35 | 21 | 8 | 2 | 0.336 | 13606480029117 | 50 | 2431 | 39.8 | 29.9 | 30 |  | 43606480029118 | 50 | 2460 | 40 | 30 | 30 |  |  | 400 | 31448 | 120 | 80 | 45 |  |  |  | 9 | N | [12 empty] | SO1 | P1 | 3925902000 | [5 empty] | 220070 | [8 empty] | OptiLine 70 - wandframe 155x55 mm - PC/ABS - alu metallic | [18 empty] | https://eref.se.com/be/nl/sis-tarif/product/ISM11455 | https://eref.se.com/be/fr/sis-tarif/product/ISM11455
Schneider Electric | Schneider Electric | 01022021 |  | Schneider Electric |  | SED | ISM11456 |  |  | 13.18 |  | 1 |  | 75 | Frontafdichting 70 155x55 alu | Goulotte 70 155x55 joint de fond alu |  | JOINT COVER PIECE 155X55 ALU METALLIC | [18 empty] | 75 | 3606480029127 | 0 |  | 36 | 10 | 5.7 | 16 | 912 | [8 empty] | 75 | 3481 | 40 | 30 | 30 |  |  | 600 | 39848 | 120 | 80 | 45 |  |  |  | 22 | N | [12 empty] | SO1 | P1 | 3925908000 | [5 empty] | 220070 | [8 empty] | OptiLine 70 - verbindingsafdekplaat 155x55 mm PC/ABS - alu metallic | [18 empty] | https://eref.se.com/be/nl/sis-tarif/product/ISM11456 | https://eref.se.com/be/fr/sis-tarif/product/ISM11456
Schneider Electric | Schneider Electric | 01022021 |  | Schneider Electric |  | SED | ISM11500P |  |  | 39.21 |  | 1 |  | 8 | Kabelgoot 70 185x55 polar wit | Goulotte 70 185x55 blanc polaire |  | INST. TRUNKING 2 COMP 185X55 POLAR WHITE | [18 empty] | 4 | 3606480682667 | 1 |  | 17091 | 204 | 5.5 | 8 | 8976 |  | 8 | 17091 | 204 | 5.5 | 8 | [9 empty] | 128 | 289456 | 200 | 120 | 68 |  |  |  | 7 | N | [12 empty] | SO1 | P1 | 3925902000 | [14 empty] | OptiLine 70 - installatiekokersysteem - 185x55 mm - PVC - polarwit - 2000 mm | OptiLine 70 - partage d'installation - 185x55 mm - PVC - blanc polaire - 2000 mm | [17 empty] | https://eref.se.com/be/nl/sis-tarif/product/ISM11500P | https://eref.se.com/be/fr/sis-tarif/product/ISM11500P
Schneider Electric | Schneider Electric | 01022021 |  | Schneider Electric |  | SED | ISM11501P |  |  | 12.45 |  | 1 |  | 1 | Binnenhoek 70 185x55 polar wit | Goulotte 70 185x55 angle intérieur blanc |  | Internal corner 185x55 Polar white | [18 empty] | 1 | 3606480682674 | 0 |  | 137 | 19 | 17 | 12 | 3.876 |  | 1 | 137 | 19 | 17 | 12 |  | 43606480682672 | 10 | 1780 | 40 | 30 | 30 |  |  | 240 | 47068000 | 105 | 120 | 80 |  |  |  | 14 | N | [12 empty] | SO1 | P1 | 3925902000 | [14 empty] | OptiLine 70 - binnenhoek - 185 x 55 mm - PC/ABS - polarwit | OptiLine 70 - coin interne - 185 x 55 mm - PC/ABS - blanc polaire | [17 empty] | https://eref.se.com/be/nl/sis-tarif/product/ISM11501P | https://eref.se.com/be/fr/sis-tarif/product/ISM11501P
Schneider Electric | Schneider Electric | 01022021 |  | Schneider Electric |  | SED | ISM11502P |  |  | 12.45 |  | 1 |  | 1 | Buitenhoek 70 185x55 polar wit | Goulotte 70 185x55 angle extérieur blanc |  | External corner 185x55 Polar white | [18 empty] | 1 | 3606480682681 | 0 |  | 161 | 20 | 14 | 9 | 2.52 |  | 1 | 168 | 13.5 | 6 | 19.4 |  |  | 10 | 2110 | 40 | 30 | 30 |  |  | 240 | 54508 | 12 | 8 | 10.5 |  |  |  | 14 | N | [12 empty] | SO1 | P1 | 3925902000 | [14 empty] | OptiLine 70 - buitenhoek - 185 x 55 mm - PC/ABS - polarwit | OptiLine 70 - coin externe - 185 x 55 mm - PC/ABS - blanc polaire | [17 empty] | https://eref.se.com/be/nl/sis-tarif/product/ISM11502P | https://eref.se.com/be/fr/sis-tarif/product/ISM11502P
Schneider Electric | Schneider Electric | 01022021 |  | Schneider Electric |  | SED | ISM11503P |  |  | 12.45 |  | 1 |  | 1 | Platte hoek 70 185x55 polar wit | Goulotte 70 185x55 angle plat blanc pola |  | Bend 90 degree 185x55 Polar white | [18 empty] | 1 | 3606480682698 | 0 |  | 252 | 24 | 23 | 6 | 3.312 |  | 1 | 257 | 24 | 5.7 | 22.5 |  |  | 10 | 2970 | 40 | 30 | 30 |  |  | 240 | 75868 | 12 | 8 | 10.5 |  |  |  | 14 | N | [12 empty] | SO1 | P1 | 3925902000 | [14 empty] | OptiLine 70 - 90° bocht - 185 x 55 mm - PC/ABS - polarwit | OptiLine 70 - coude 90° - 185 x 55 mm - PC/ABS - blanc polaire | [17 empty] | https://eref.se.com/be/nl/sis-tarif/product/ISM11503P | https://eref.se.com/be/fr/sis-tarif/product/ISM11503P
Schneider Electric | Schneider Electric | 01022021 |  | Schneider Electric |  | SED | ISM11505P |  |  | 14.95 |  | 1 |  | 1 | Wanddoorvoer 70 185x55 polar wit | Goulotte 70 185x55 joint de parois blanc |  | Wall/Ceiling frame 185x55 Polar white | [18 empty] | 1 | 3606480682704 | 0 |  | 48 | 24 | 9 | 3 | 0.648 |  | 1 | 48 | 32 | 19 | 2.5 |  |  | 50 | 2810 | 40 | 30 | 30 |  |  | 1200 | 71788000 | 105 | 120 | 80 |  |  |  | 14 | N | [12 empty] | SO1 | P1 | 3925902000 | [14 empty] | OptiLine 70 - wand/plafond frame - 185 x 55 mm - PC/ABS - polarwit | OptiLine 70 - cadre mur/plafond - 185 x 55 mm - PC/ABS - blanc polaire | [17 empty] | https://eref.se.com/be/nl/sis-tarif/product/ISM11505P | https://eref.se.com/be/fr/sis-tarif/product/ISM11505P
Schneider Electric | Schneider Electric | 01022021 |  | Schneider Electric |  | SED | ISM11506P |  |  | 4.79 |  | 1 |  | 1 | Frontafdichting 70 185x55 polar wit | Goulotte 70 185x55 joint de fond blanc p |  | Joint cover piece 185x55 Polar white | [18 empty] | 75 | 3606480682711 | 0 |  | 40 | 25 | 17 | 3 | 1.275 |  | 1 | 40 | 25 | 17 | 2.5 |  | 43606480682719 | 75 | 3490 | 40 | 30 | 30 |  |  | 1800 | 86188000 | 105 | 120 | 80 |  |  |  | 9 | N | [12 empty] | SO1 | P1 | 3925902000 | [14 empty] | OptiLine 70 - naadafdekstuk - 185 x 55 mm - PC/ABS - polarwit | OptiLine 70 - pièce de couvercle joint - 185 x 55 mm - PC/ABS - blanc polaire | [17 empty] | https://eref.se.com/be/nl/sis-tarif/product/ISM11506P | https://eref.se.com/be/fr/sis-tarif/product/ISM11506P
Schneider Electric | Schneider Electric | 01022021 |  | Schneider Electric |  | SED | ISM11550 |  |  | 133.92 |  | 1 |  | 4 | Kabelgoot 70 185x55 alu | Goulotte 70 185x55 alu |  | INST. TRUNKING, 2-COMP. 185X55 ALUMINIUM | [18 empty] | 4 | 3606480029196 | 1 |  | 5996 | 200 | 5.5 | 8 | 8800 |  | 4 | 13492 | 201 | 21.5 | 19.5 | [8 empty] | 3606480029196 | 60 | 227380 | 205 | 120 | 72.5 |  |  |  | 24 | N | [12 empty] | SO1 | P1 | 7610909090 | [5 empty] | 220070 | [8 empty] | OptiLine 70 - wandgoot - 185x55 mm - aluminium | [18 empty] | https://eref.se.com/be/nl/sis-tarif/product/ISM11550 | https://eref.se.com/be/fr/sis-tarif/product/ISM11550
Schneider Electric | Schneider Electric | 01022021 |  | Schneider Electric |  | SED | ISM11551 |  |  | 34.92 |  | 1 |  | 10 | Binnenhoek 70 185x55 alu | Goulotte 70 185x55 angle intérieur alu |  | Internal corner 185x55, alu met. | [18 empty] | 1 | 3606480029202 | 0 |  | 125.1 | 19 | 12 | 12 | 2.736 | 23606480029206 | 10 | 1861000000000 | 39.8 | 30 | 29.9 |  | 43606480029200 | 10 | 1960 | 40 | 30 | 30 |  |  | 80 | 26968 | 120 | 80 | 80 |  |  |  | 9 | N | [12 empty] | SO1 | P1 | 3925902000 | [5 empty] | 220070 | [8 empty] | OptiLine 70 - binnenhoek 185x55 mm - PC/ABS - alu metallic | [18 empty] | https://eref.se.com/be/nl/sis-tarif/product/ISM11551 | https://eref.se.com/be/fr/sis-tarif/product/ISM11551
Schneider Electric | Schneider Electric | 01022021 |  | Schneider Electric |  | SED | ISM11552 |  |  | 34.92 |  | 1 |  | 10 | Buitenhoek 70 185x55 alu | Goulotte 70 185x55 angle extérieur alu |  | External corner 185x55, alu met. | [18 empty] | 1 | 3606480029219 | 0 |  | 0.16 | 11 | 11 | 19 | 2.299 | 13606480029216 | 10 | 2171 | 39.8 | 29.9 | 30 |  |  | 10 | 2200 | 40 | 30 | 30 |  |  | 80 | 29368000 | 120 | 80 | 45 |  |  |  | 9 | N | [12 empty] | SO1 | P1 | 3925902000 | [5 empty] | 220070 | [8 empty] | OptiLine 70 - buitenhoek 185x55 mm - PC/ABS - alu metallic | [18 empty] | https://eref.se.com/be/nl/sis-tarif/product/ISM11552 | https://eref.se.com/be/fr/sis-tarif/product/ISM11552
Schneider Electric | Schneider Electric | 01022021 |  | Schneider Electric |  | SED | ISM11553 |  |  | 34.92 |  | 1 |  | 10 | Platte hoek 70 185x55 alu | Goulotte 70 185x55 angle plat alu |  | Bend 90 degree 185x55, alu met. | [18 empty] | 1 | 3606480029226 | 0 |  | 0.234 | 21 | 21 | 6 | 2.646 | 13606480029223 | 10 | 2951 | 39.8 | 29.9 | 30 |  | 43606480029224 | 10 | 3050 | 40 | 30 | 30 |  |  | 80 | 35610 | 120 | 80 | 45 |  |  |  | 9 | N | [12 empty] | SO1 | P1 | 3925902000 | [5 empty] | 220070 | [8 empty] | OptiLine 70 - bocht 90° 185x55 mm - PC/ABS - alu metallic | [18 empty] | https://eref.se.com/be/nl/sis-tarif/product/ISM11553 | https://eref.se.com/be/fr/sis-tarif/product/ISM11553
Schneider Electric | Schneider Electric | 01022021 |  | Schneider Electric |  | SED | ISM11555 |  |  | 19.86 |  | 1 |  | 50 | Wanddoorvoer 70 185x55 alu | Goulotte 70 185x55 joint de parois alu |  | Wall/Ceiling frame 185x55, alu metallic | [18 empty] | 1 | 3606480029233 | 0 |  | 42.9 | 24 | 8 | 2 | 0.384 | 13606480029230 | 50 | 2881 | 39.8 | 29.9 | 30 |  | 43606480029231 | 50 | 2860 | 40 | 30 | 30 |  |  | 400 | 34250 | 120 | 80 | 45 |  |  |  | 9 | N | [12 empty] | SO1 | P1 | 3925908000 | [5 empty] | 220070 | [8 empty] | OptiLine 70 - wandframe 185x55 mm - PC/ABS - alu metallic | [18 empty] | https://eref.se.com/be/nl/sis-tarif/product/ISM11555 | https://eref.se.com/be/fr/sis-tarif/product/ISM11555
Schneider Electric | Schneider Electric | 01022021 |  | Schneider Electric |  | SED | ISM11556 |  |  | 9.66 |  | 1 |  | 75 | Frontafdichting 70 185x55 alu | Goulotte 70 185x55 joint de fond alu |  | Joint cover piece 185x55, alu met. | [18 empty] | 1 | 3606480029240 | 0 |  | 41 | 10 | 6 | 19 | 1.14 | 13606480029247 | 75 | 3856 | 39.8 | 29.9 | 30 |  | 43606480029248 | 75 | 3570 | 40 | 30 | 30 | [10 empty] | 9 | N | [12 empty] | SO1 | P1 | 3925908000 | [5 empty] | 220070 | [8 empty] | OptiLine 70 - verbindingsafdekplaat 185x55 mm PC/ABS - alu metallic | [18 empty] | https://eref.se.com/be/nl/sis-tarif/product/ISM11556 | https://eref.se.com/be/fr/sis-tarif/product/ISM11556
Schneider Electric | Schneider Electric | 01022021 |  | Schneider Electric |  | SED | ISM11900P |  |  | 4.79 |  | 1 |  | 12 | Deksel 70 polar wit | Goulotte 70 couvercle blanc polaire |  | FRONT COVER 70MM PVC POLAR WHITE | [18 empty] | 12 | 3606480682728 | 1 |  | 513 | 200 | 7.1 | 1.3 | 1846 |  | 12 | 6157 | 204 | 12 | 6 | [9 empty] | 756 | 403891 | 200 | 120 | 59.9 |  |  |  | 22 | N | [12 empty] | SO1 | P1 | 3925908000 | [14 empty] | OptiLine 70 - frontafdekplaat - 70 mm - PVC - polarwit | OptiLine 70 - couvercle avant - 70 mm - PC/PVC - blanc polaire | [17 empty] | https://eref.se.com/be/nl/sis-tarif/product/ISM11900P | https://eref.se.com/be/fr/sis-tarif/product/ISM11900P
Schneider Electric | Schneider Electric | 01022021 |  | Schneider Electric |  | SED | ISM11901 |  |  | 1.05 |  | 1 |  | 5 | Haak kabelbevestiging 70 | Goulotte 70 agrafe retenue câbles |  | OPTILINE CABLE RETAINER BLUE | [18 empty] | 5 | 3606480029264 | 0 |  | 3.1 | 4 | 3 | 3 | 0.036 |  | 5 | 19 | 17 | 17 | 2.5 |  |  | 500 | 2387 | 40 | 30 | 30 | [10 empty] | 9 | N | [12 empty] | SO1 | P1 | 3926909790 | [5 empty] | 220070 | [27 empty] | https://eref.se.com/be/nl/sis-tarif/product/ISM11901 | https://eref.se.com/be/fr/sis-tarif/product/ISM11901
Schneider Electric | Schneider Electric | 01022021 |  | Schneider Electric |  | SED | ISM11903P |  |  | 1.69 |  | 1 |  | 5 | Dichting deksel 70 polar wit | Goulotte 70 joint de couvercle blanc pol |  | Joint c.piece f front cover Polar white | [18 empty] | 5 | 3606480682735 | 0 |  | 5 | 8 | 3 | 2 | 0.048 | 13606480682732 | 5 | 26 | 15 | 15 | 2 |  | 43606480682733 | 500 | 3080 | 40 | 30 | 30 | [10 empty] | 14 | N | [12 empty] | SO1 | P1 | 3925902000 | [14 empty] | OptiLine 70 - naadafdekstuk voor frontafdekplaat - PC/ABS - polarwit | OptiLine 70-pièce de couvercle joint pour couvercle avant -PC/ABS -blanc polaire | [17 empty] | https://eref.se.com/be/nl/sis-tarif/product/ISM11903P | https://eref.se.com/be/fr/sis-tarif/product/ISM11903P
Schneider Electric | Schneider Electric | 01022021 |  | Schneider Electric |  | SED | ISM11904 |  |  | 1.39 |  | 1 |  | 10 | Koppelstuk 70 | Goulotte 70 éclisses jonction |  | OPTILINE JOINTING PIECE INTERN | [18 empty] | 10 | 3606480029288 | 0 |  | 8.5 | 0 | 4 | 10 | 0 |  | 10 | 90 | 17 | 17 | 2 |  |  | 600 | 5887 | 40 | 30 | 30 | [10 empty] | 6 | N | [12 empty] | SO1 | P1 | 3925902000 | [5 empty] | 220070 | [8 empty] | OptiLine 70 - interne koppelstuk - PC/ABS - wit | [18 empty] | https://eref.se.com/be/nl/sis-tarif/product/ISM11904 | https://eref.se.com/be/fr/sis-tarif/product/ISM11904
Schneider Electric | Schneider Electric | 01022021 |  | Schneider Electric |  | SED | ISM11950 |  |  | 9.51 |  | 1 |  | 24 | Deksel 70 alu | Goulotte 70 couvercle alu |  | FRONT COVER 70MM, ALUMINIUM | [18 empty] | 24 | 3606480029295 | 1 |  | 766 | 200 | 1.3 | 7.1 | 1846 |  | 24 | 18384 | 205 | 15.6 | 5.1 | [8 empty] | 3606480029295 | 1512 | 1158192 | 205 | 120 | 59.9 |  |  |  | 28 | N | [12 empty] | SO1 | P1 | 3925908000 | [5 empty] | 220070 | [27 empty] | https://eref.se.com/be/nl/sis-tarif/product/ISM11950 | https://eref.se.com/be/fr/sis-tarif/product/ISM11950
Schneider Electric | Schneider Electric | 01022021 |  | Schneider Electric |  | SED | ISM11951 |  |  | 4.99 |  | 1 |  | 500 | Dichting deksel 70 alu | Goulotte 70 joint de couvercle alu |  | Joint cover piece f. front cover,alu met | [18 empty] | 1 | 3606480029301 | 0 |  | 4 | 2 | 2 | 7 | 0.028 | 23606480029305 | 500 | 2781 | 39.8 | 30 | 29.9 |  | 43606480029309 | 500 | 2710 | 40 | 30 | 30 | [10 empty] | 9 | N | [12 empty] | SO1 | P1 | 3925908000 | [5 empty] | 220070 | [8 empty] | OptiLine 70 - deksel dichting - PC/ABS - alu metallic | [18 empty] | https://eref.se.com/be/nl/sis-tarif/product/ISM11951 | https://eref.se.com/be/fr/sis-tarif/product/ISM11951
Schneider Electric | Schneider Electric | 01022021 |  | Schneider Electric |  | SED | ISM15003 |  |  | 5.13 |  | 1 |  | 1 | Adapter voor hartafstand 60 apparatuur | Goulotte 70 support appareil entraxe 60 |  | OPTILINE ADAPTOR F C.C WIRING | [18 empty] | 1 | 3606480029349 | 0 |  | 16 | 16 | 18 | 2 | 0.576 | [8 empty] | 125 | 2987 | 40 | 30 | 30 | [10 empty] | 6 | N | [12 empty] | SO1 | P1 | 3925902000 | [5 empty] | 220070 | [8 empty] | OptiLine 70 - adapter voor afstand 60 apparatuur | Goulotte 70 support appareillage entraxe 60 | [17 empty] | https://eref.se.com/be/nl/sis-tarif/product/ISM15003 | https://eref.se.com/be/fr/sis-tarif/product/ISM15003
Schneider Electric | Schneider Electric | 01022021 |  | Schneider Electric |  | SED | ISM15004 |  |  | 3.6 |  | 1 |  | 10 | Aansluitklem | Goulotte 70 répartiteur |  | TERMINAL BLOCK, PUSH-IN 16A 250V | [18 empty] | 10 | 3606480029356 | 0 |  | 2 | 1.8 | 1 | 0.9 | 1.62 |  | 10 | 24 | 7 | 4 | 1 |  |  | 500 | 1687 | 40 | 30 | 30 | [10 empty] | 9 | N | [12 empty] | SO1 | P1 | 8536699099 | [5 empty] | 220070 | [27 empty] | https://eref.se.com/be/nl/sis-tarif/product/ISM15004 | https://eref.se.com/be/fr/sis-tarif/product/ISM15004
Schneider Electric | Schneider Electric | 01022021 |  | Schneider Electric |  | SED | ISM15010 |  |  | 2.72 |  | 1 |  | 1 | Doos adapter voor 1x45 | Goulotte 70 boîte isolation 1 poste |  | BOX F. 1X ALTIRA/UNICA OR C/C 60 ADAPTOR | [18 empty] | 1 | 3606480029387 | 0 |  | 154 | 7 | 4 | 7 | 0.196 | [8 empty] | 50 | 1687 | 40 | 30 | 30 | [10 empty] | 6 | N | [12 empty] | SO1 | P1 | 3925902000 | [5 empty] | 220070 | [27 empty] | https://eref.se.com/be/nl/sis-tarif/product/ISM15010 | https://eref.se.com/be/fr/sis-tarif/product/ISM15010
Schneider Electric | Schneider Electric | 01022021 |  | Schneider Electric |  | SED | ISM15011 |  |  | 5.52 |  | 1 |  | 1 | Doos adapter voor 2x45 | Goulotte 70 boîte isolation 2 postes |  | OPTILINE BOX F 2X45 ALT.UNI AD | [18 empty] | 1 | 3606480029394 | 0 |  | 154 | 7 | 4 | 14 | 0.392 | [8 empty] | 50 | 2687 | 40 | 30 | 30 | [10 empty] | 9 | N | [12 empty] | SO1 | P1 | 3925902000 | [5 empty] | 220070 | [8 empty] | OptiLine 70 - installatiedoos - 2 modules | [18 empty] | https://eref.se.com/be/nl/sis-tarif/product/ISM15011 | https://eref.se.com/be/fr/sis-tarif/product/ISM15011
Schneider Electric | Schneider Electric | 01022021 |  | Schneider Electric |  | SED | ISM15100P |  |  | 3.16 |  | 1 |  | 1 | OPTILINE 70 ADAPTOR F 1X45 ALTIRA | GOULOTTE 70 ADAPT 45 1P VID BLANC POLAIR |  | OPTILINE 70 ADAPTOR F 1X45 ALTIRA POLAR | [18 empty] | 1 | 3606480682827 | 0 |  | 36 | 8 | 7 | 3 | 0.168 | [7 empty] | 43606480682825 | 70 | 3032 | 40 | 30 | 30 | [10 empty] | 6 | N | [12 empty] | SO1 | P1 | 3925902000 | [33 empty] | https://eref.se.com/be/nl/sis-tarif/product/ISM15100P | https://eref.se.com/be/fr/sis-tarif/product/ISM15100P
Schneider Electric | Schneider Electric | 01022021 |  | Schneider Electric |  | SED | ISM15101P |  |  | 4.61 |  | 1 |  | 1 | OPTILINE 70 ADAPTOR F 2X45 ALTIRA | GOULOTTE 70 ADAPT 45 2P VID BLANC POLAIR |  | OPTILINE 70 ADAPTOR F 2X45 ALTIRA POLAR | [18 empty] | 1 | 3606480682834 | 0 |  | 55 | 40 | 30 | 30 | 36 | [8 empty] | 50 | 3913 | 40 | 30 | 30 | [10 empty] | 6 | N | [12 empty] | SO1 | P1 | 3925902000 | [33 empty] | https://eref.se.com/be/nl/sis-tarif/product/ISM15101P | https://eref.se.com/be/fr/sis-tarif/product/ISM15101P
Schneider Electric | Schneider Electric | 01022021 |  | Schneider Electric |  | SED | ISM15102P |  |  | 7.8 |  | 1 |  | 1 | OPTILINE 70 ADAPTOR F 3X45 ALTIRA | GOULOTTE 70 ADAPT 45 3P VID BLANC POLAIR |  | OPTILINE 70 ADAPTOR F 3X45 ALTIRA POLAR | [18 empty] | 1 | 3606480682841 | 0 |  | 70 | 40 | 30 | 30 | 36 | [8 empty] | 40 | 3753 | 40 | 30 | 30 | [10 empty] | 6 | N | [12 empty] | SO1 | P1 | 3925902000 | [33 empty] | https://eref.se.com/be/nl/sis-tarif/product/ISM15102P | https://eref.se.com/be/fr/sis-tarif/product/ISM15102P
Schneider Electric | Schneider Electric | 01022021 |  | Schneider Electric |  | SED | ISM15120P |  |  | 13.59 |  | 1 |  | 1 | OPTILINE 70 KIT X1 ALTIRA SO PIN | GO 70 ADAPT 45 1P ALT STD PRISE BLC POL |  | OPTILINE 70 KIT X1 ALTIRA SO PIN POLAR W | [18 empty] | 1 | 3606480687051 | 0 |  | 68 | 8 | 7 | 4 | 0.224 | [7 empty] | 43606480687059 | 50 | 3894 | 40 | 30 | 30 | [10 empty] | 6 | N | [12 empty] | SO1 | P1 | 8536699099 | [33 empty] | https://eref.se.com/be/nl/sis-tarif/product/ISM15120P | https://eref.se.com/be/fr/sis-tarif/product/ISM15120P
Schneider Electric | Schneider Electric | 01022021 |  | Schneider Electric |  | SED | ISM15121P |  |  | 19.35 |  | 1 |  | 1 | OPTILINE 70 KIT X2 ALTIRA SO PIN | GO 70 ADAPT 45 2P ALT STD PRISE BLC POL |  | OPTILINE 70 KIT X2 ALTIRA SO PIN POLAR W | [18 empty] | 1 | 3606480687068 | 0 |  | 151 | 15 | 7 | 4 | 0.42 | [7 empty] | 43606480687066 | 35 | 5803 | 40 | 30 | 30 | [10 empty] | 6 | N | [12 empty] | SO1 | P1 | 8536699099 | [33 empty] | https://eref.se.com/be/nl/sis-tarif/product/ISM15121P | https://eref.se.com/be/fr/sis-tarif/product/ISM15121P
Schneider Electric | Schneider Electric | 01022021 |  | Schneider Electric |  | SED | ISM15122P |  |  | 27.47 |  | 1 |  | 1 | OPTILINE 70 KIT X3 ALTIRA SO PIN | GO 70 ADAPT 45 3P ALT STD PRISE BLC POL |  | OPTILINE 70 KIT X3 ALTIRA SO PIN POLAR W | [18 empty] | 1 | 3606480687075 | 0 |  | 192 | 40 | 30 | 30 | 36 | [8 empty] | 35 | 7608 | 40 | 30 | 30 | [10 empty] | 6 | N | [12 empty] | SO1 | P1 | 8536699099 | [33 empty] | https://eref.se.com/be/nl/sis-tarif/product/ISM15122P | https://eref.se.com/be/fr/sis-tarif/product/ISM15122P
Schneider Electric | Schneider Electric | 01022021 |  | Schneider Electric |  | SED | ISM15123P |  |  | 17.92 |  | 1 |  | 1 | OPTILINE 70 KIT X1 ALTIRA SO PIN RED | GO 70 ADAPT 45 1P ALT DET PRISE BLC POL |  | OPTILINE 70 KIT X1 ALTIRA SO PIN RED/POL | [18 empty] | 1 | 3606480687082 | 0 |  | 68 | 8.3 | 7.2 | 3.5 | 209.16 | [8 empty] | 50 | 4113 | 40 | 30 | 30 | [10 empty] | 9 | N | [12 empty] | SO1 | P1 | 8536699099 | [33 empty] | https://eref.se.com/be/nl/sis-tarif/product/ISM15123P | https://eref.se.com/be/fr/sis-tarif/product/ISM15123P
Schneider Electric | Schneider Electric | 01022021 |  | Schneider Electric |  | SED | ISM15124P |  |  | 24.6 |  | 1 |  | 1 | OPTILINE 70 KIT X2 ALTIRA SO PIN RED | GO 70 ADAPT 45 2P ALT DET PRISE BLC POL |  | OPTILINE 70 KIT X2 ALTIRA SO PIN RED/POL | [18 empty] | 1 | 3606480687099 | 0 |  | 152 | 15 | 7 | 5 | 0.525 | [7 empty] | 43606480687097 | 35 | 5822 | 40 | 30 | 30 | [10 empty] | 6 | N | [12 empty] | SO1 | P1 | 8536699099 | [33 empty] | https://eref.se.com/be/nl/sis-tarif/product/ISM15124P | https://eref.se.com/be/fr/sis-tarif/product/ISM15124P
Schneider Electric | Schneider Electric | 01022021 |  | Schneider Electric |  | SED | ISM15125P |  |  | 34.53 |  | 1 |  | 1 | OPTILINE 70 KIT X3 ALTIRA SO PIN RED | GO 70 ADAPT 45 3P ALT DET PRISE BLC POL |  | OPTILINE 70 KIT X3 ALTIRA SO PIN RED/POL | [18 empty] | 1 | 3606480687105 | 0 |  | 192 | 40 | 30 | 30 | 36 | [8 empty] | 35 | 7573 | 40 | 30 | 30 | [10 empty] | 9 | N | [12 empty] | SO1 | P1 | 8536699099 | [33 empty] | https://eref.se.com/be/nl/sis-tarif/product/ISM15125P | https://eref.se.com/be/fr/sis-tarif/product/ISM15125P
Schneider Electric | Schneider Electric | 01022021 |  | Schneider Electric |  | SED | ISM20100 |  |  | 288.18 |  | 1 |  | 1 | Vaste zuil enkelzijdig 2,7 alu | Colonne fixe 1 face 2,7 alu |  | Pole 1-s. tension mounted 2.7-3.1m anod | [18 empty] | 1 | 3606480029561 | 0 |  | 9000 | 262 | 17 | 13 | 57.902 | [23 empty] | 6 | N | [12 empty] | SO1 | P1 | 7616999099 | [5 empty] | 220070 | [8 empty] | OptiLine 45 - zuil - enkelzijdig - aluminum - 2700…3100 mm | [18 empty] | https://eref.se.com/be/nl/sis-tarif/product/ISM20100 | https://eref.se.com/be/fr/sis-tarif/product/ISM20100
Schneider Electric | Schneider Electric | 01022021 |  | Schneider Electric |  | SED | ISM20102 |  |  | 305.8 |  | 1 |  | 1 | Vaste zuil enkelzijdig 3,1 alu | Colonne fixe 1 face 3,1 alu |  | POLE 1-S. TENSION MOUNTED 3.1-3.5M ANOD | [18 empty] | 1 | 3606480029585 | 0 |  | 8480 | 9 | 350 | 7 | 22.05 | [15 empty] | 28 | 263000 | 200 | 120 | 65 |  |  |  | 6 | N | [12 empty] | SO1 | P1 | 7616999099 | [5 empty] | 220070 | [8 empty] | OptiLine 45 - zuil - enkelzijdig - aluminum - 3100…3500 mm | [18 empty] | https://eref.se.com/be/nl/sis-tarif/product/ISM20102 | https://eref.se.com/be/fr/sis-tarif/product/ISM20102
Schneider Electric | Schneider Electric | 01022021 |  | Schneider Electric |  | SED | ISM20104 |  |  | 332.78 |  | 1 |  | 1 | Vaste zuil enkelzijdig 3,5 alu | Colonne fixe 1 face 3,5 alu |  | POLE 1-S. TENSION MOUNTED 3.5-3.9M ANOD | [18 empty] | 1 | 3606480029608 | 0 |  | 8870 | 9 | 390 | 7 | 24.57 | [15 empty] | 28 | 287192 | 120 | 304 | 65 |  |  |  | 26 | N | [12 empty] | SO1 | P1 | 7616999099 | [5 empty] | 220070 | [8 empty] | OptiLine 45 - zuil - enkelzijdig - aluminum - 3500…3900 mm | [18 empty] | https://eref.se.com/be/nl/sis-tarif/product/ISM20104 | https://eref.se.com/be/fr/sis-tarif/product/ISM20104
Schneider Electric | Schneider Electric | 01022021 |  | Schneider Electric |  | SED | ISM20106 |  |  | 355.93 |  | 1 |  | 1 | Vaste zuil dubbelzijdig 2,7 alu | Colonne fixe 2 faces 2,7 alu |  | POLE 2-S. TENSION MOUNTED 2.7-3.1M ANOD | [18 empty] | 1 | 3606480029622 | 0 |  | 8800 | 224 | 17 | 14 | 53.312 | [23 empty] | 6 | N | [12 empty] | SO1 | P1 | 7616999099 | [5 empty] | 220070 | [8 empty] | OptiLine 45 - zuil - dubbelzijdig - aluminum - 2700…3100 mm | [18 empty] | https://eref.se.com/be/nl/sis-tarif/product/ISM20106 | https://eref.se.com/be/fr/sis-tarif/product/ISM20106
Schneider Electric | Schneider Electric | 01022021 |  | Schneider Electric |  | SED | ISM20108 |  |  | 373.66 |  | 1 |  | 1 | Vaste zuil dubbelzijdig 3,1 alu | Colonne fixe 2 faces 3,1 alu |  | POLE 2-S. TENSION MOUNTED 3.1-3.5M ANOD | [18 empty] | 1 | 3606480029646 | 0 |  | 12270 | 9 | 350 | 12 | 37.8 | [15 empty] | 28 | 262000 | 200 | 113 | 65 |  |  |  | 6 | N | [12 empty] | SO1 | P1 | 7616999099 | [5 empty] | 220070 | [8 empty] | OptiLine 45 - zuil - dubbelzijdig - aluminum - 3100…3500 mm | [18 empty] | https://eref.se.com/be/nl/sis-tarif/product/ISM20108 | https://eref.se.com/be/fr/sis-tarif/product/ISM20108
Schneider Electric | Schneider Electric | 01022021 |  | Schneider Electric |  | SED | ISM20110 |  |  | 394.75 |  | 1 |  | 1 | Vaste zuil dubbelzijdig 3,5 alu | Colonne fixe 2 faces 3,5 alu |  | POLE 2-S. TENSION MOUNTED 3.5-3.9M ANOD | [18 empty] | 1 | 3606480029660 | 0 |  | 13710 | 9 | 390 | 12 | 42.12 | [15 empty] | 28 | 351000 | 200 | 120 | 65 |  |  |  | 6 | N | [12 empty] | SO1 | P1 | 7616999099 | [5 empty] | 220070 | [8 empty] | OptiLine 45 - zuil - dubbelzijdig - aluminum - 3500…3900 mm | [18 empty] | https://eref.se.com/be/nl/sis-tarif/product/ISM20110 | https://eref.se.com/be/fr/sis-tarif/product/ISM20110
Schneider Electric | Schneider Electric | 01022021 |  | Schneider Electric |  | SED | ISM20112 |  |  | 397.67 |  | 1 |  | 1 | Verplaatsbare zuil enkelzijdig 2,45 alu | Colonne mobile 1 face 2,45 alu |  | POLE 1-SIDED MOVABLE 2.45 M ANODIZED | [18 empty] | 1 | 3606480029684 | 0 |  | 6150 | 9 | 245 | 7 | 15.435 | [15 empty] | 28 | 255000 | 200 | 120 | 65 |  |  |  | 6 | N | [12 empty] | SO1 | P1 | 7616999099 | [5 empty] | 220070 | [8 empty] | OptiLine 45 - zuil - enkelzijdig - aluminum - 2450 mm | [18 empty] | https://eref.se.com/be/nl/sis-tarif/product/ISM20112 | https://eref.se.com/be/fr/sis-tarif/product/ISM20112
Schneider Electric | Schneider Electric | 01022021 |  | Schneider Electric |  | SED | ISM20114 |  |  | 425.43 |  | 1 |  | 1 | Verplaatsbare zuil enkelzijdig 2,9 alu | Colonne mobile 1 face 2,9 alu |  | POLE 1-SIDED MOVABLE 2.9 M ANODIZED | [18 empty] | 1 | 3606480029707 | 0 |  | 7150 | 9 | 290 | 7 | 18.27 | [15 empty] | 28 | 268000 | 200 | 120 | 65 |  |  |  | 6 | N | [12 empty] | SO1 | P1 | 7616999099 | [5 empty] | 220070 | [8 empty] | OptiLine 45 - zuil - enkelzijdig - aluminum - 2900 mm | [18 empty] | https://eref.se.com/be/nl/sis-tarif/product/ISM20114 | https://eref.se.com/be/fr/sis-tarif/product/ISM20114
Schneider Electric | Schneider Electric | 01022021 |  | Schneider Electric |  | SED | ISM20116 |  |  | 457.95 |  | 1 |  | 1 | Verplaatsbare zuil dubbelzijdig 2,45 alu | Colonne mobile 2 faces 2,45 alu |  | POLE 2-SIDED MOVABLE 2.45 M ANODIZED | [18 empty] | 1 | 3606480029721 | 0 |  | 9590 | 9 | 245 | 12 | 26.46 | [15 empty] | 28 | 267000 | 200 | 120 | 65 |  |  |  | 7 | N | [12 empty] | SO1 | P1 | 7616999099 | [5 empty] | 220070 | [8 empty] | OptiLine 45 - zuil - dubbelzijdig - aluminum - 2450 mm | [18 empty] | https://eref.se.com/be/nl/sis-tarif/product/ISM20116 | https://eref.se.com/be/fr/sis-tarif/product/ISM20116
Schneider Electric | Schneider Electric | 01022021 |  | Schneider Electric |  | SED | ISM20118 |  |  | 489.81 |  | 1 |  | 1 | Verplaatsbare zuil dubbelzijdig 2,9 alu | Colonne mobile 2 faces 2,9 alu |  | POLE 2-SIDED MOVABLE 2.9 M ANODIZED | [18 empty] | 1 | 3606480029745 | 0 |  | 10000 | 301 | 17 | 14 | 71.638 | [23 empty] | 6 | N | [12 empty] | SO1 | P1 | 7616999099 | [5 empty] | 220070 | [8 empty] | OptiLine 45 - zuil - dubbelzijdig - aluminum - 2900 mm | [18 empty] | https://eref.se.com/be/nl/sis-tarif/product/ISM20118 | https://eref.se.com/be/fr/sis-tarif/product/ISM20118
Schneider Electric | Schneider Electric | 01022021 |  | Schneider Electric |  | SED | ISM20132 |  |  | 415.71 |  | 1 |  | 1 | VERPLAATSBARE ZUIL DUBBELZIJDIG 2,45 ALU | COLONNE MOBILE 2 FACES 2,15 ALU |  | Pole 2-sided movable 2.15 m anodized | [18 empty] | 1 | 3606480317323 | 0 |  | 8800 | 224 | 17 | 14 | 53.312 | [23 empty] | 6 | N | [12 empty] | SO1 | P1 | 7616999099 | [14 empty] | OptiLine 45 - service pole - leeg - tweezijdig - vrijstaand - naturel | OptiLine 45 - pôle de service - vide - deux côtés - fixation libre - naturel | [17 empty] | https://eref.se.com/be/nl/sis-tarif/product/ISM20132 | https://eref.se.com/be/fr/sis-tarif/product/ISM20132
Schneider Electric | Schneider Electric | 01022021 |  | Schneider Electric |  | SED | ISM20200 |  |  | 149.82 |  | 1 |  | 1 | Mini-zuil enkelzijdig alu | Colonnette 1 face 0,7 alu |  | POST 1 SIDED 07 M EMPTY, ANODIZED | [18 empty] | 1 | 3606480029769 | 0 |  | 2052 | 74 | 18 | 13 | 17.316 |  | 1 | 2155 | 72.9 | 16.1 | 13.1 | [8 empty] | 73606480029768 | 28 | 60440 | 80 | 120 | 92 |  |  |  | 6 | N | [12 empty] | SO1 | P1 | 7616999099 | [5 empty] | 220070 | [8 empty] | OptiLine 45 - mini-zuil - enkelzijdig - aluminium - 700 mm | [18 empty] | https://eref.se.com/be/nl/sis-tarif/product/ISM20200 | https://eref.se.com/be/fr/sis-tarif/product/ISM20200
Schneider Electric | Schneider Electric | 01022021 |  | Schneider Electric |  | SED | ISM20202 |  |  | 170.54 |  | 1 |  | 1 | Mini-zuil dubbelzijdig aluminium | Colonnette 2 faces 0,7 aluminium |  | EMPTY POST 2-SIDED 0.7M ANODIZED | [18 empty] | 1 | 3606480029783 | 0 |  | 2915 | 75 | 16 | 13 | 15.6 | [14 empty] | 73606480029782 | 28 | 93620 | 120 | 80 | 50 |  |  |  | 6 | N | [12 empty] | SO1 | P1 | 7616999099 | [5 empty] | 220070 | [8 empty] | OptiLine 45 - mini-zuil - dubbelzijdig - aluminium - 700 mm | [18 empty] | https://eref.se.com/be/nl/sis-tarif/product/ISM20202 | https://eref.se.com/be/fr/sis-tarif/product/ISM20202
Schneider Electric | Schneider Electric | 01022021 |  | Schneider Electric |  | SED | ISM20203P |  |  | 168.01 |  | 1 |  | 1 | Mini-zuil dubbelzijdig 0,7 wit RAL9003 | POTEL 2 FACES 0.7M BLANC POLAIRE |  | POST 2 SIDED 0.7 M EMPTY POLAR WHITE | [18 empty] | 1 | 3606480682292 | 0 |  | 2730 | 9 | 12 | 70 | 7.56 | [23 empty] | 19 | N | [12 empty] | SO1 | P1 | 7616999099 | [33 empty] | https://eref.se.com/be/nl/sis-tarif/product/ISM20203P | https://eref.se.com/be/fr/sis-tarif/product/ISM20203P
Schneider Electric | Schneider Electric | 01022021 |  | Schneider Electric |  | SED | ISM20210 |  |  | 99.14 |  | 1 |  | 1 | Mini-zuil enkelzijdig 0,43 m aluminium | Colonnette 1 face 0,43 m aluminium |  | Post 1-sided 0.43 m empty, anodized | [18 empty] | 1 | 3606480025532 | 0 |  | 1525 | 75 | 17 | 13 | 16.575 |  | 1 | 2155 | 72.9 | 16 | 13.1 | [8 empty] | 73606480025531 | 28 | 70540000000000 | 120 | 80 | 67.4 |  |  |  | 6 | N | [12 empty] | SO1 | P1 | 7616999099 | [14 empty] | OptiLine 45 - mini-zuil - enkelzijdig - aluminium - 450 mm | OptiLine 45 - colonnette 43 cm - 1 face - aluminium anodisé naturel | [17 empty] | https://eref.se.com/be/nl/sis-tarif/product/ISM20210 | https://eref.se.com/be/fr/sis-tarif/product/ISM20210
Schneider Electric | Schneider Electric | 01022021 |  | Schneider Electric |  | SED | ISM20212 |  |  | 115.45 |  | 1 |  | 1 | Mini-zuil dubbelzijdig 0,43 m aluminium | Colonnette 2 faces 0,43 m aluminium |  | POST 2 SIDED 0.43 M EMPTY, ANODIZED | [18 empty] | 1 | 3606480025556 | 0 |  | 2045 | 17 | 75 | 13 | 16.575 |  | 1 | 3142 | 72.9 | 16.1 | 13.1 | [8 empty] | 73606480025555 | 28 | 69260 | 80 | 120 | 80 |  |  |  | 6 | N | [12 empty] | SO1 | P1 | 7616999099 | [14 empty] | OptiLine 45 - mini-zuil - dubbelzijdig - aluminium - 450 mm | OptiLine 45 - colonnette 43 cm - 2 faces - aluminium anodisé naturel | [17 empty] | https://eref.se.com/be/nl/sis-tarif/product/ISM20212 | https://eref.se.com/be/fr/sis-tarif/product/ISM20212
Schneider Electric | Schneider Electric | 01022021 |  | Schneider Electric |  | SED | ISM20213P |  |  | 158.1 |  | 1 |  | 1 | Mini-zuil polar wit 2-zijdig 0,43m | Colonette blanc polaire 2 faces 0,43m |  | POST 2 SIDED 0.43M POLAR WHITE | [18 empty] | 1 | 3606480682339 | 0 |  | 2170 | 9 | 12 | 43 | 4.644 |  | 1 | 3152 | 12.7 | 70.2 | 15.6 | [9 empty] | 28 | 108256 | 67.4 | 120 | 80 |  |  |  | 10 | N | [12 empty] | SO1 | P1 | 7616999099 | [33 empty] | https://eref.se.com/be/nl/sis-tarif/product/ISM20213P | https://eref.se.com/be/fr/sis-tarif/product/ISM20213P
Schneider Electric | Schneider Electric | 01022021 |  | Schneider Electric |  | SED | ISM20352 |  |  | 571.07 |  | 1 |  | 1 | Wentelbare stekkerdoo 4 stopc+7RJ45 Cat6 | Boitier orientableable 8 PC et 7 RJ45 |  | TURNABLE BOX,8XPOWER,7XRJ45+1 UPLINK LAN | [18 empty] | 1 | 3606480029936 | 0 |  | 2208 | 13 | 9.2 | 69 | 8252.4 | [15 empty] | 15 | 73715 | 120 | 80 | 63 |  |  |  | 32 | N | [12 empty] | SO1 | P1 | 8536699099 | [5 empty] | 220070 | [9 empty] | Boitier de prises orientable 8 pc et 7 rj45 switch lan | [17 empty] | https://eref.se.com/be/nl/sis-tarif/product/ISM20352 | https://eref.se.com/be/fr/sis-tarif/product/ISM20352
Schneider Electric | Schneider Electric | 01022021 |  | Schneider Electric |  | SED | ISM20400 |  |  | 146.39 |  | 1 |  | 1 | Mini pop-up, leeg, 3 modules | Mini pop-up, vide, 3 modules |  | Pop-up box manual, empty, 3 modules | [18 empty] | 1 | 3606480317484 | 0 |  | 957 | 36 | 17 | 15 | 9.18 | [14 empty] | 73606480317483 | 24 | 40992 | 120 | 80 | 50 |  |  |  | 6 | N | [12 empty] | SO1 | P1 | 8536699099 | [14 empty] | OptiLine 45 - stekkerdoos pop-up - leeg - 3 modules - aluminium | OptiLine 45 - boîte de service - pop-up - 3 modules - vide | [17 empty] | https://eref.se.com/be/nl/sis-tarif/product/ISM20400 | https://eref.se.com/be/fr/sis-tarif/product/ISM20400
Schneider Electric | Schneider Electric | 01022021 |  | Schneider Electric |  | SED | ISM20401 |  |  | 178.37 |  | 1 |  | 1 | Mini pop-up, leeg, 4 modules | Mini pop-up, vide, 4 modules |  | Pop-up box manual, empty, 4 modules | [18 empty] | 1 | 3606480317491 | 0 |  | 1243 | 64 | 18 | 16 | 18.432 | [14 empty] | 73606480317490 | 24 | 41832 | 120 | 80 | 92 |  |  |  | 6 | N | [12 empty] | SO1 | P1 | 8536699099 | [14 empty] | OptiLine 45 - stekkerdoos pop-up - leeg - 4 modules - aluminium | OptiLine 45 - boîte de service - pop-up - 4 modules - vide | [17 empty] | https://eref.se.com/be/nl/sis-tarif/product/ISM20401 | https://eref.se.com/be/fr/sis-tarif/product/ISM20401
Schneider Electric | Schneider Electric | 01022021 |  | Schneider Electric |  | SED | ISM20431P |  |  | 68.9 |  | 1 |  | 1 | Optiline 45 doos met 5 stopcontacten 2P+ | Optiline 45 boîtier de 5 prises 2P+T |  | OL45 BOX PRE-W PIN-E 5X STAND. WIELAND | [18 empty] | 1 | 3606481280008 | 0 |  | 608 | 33 | 6 | 6 | 1.188 |  | 1 | 605 | 6.4 | 29 | 6.2 |  | 13606481280005 | 24 | 15844 | 60 | 40 | 30 | [10 empty] | 6 | N | [12 empty] | SO1 | P1 | 8536699099
Schneider Electric | Schneider Electric | 01022021 |  | Schneider Electric |  | SED | ISM20432 |  |  | 120.15 |  | 1 |  | 1 | Stekkerdoos met 4 stopc + automaat 30ma | BOITIER 4PC INTERRUPTEUR DISJONCT |  | DESK BOX CONF. X STAND.POWER,SWITCH,MCB | [18 empty] | 1 | 3606480273988 | 0 |  | 905 | 42.5 | 6 | 8.5 | 2167.5 | [7 empty] | 43606480273986 | 16 | 15246 | 60 | 40 | 30 | [10 empty] | 6 | N | [12 empty] | SO1 | P1 | 8536699099 | [14 empty] | OptiLine 45 - stekkerdoos 4 stopcontacten + automaat 30 mA | OptiLine 45 - boîte de service - base - prise à 4 x broches terre/RCD - précâblé | [17 empty] | https://eref.se.com/be/nl/sis-tarif/product/ISM20432 | https://eref.se.com/be/fr/sis-tarif/product/ISM20432
Schneider Electric | Schneider Electric | 01022021 |  | Schneider Electric |  | SED | ISM20800 |  |  | 151.14 |  | 1 |  | 1 | OPTILINE FEEDER PROFIEL GEANOD ALU 3200 | Colonne alim cylindrique alu diametre 52 |  | OPTILINE CEIL CABL FEED 3,2M A | [18 empty] | 1 | 3303431010387 | 0 |  | 5000 | 319 | 6.7 | 6.2 | 13251.26 | [15 empty] | 30 | 165000 | 200 | 122 | 20.5 |  |  |  | 18 | N | [12 empty] | SO1 | P1 | 7616999099 | [5 empty] | 220070 | [8 empty] | OptiLine 45 OptiLine 70 - kabelzuil - natuurlijk | Colonne alimentation cylindrique alu diametre 52 | [17 empty] | https://eref.se.com/be/nl/sis-tarif/product/ISM20800 | https://eref.se.com/be/fr/sis-tarif/product/ISM20800
Schneider Electric | Schneider Electric | 01022021 |  | Schneider Electric |  | SED | ISM20802 |  |  | 19.61 |  | 1 |  | 1 | OPTILINE FEEDER TAFELDOORVOER GRIJS | Manchon jonction colonne-bureau gris |  | Desk lead-through grey | [18 empty] | 1 | 3606480030529 | 0 |  | 155 | 7 | 7 | 7 | 0.343 | [7 empty] | 43606480030527 | 25 | 4362 | 40 | 30 | 30 | [10 empty] | 6 | N | [12 empty] | SO1 | P1 | 7616999099 | [5 empty] | 220070 | [8 empty] | OptiLine 45 OptiLine 70 - basis voor plafondzuiltoevoer - grijs | [18 empty] | https://eref.se.com/be/nl/sis-tarif/product/ISM20802 | https://eref.se.com/be/fr/sis-tarif/product/ISM20802
Schneider Electric | Schneider Electric | 01022021 |  | Schneider Electric |  | SED | ISM20804 |  |  | 17.34 |  | 1 |  | 1 | OPTILINE ADAPTER SLANG GRIJS | Manchon adaptateur colonne-flexible gris |  | OPTILINE FEEDER ADAPTOR, GREY | [18 empty] | 1 | 3606480030543 | 0 |  | 88 | 3 | 6 | 6 | 0.108 | [8 empty] | 100 | 3587 | 40 | 30 | 30 | [10 empty] | 6 | N | [12 empty] | SO1 | P1 | 7616999099 | [5 empty] | 220070 | [8 empty] | OptiLine 45 OptiLine 70 - adapter - grijs | [18 empty] | https://eref.se.com/be/nl/sis-tarif/product/ISM20804 | https://eref.se.com/be/fr/sis-tarif/product/ISM20804
Schneider Electric | Schneider Electric | 01022021 |  | Schneider Electric |  | SED | ISM20806 |  |  | 23.81 |  | 1 |  | 2 | OPTILINE FLEXIBELE SLANG 55 MM GRIJS | Conduit flexible colonne gris |  | OPTILINE FLEX CONDUIT 2M GREY | [18 empty] | 2 | 3606480030567 | 0 |  | 538 | 39 | 46 | 12.5 | 22425 |  | 2 | 535 | 39 | 45 | 10.5 |  |  | 3 | 2866 | 60 | 40 | 30 |  |  | 36 | 46392 | 120 | 80 | 80 |  |  |  | 22 | N | [12 empty] | SO1 | P1 | 3917400099 | [5 empty] | 220070 | [8 empty] | OptiLine 45 OptiLine 70 - flexibele leiding - alu metallic | [18 empty] | https://eref.se.com/be/nl/sis-tarif/product/ISM20806 | https://eref.se.com/be/fr/sis-tarif/product/ISM20806
Schneider Electric | Schneider Electric | 01022021 |  | Schneider Electric |  | SED | ISM20807 |  |  | 18 |  | 1 |  | 2 | FLEXIBLE CONDUIT, 2M, WHITE | CONDUIT FLEX COL MOB BL |  | FLEXIBLE CONDUIT, 2M, WHITE | [18 empty] | 2 | 3606480030574 | 0 |  | 190 | 100 | 5.5 | 2.7 | 1485 |  | 2 | 380 | 36 | 40 | 6 | [8 empty] | 3606480030574 | 60 | 43940 | 120 | 95 | 80 |  |  |  | 18 | N | [12 empty] | SO1 | P1 | 3917400099 | [14 empty] | OptiLine 45 OptiLine 70 - flexibele leiding - wit | [18 empty] | https://eref.se.com/be/nl/sis-tarif/product/ISM20807 | https://eref.se.com/be/fr/sis-tarif/product/ISM20807
Schneider Electric | Schneider Electric | 01022021 |  | Schneider Electric |  | SED | ISM20808 |  |  | 129.53 |  | 1 |  | 1 | OPTILINE ZWARE VOET ROND GRIJS | Pied rond colonne mobile |  | OPTILINE ROUND FOOT GREY | [18 empty] | 1 | 3606480030581 | 0 |  | 11400 | 32 | 32 | 3 | 3.072 | [15 empty] | 62 | 681724000000 | 12 | 8 | 8 |  |  |  | 2 | Y | [12 empty] | SO1 | P1 | 7325100099 | [5 empty] | 220070 | [27 empty] | https://eref.se.com/be/nl/sis-tarif/product/ISM20808 | https://eref.se.com/be/fr/sis-tarif/product/ISM20808
Schneider Electric | Schneider Electric | 01022021 |  | Schneider Electric |  | SED | ISM20809 |  |  | 167.45 |  | 1 |  | 1 | OPTILINER ZWARE VOET VIERKANT GRIJS | Pied rectangulaire colonne mobile |  | FOOT RECT. FOR 1 SIDED MOVABLE POLE | [18 empty] | 1 | 3606480030598 | 0 |  | 10729 | 36 | 34 | 5 | 6.12 | [14 empty] | 73606480030597 | 49 | 668600 | 120 | 80 | 80 |  |  |  | 18 | N | [12 empty] | SO1 | P1 | 7325100099 | [5 empty] | 220070 | [27 empty] | https://eref.se.com/be/nl/sis-tarif/product/ISM20809 | https://eref.se.com/be/fr/sis-tarif/product/ISM20809
Schneider Electric | Schneider Electric | 01022021 |  | Schneider Electric |  | SED | ISM20810P |  |  | 4.22 |  | 1 |  | 1 | PLAFONDDOORVOER WIT VOOR ZUIL ENKEL | JOINT PLAF COL VER 1 FACE OL45 BLANC POL |  | OPTILINE 45 1 SIDED CEILING FRAME POLAR | [18 empty] | 1 | 3606480682193 | 0 |  | 9 | 13 | 11 | 0 | 0 | [8 empty] | 100 | 1755 | 40 | 30 | 15 | [10 empty] | 6 | N | [12 empty] | SO1 | P1 | 3925908000 | [33 empty] | https://eref.se.com/be/nl/sis-tarif/product/ISM20810P | https://eref.se.com/be/fr/sis-tarif/product/ISM20810P
Schneider Electric | Schneider Electric | 01022021 |  | Schneider Electric |  | SED | ISM20812P |  |  | 21.17 |  | 1 |  | 1 | Plafonddoorvoer flexible slang | Pot fixation flexible dans faux plafond |  | Ceil.frame w clamps flexcond Polar white | [18 empty] | 1 | 3606480682216 | 0 |  | 145 | 16 | 16 | 10 | 2.56 |  | 1 | 150 | 16 | 8 | 10.5 |  | 43606480682214 | 10 | 1960 | 40 | 30 | 30 |  |  | 240 | 50188000 | 105 | 120 | 80 |  |  |  | 2 | Y | [12 empty] | SO1 | P1 | 3925908000 | [33 empty] | https://eref.se.com/be/nl/sis-tarif/product/ISM20812P | https://eref.se.com/be/fr/sis-tarif/product/ISM20812P
Schneider Electric | Schneider Electric | 01022021 |  | Schneider Electric |  | SED | ISM20813 |  |  | 23.37 |  | 1 |  | 1 | OPTILINE KABELGOOTBEVESTIGING WIT | Fixation flexible à chemin de câbles |  | OPTILINE CABLE TRAY FIXING WHI | [18 empty] | 1 | 3606480030635 | 0 |  | 147 | 11 | 7 | 4 | 0.308 | [7 empty] | 43606480030633 | 50 | 7837 | 40 | 30 | 30 | [10 empty] | 18 | N | [12 empty] | SO1 | P1 | 7326909890 | [5 empty] | 220070 | [8 empty] | OptiLine 45 OptiLine 70 - plafondbevestiging - wit | [18 empty] | https://eref.se.com/be/nl/sis-tarif/product/ISM20813 | https://eref.se.com/be/fr/sis-tarif/product/ISM20813
Schneider Electric | Schneider Electric | 01022021 |  | Schneider Electric |  | SED | ISM20814 |  |  | 44.94 |  | 1 |  | 30 | Bevestigingstoebhoren | Fixation flexible à chemin de câbles |  | CABLE TRAY FIXING HEIGHT ADJUSTABLE | [18 empty] | 1 | 3606480030642 | 0 |  | 365 | 12 | 5 | 7.5 | 450 |  | 30 | 5980 | 29.9 | 39.8 | 30 |  |  | 50 | 101380 | 40 | 30 | 30 |  |  | 240 | 1196 | 120 | 75 | 80 |  |  |  | 37 | N | [12 empty] | SO1 | P1 | 7616999099 | [5 empty] | 220070 | [8 empty] | OptiLine 45 OptiLine 70 - plafondbevestiging - wit | [18 empty] | https://eref.se.com/be/nl/sis-tarif/product/ISM20814 | https://eref.se.com/be/fr/sis-tarif/product/ISM20814
Schneider Electric | Schneider Electric | 01022021 |  | Schneider Electric |  | SED | ISM20815 |  |  | 41.26 |  | 1 |  | 1 | OPTILINE RAILKOKERBEVESTIGING WIT | Fixation flexible à Canalis |  | OPTILINE BUSBAR FIXING | [18 empty] | 1 | 3606480030659 | 0 |  | 256 | 7 | 9 | 12.5 | 787.5 | [8 empty] | 30 | 8167 | 40 | 30 | 30 | [10 empty] | 16 | N | [12 empty] | SO1 | P1 | 7326909890 | [5 empty] | 220070 | [8 empty] | OptiLine 45 OptiLine 70 - plafondbevestiging - wit | Fixation flexible a canalisation prefabriquee | [17 empty] | https://eref.se.com/be/nl/sis-tarif/product/ISM20815 | https://eref.se.com/be/fr/sis-tarif/product/ISM20815
Schneider Electric | Schneider Electric | 01022021 |  | Schneider Electric |  | SED | ISM20816 |  |  | 19.04 |  | 1 |  | 1 | OPTILINE PLAFONDBEV FLEXIBLE SLANG | Fixation flexible a faux plafond |  | OPTILINE CEILING FIXING, WHITE | [18 empty] | 1 | 3606480030666 | 0 |  | 120 | 16 | 9 | 2 | 0.288 | [7 empty] | 43606480030664 | 30 | 4087 | 40 | 30 | 30 | [10 empty] | 6 | N | [12 empty] | SO1 | P1 | 7616999099 | [5 empty] | 220070 | [8 empty] | OptiLine 45 OptiLine 70 - plafondbevestiging - wit | [18 empty] | https://eref.se.com/be/nl/sis-tarif/product/ISM20816 | https://eref.se.com/be/fr/sis-tarif/product/ISM20816
Schneider Electric | Schneider Electric | 01022021 |  | Schneider Electric |  | SED | ISM20817 |  |  | 12.69 |  | 1 |  | 14 | VLOERDREMPEL 3 COMP 18X75 PVC L=2 GRIJS | Passage de plancher 18x75 |  | FLOOR FEEDER PROFILE 3 COMP. 18X75 | [18 empty] | 14 | 3606480030673 | 0 |  | 1000 | 2 | 85 | 200 | 34000 |  | 14 | 14800 | 203 | 21 | 9 | [9 empty] | 224 | 261800 | 200 | 120 | 64 |  |  |  | 7 | N | [12 empty] | SO1 | P1 | 3925908000 | [5 empty] | 220070 | [27 empty] | https://eref.se.com/be/nl/sis-tarif/product/ISM20817 | https://eref.se.com/be/fr/sis-tarif/product/ISM20817
Schneider Electric | Schneider Electric | 01022021 |  | Schneider Electric |  | SED | ISM20818 |  |  | 2.69 |  | 1 |  | 300 | KOPPELSTUK VLOERDREMPEL PVC GRIJS | Joint couvercle pour passage de plancher |  | Floor feeder jointing piece | [18 empty] | 10 | 3606480030680 | 0 |  | 12 | 13 | 9 | 6 | 0.702 |  | 10 | 130 | 1.2 | 0.86 | 0.55 |  | 43606480030688 | 300 | 4087 | 40 | 30 | 30 | [10 empty] | 10 | N | [12 empty] | SO1 | P1 | 3925908000 | [5 empty] | 220070 | [8 empty] | OptiLine 45 - verbindingsstuk voor vloergoot - grijs | [18 empty] | https://eref.se.com/be/nl/sis-tarif/product/ISM20818 | https://eref.se.com/be/fr/sis-tarif/product/ISM20818
Schneider Electric | Schneider Electric | 01022021 |  | Schneider Electric |  | SED | ISM20819 |  |  | 3.76 |  | 1 |  | 10 | HOEKSTUK 90 VOOR KABELDREMPEL GRIJS | Angle plat pour passage de plancher |  | Corner feeder piece for 18x75 feeder | [18 empty] | 10 | 3606480030697 | 0 |  | 28 | 12 | 12 | 2 | 0.288 | 13606480030694 | 10 | 374 | 17.8 | 12.5 | 8.8 |  | 23606480030691 | 160 | 6470 | 40 | 30 | 30 |  |  | 2560 | 119150 | 120 | 80 | 80 |  |  |  | 10 | N | [12 empty] | SO1 | P1 | 3925908000 | [5 empty] | 220070 | [8 empty] | OptiLine 45 - hoekstuk voot vloergoot - grijs | [18 empty] | https://eref.se.com/be/nl/sis-tarif/product/ISM20819 | https://eref.se.com/be/fr/sis-tarif/product/ISM20819
Schneider Electric | Schneider Electric | 01022021 |  | Schneider Electric |  | SED | ISM20820 |  |  | 30.8 |  | 1 |  | 1 | VOET BUREAUZUIL ENKEL M OPENING KABELDR | Pied colonnet 1 face vers pass plancher |  | FLOOR FIXING, 1-SIDED POLE/POST, W. SLOT | [18 empty] | 1 | 3303431010950 | 0 |  | 210 | 12.6 | 10.4 | 3.8 | 497.952 | [8 empty] | 50 | 10987 | 40 | 30 | 30 | [10 empty] | 6 | N | [12 empty] | SO1 | P1 | 7616999099 | [5 empty] | 220070 | [8 empty] | OptiLine 45 - vloerbevestiging met opening voor vloergoot -enkelzijdig mini-zuil | Pied colonnette 1 face pour passage de plancher | [17 empty] | https://eref.se.com/be/nl/sis-tarif/product/ISM20820 | https://eref.se.com/be/fr/sis-tarif/product/ISM20820
Schneider Electric | Schneider Electric | 01022021 |  | Schneider Electric |  | SED | ISM20821 |  |  | 38.08 |  | 1 |  | 1 | VOET BUREAUZUIL DUBBEL M OPENING KABELDR | Pied colonnet 2 faces vers pass plancher |  | Floor fixing, 2-sided pole/post, w. slot | [18 empty] | 1 | 3606480030710 | 0 |  | 261 | 16 | 12 | 4 | 0.768 | [7 empty] | 43606480030718 | 30 | 8317 | 40 | 30 | 30 | [10 empty] | 6 | N | [12 empty] | SO1 | P1 | 7616999099 | [5 empty] | 220070 | [8 empty] | OptiLine 45 - vloerbevestiging met opening voor vloergoot-dubbelzijdig mini-zuil | Pied colonnette 2 faces pour passage de plancher | [17 empty] | https://eref.se.com/be/nl/sis-tarif/product/ISM20821 | https://eref.se.com/be/fr/sis-tarif/product/ISM20821
Schneider Electric | Schneider Electric | 01022021 |  | Schneider Electric |  | SED | ISM20822 |  |  | 12.1 |  | 1 |  | 5 | DECORATIESTRIP VOOR ZIJPROFIEL GRIJS 1M | Jonc déco gris 1m |  | DECORATIVE STRIPE, 1 M, GREY | [18 empty] | 1 | 3606480030727 | 1 |  | 12 | 0.3 | 100 | 0.1 | 3 |  | 5 | 52 | 13 | 13 | 3 |  |  | 20 | 1527 | 40 | 30 | 30 | [10 empty] | 16 | N | [12 empty] | SO1 | P1 | 4016999790 | [5 empty] | 220070 | [27 empty] | https://eref.se.com/be/nl/sis-tarif/product/ISM20822 | https://eref.se.com/be/fr/sis-tarif/product/ISM20822
Schneider Electric | Schneider Electric | 01022021 |  | Schneider Electric |  | SED | ISM20824 |  |  | 12.1 |  | 1 |  | 5 | DECORATIESTRIP VOOR ZIJPROFIEL ORANJE 1M | JONC DECO ORANGE 1M |  | DECORATIVE STRIPE, 1 M, ORANGE | [18 empty] | 1 | 3606480030741 | 1 |  | 12 | 0.3 | 100 | 0.1 | 3 |  | 5 | 54 | 25 | 16 | 2 |  |  | 20 | 1567 | 40 | 30 | 30 | [10 empty] | 16 | N | [12 empty] | SO1 | P1 | 3926909790 | [5 empty] | 220070 | [27 empty] | https://eref.se.com/be/nl/sis-tarif/product/ISM20824 | https://eref.se.com/be/fr/sis-tarif/product/ISM20824
Schneider Electric | Schneider Electric | 01022021 |  | Schneider Electric |  | SED | ISM20825 |  |  | 4.58 |  | 1 |  | 10 | Scheiding stuk zwak- en sterkstroom | Cloison separation colonne et colonnette |  | PARTITION PROFILE FOR POLES AND POSTS | [18 empty] | 10 | 3303431011032 | 0 |  | 75 | 49.8 | 5.1 | 3 | 761.94 |  | 10 | 1125 | 53.5 | 22.3 | 33 |  |  | 10 | 2377 | 60 | 40 | 30 | [10 empty] | 9 | N | [12 empty] | SO1 | P1 | 3925908000 | [5 empty] | 220070 | [8 empty] | OptiLine 45 - partitioneringsprofiel voor zuilen - wit | [18 empty] | https://eref.se.com/be/nl/sis-tarif/product/ISM20825 | https://eref.se.com/be/fr/sis-tarif/product/ISM20825
Schneider Electric | Schneider Electric | 01022021 |  | Schneider Electric |  | SED | ISM20827 |  |  | 32.27 |  | 1 |  | 1 | Verbindingsblok kabelgoot vloergel grij | Deriv pass plancher depuis goulotte gris |  | Floor feeder adaptor alu metallic | [18 empty] | 1 | 3606480030772 | 0 |  | 53 | 7 | 10 | 6 | 0.42 | [8 empty] | 50 | 3187 | 40 | 30 | 30 | [10 empty] | 6 | N | [12 empty] | SO1 | P1 | 3925908000 | [5 empty] | 220070 | [8 empty] | OptiLine 45 - Adapter voor wandgoot naar vloergoot - alu metallic | Derivation passage plancher depuis goulotte gris | [17 empty] | https://eref.se.com/be/nl/sis-tarif/product/ISM20827 | https://eref.se.com/be/fr/sis-tarif/product/ISM20827
Schneider Electric | Schneider Electric | 01022021 |  | Schneider Electric |  | SED | ISM20857 |  |  | 73.13 |  | 1 |  | 8 | OL50 KABELDREMPEL 18X75 GEANOD | PASSAGE DE PLANCHER ALU |  | FLOOR FEEDER 3 COMPARTMENTS 18X75 ANODIZ | [18 empty] | 1 | 3606480027536 | 0 |  | 1560 | 200 | 7.5 | 1.8 | 2700 |  | 8 | 12480 | 203 | 15 | 5 | [9 empty] | 224 | 349440 | 203 | 12 | 36 |  |  |  | 2 | Y | [12 empty] | SO1 | P1 | 7616999099 | [14 empty] | OptiLine 50 - vloervoeding met kap en vloerbevestigingselement - 18x75 | OptiLine 50 - alimentation au sol avec capot et élément fixation au sol - 18x75 | [17 empty] | https://eref.se.com/be/nl/sis-tarif/product/ISM20857 | https://eref.se.com/be/fr/sis-tarif/product/ISM20857
Schneider Electric | Schneider Electric | 01022021 |  | Schneider Electric |  | SED | ISM50320 |  |  | 10.52 |  | 1 |  | 1 | BOUWDOOS VIERKANT | Boite encastrement plastique carrée |  | OPTILINE SCREEDED BOX SQUARE | [18 empty] | 1 | 3606480030789 | 0 |  | 648 | 23 | 23 | 10 | 5.29 | [14 empty] | 73606480030788 | 150 | 109200 | 120 | 80 | 112 |  |  |  | 6 | N | [12 empty] | SO1 | P1 | 3925902000 | [5 empty] | 220070 | [8 empty] | OptiLine 45 - vloerdoos voor inbouw - zonder modules | [18 empty] | https://eref.se.com/be/nl/sis-tarif/product/ISM50320 | https://eref.se.com/be/fr/sis-tarif/product/ISM50320
Schneider Electric | Schneider Electric | 01022021 |  | Schneider Electric |  | SED | ISM50330 |  |  | 11.16 |  | 1 |  | 14 | BOUWDOOS RECHTHOEKIG | Boite encastrement plastique rectang |  | Screeded floor box, plastic, rectangular | [18 empty] | 14 | 3606480030819 | 0 |  | 274 | 27 | 10 | 18 | 4.86 | [15 empty] | 120 | 112800 | 80 | 120 | 80 |  |  |  | 18 | N | [12 empty] | SO1 | P1 | 3925908000 | [5 empty] | 220070 | [8 empty] | OptiLine 45 - vloerdoos voor inbouw - zonder modules | Boite encastrement plastique rectangulaire | [17 empty] | https://eref.se.com/be/nl/sis-tarif/product/ISM50330 | https://eref.se.com/be/fr/sis-tarif/product/ISM50330
Schneider Electric | Schneider Electric | 01022021 |  | Schneider Electric |  | SED | ISM50520 |  |  | 22.55 |  | 1 |  | 5 | Vloerdeksel vierkant | Trappe de sol carree |  | OPTILINE FL ACCESS BOX, SQUARE | [18 empty] | 1 | 3606480030888 | 0 |  | 778 | 0 | 0 | 0 | 0 |  | 5 | 5166 | 30 | 39.8 | 299 |  |  | 5 | 5166 | 0 | 0 | 0.3 |  |  | 40 | 53328 | 0 | 0.01 | 0.08 |  |  |  | 6 | N | [12 empty] | SO1 | P1 | 3926909790 | [5 empty] | 220070 | [8 empty] | OptiLine 45 - vloertoegangsdoos - vierkant | [18 empty] | https://eref.se.com/be/nl/sis-tarif/product/ISM50520 | https://eref.se.com/be/fr/sis-tarif/product/ISM50520
Schneider Electric | Schneider Electric | 01022021 |  | Schneider Electric |  | SED | ISM50530 |  |  | 22.87 |  | 1 |  | 1 | Vloerdeksel rechthoekig | Trappe de sol rectangulaire |  | FLOOR ACCESS BOX WITH LID RECT. | [18 empty] | 1 | 3303431004959 | 0 |  | 1343 | 29 | 21.5 | 8.5 | 5299.75 | [7 empty] | 43606480030909 | 4 | 5859 | 40 | 30 | 30 | [10 empty] | 6 | N | [12 empty] | SO1 | P1 | 3926909790 | [5 empty] | 220070 | [8 empty] | OptiLine 45 - vloertoegangsdoos - rechthoekig | [18 empty] | https://eref.se.com/be/nl/sis-tarif/product/ISM50530 | https://eref.se.com/be/fr/sis-tarif/product/ISM50530
Schneider Electric | Schneider Electric | 01022021 |  | Schneider Electric |  | SED | ISM50624 |  |  | 80.55 |  | 1 |  | 1 | OPTILINE VLOERDOOS 4 MODULEN | Boîte de sol avec couverc 4 modules |  | OPTILINE FLOORBOX 4 MOD ALTIRA | [18 empty] | 1 | 3606480030932 | 0 |  | 1079 | 22 | 21 | 9 | 4.158 | [14 empty] | 73606480030931 | 150 | 173850 | 120 | 80 | 112 |  |  |  | 6 | N | [12 empty] | SO1 | P1 | 3925902000 | [5 empty] | 220070 | [8 empty] | OptiLine 45 - Altira vloerdoos - 4 modules | [18 empty] | https://eref.se.com/be/nl/sis-tarif/product/ISM50624 | https://eref.se.com/be/fr/sis-tarif/product/ISM50624
Schneider Electric | Schneider Electric | 01022021 |  | Schneider Electric |  | SED | ISM50636 |  |  | 97.79 |  | 1 |  | 1 | OPTILINE VLOERDOOS 6 MODULEN | Boîte de sol avec couverc 6 modules |  | OPTILINE FLOORBOX 6 MOD ALTIRA | [18 empty] | 1 | 3606480030949 | 0 |  | 1514 | 29 | 22 | 9 | 5.742 | [14 empty] | 73606480030948 | 120 | 193680 | 120 | 80 | 80 |  |  |  | 6 | N | [12 empty] | SO1 | P1 | 3925902000 | [5 empty] | 220070 | [8 empty] | OptiLine 45 - Altira vloerdoos - 6 modules | [18 empty] | https://eref.se.com/be/nl/sis-tarif/product/ISM50636 | https://eref.se.com/be/fr/sis-tarif/product/ISM50636
Schneider Electric | Schneider Electric | 01022021 |  | Schneider Electric |  | SED | ISM50638 |  |  | 115.07 |  | 1 |  | 148 | OPTILINE VLOERDOOS 8 MODULEN | Boîte de sol avec couverc 8 modules |  | OPTILINE FLOORBOX 8 MOD ALTIRA | [18 empty] | 1 | 3606480030956 | 0 |  | 1525 | 30 | 22 | 9 | 5.94 |  | 148 | 239624 | 0.1 | 0.1 | 0.1 | [8 empty] | 73606480030955 | 120 | 195000 | 120 | 80 | 92 |  |  |  | 6 | N | [12 empty] | SO1 | P1 | 3925902000 | [5 empty] | 220070 | [8 empty] | OptiLine 45 - Altira vloerdoos - 8 modules | [18 empty] | https://eref.se.com/be/nl/sis-tarif/product/ISM50638 | https://eref.se.com/be/fr/sis-tarif/product/ISM50638
Schneider Electric | Schneider Electric | 01022021 |  | Schneider Electric |  | SED | ISM50800 |  |  | 2.1 |  | 1 |  | 10 | BESCHERMKAP KORT TBV OUTLETS | Boîtier 2 modules |  | Base box, 2 single/1 double outl. 10 pcs | [18 empty] | 1 | 3606480030963 | 0 |  | 24 | 13 | 6 | 2 | 0.156 | 13606480030960 | 10 | 240 | 31 | 24 | 5 |  | 43606480030961 | 120 | 3356 | 40 | 30 | 30 | [10 empty] | 6 | N | [12 empty] | SO1 | P1 | 3926909790 | [5 empty] | 220070 | [27 empty] | https://eref.se.com/be/nl/sis-tarif/product/ISM50800 | https://eref.se.com/be/fr/sis-tarif/product/ISM50800
Schneider Electric | Schneider Electric | 01022021 |  | Schneider Electric |  | SED | ISM50801 |  |  | 2.21 |  | 1 |  | 10 | BESCHERMKAP LANG TBV OUTLETS | Boîtier 4 modules |  | Base box, 4 single/2 double outl. 10 pcs | [18 empty] | 10 | 3606480030970 | 0 |  | 35.91 | 6 | 20 | 2 | 0.24 |  | 10 | 372 | 22 | 21 | 6 |  |  | 70 | 3091 | 40 | 30 | 30 | [10 empty] | 6 | N | [12 empty] | SO1 | P1 | 3926909790 | [5 empty] | 220070 | [27 empty] | https://eref.se.com/be/nl/sis-tarif/product/ISM50801 | https://eref.se.com/be/fr/sis-tarif/product/ISM50801
Schneider Electric | Schneider Electric | 01022021 |  | Schneider Electric |  | SED | ISM50807 |  |  | 8.91 |  | 1 |  | 1 | INLEGPLAAT LINOLEUM VIERKANT | Plaque de garniture carree linoleum |  | INLEGPLAAT LINOLEUM VIERKANT | [18 empty] | 1 | 3303431005963 | 0 |  | 133 | 17 | 14 | 0.1 | 23.8 | [7 empty] | 43606480031005 | 100 | 13787 | 40 | 30 | 30 | [10 empty] | 6 | N | [12 empty] | SO1 | P1 | 5904100000 | [5 empty] | 220070 | [27 empty] | https://eref.se.com/be/nl/sis-tarif/product/ISM50807 | https://eref.se.com/be/fr/sis-tarif/product/ISM50807
Schneider Electric | Schneider Electric | 01022021 |  | Schneider Electric |  | SED | ISM50808 |  |  | 9.39 |  | 1 |  | 1 | INLEGPLAAT LINOLEU RECHTHOEKIG | Plaque de garniture rect linoleum |  | INLEGPLAAT LINOLEU RECHTHOEKIG | [18 empty] | 1 | 3303431005970 | 0 |  | 179 | 24.5 | 14 | 0.6 | 205.8 | [7 empty] | 43606480031012 | 50 | 9437 | 40 | 30 | 30 | [10 empty] | 6 | N | [12 empty] | SO1 | P1 | 5904100000 | [5 empty] | 220070 | [27 empty] | https://eref.se.com/be/nl/sis-tarif/product/ISM50808 | https://eref.se.com/be/fr/sis-tarif/product/ISM50808
Schneider Electric | Schneider Electric | 01022021 |  | Schneider Electric |  | SED | ISM50809N |  |  | 2.95 |  | 1 |  | 6 | ALTIRA MONTAGEFRAME | CADRE SUPPORT D'APPAREILLAGE |  | Mounting frame 2xsingle/1xdouble Altira | [18 empty] | 6 | 3606480934063 | 0 |  | 41 | 20 | 13 | 7 | 1.82 |  | 6 | 247 | 2 | 1.32 | 0.65 |  | 23606480934067 | 60 | 3603 | 40 | 30 | 30 | [10 empty] | 6 | N | [12 empty] | SO1 | P1 | 3925902000 | [33 empty] | https://eref.se.com/be/nl/sis-tarif/product/ISM50809N | https://eref.se.com/be/fr/sis-tarif/product/ISM50809N
Schneider Electric | Schneider Electric | 01022021 |  | Schneider Electric |  | SED | ISM50810N |  |  | 4.2 |  | 1 |  | 4 | MONTAGEFRAME LANG VOOR ALTIRA | CADRE SUPPORT D'APPAREILLAGE |  | Mounting frame 4xsingle/2xdouble Altira | [18 empty] | 4 | 3606480934070 | 0 |  | 58 | 22 | 6 | 4 | 0.528 |  | 4 | 233 | 2.6 | 2.16 | 0.4 |  | 23606480934074 | 40 | 3500 | 40 | 30 | 30 |  |  | 960 | 62980000 | 115 | 120 | 80 |  |  |  | 6 | N | [12 empty] | SO1 | P1 | 3925902000 | [33 empty] | https://eref.se.com/be/nl/sis-tarif/product/ISM50810N | https://eref.se.com/be/fr/sis-tarif/product/ISM50810N
Schneider Electric | Schneider Electric | 01022021 |  | Schneider Electric |  | SED | ISM50817 |  |  | 12.35 |  | 1 |  | 1 | OPVULPLAAT RVS VIERKANT | Plaque de garniture carrée acier |  | Lid infill, stainless steel, square | [18 empty] | 1 | 3606480025761 | 0 |  | 415 | 25 | 14 | 1 | 0.35 | [7 empty] | 43606480025769 | 24 | 10495 | 40 | 30 | 30 | [10 empty] | 6 | N | [12 empty] | SO1 | P1 | 7326909890 | [5 empty] | 220070 | [27 empty] | https://eref.se.com/be/nl/sis-tarif/product/ISM50817 | https://eref.se.com/be/fr/sis-tarif/product/ISM50817
Schneider Electric | Schneider Electric | 01022021 |  | Schneider Electric |  | SED | ISM50818 |  |  | 14.75 |  | 1 |  | 1 | OPVULPLAAT RVS RECHTHOEKIG | Plaque de garniture rect acier |  | Lid infill, stainless steel, rectangular | [18 empty] | 1 | 3606480025778 | 0 |  | 612 | 25 | 14 | 1 | 0.35 | [7 empty] | 13606480025775 | 16 | 10295 | 40 | 30 | 30 | [10 empty] | 6 | N | [12 empty] | SO1 | P1 | 7326909890 | [5 empty] | 220070 | [27 empty] | https://eref.se.com/be/nl/sis-tarif/product/ISM50818 | https://eref.se.com/be/fr/sis-tarif/product/ISM50818
Schneider Electric | Schneider Electric | 01022021 |  | Schneider Electric |  | SED | ISM50850 |  |  | 33.68 |  | 1 |  | 2 | FLEXIBELE SLANG GRIJS 25MM | CONDUIT FLEXIBLE OPTILINE DIAMÈTRE 25 MM |  | OPTILINE FLEX.CONDUIT DIA. 25MM, GREY | [18 empty] | 1 | 3606480150340 | 0 |  | 348 | 10 | 2.5 | 10 | 250 |  | 2 | 696 | 40 | 40 | 4 |  |  | 8 | 0 | 0 | 0 | 0 | [10 empty] | 18 | N | [12 empty] | SO1 | P1 | 3926909790 | [14 empty] | OptiLine 50 - flexibele leiding voor kabeltoevoer | OptiLine 50 - conduit flexible pour alimentation câble | [17 empty] | https://eref.se.com/be/nl/sis-tarif/product/ISM50850 | https://eref.se.com/be/fr/sis-tarif/product/ISM50850
Schneider Electric | Schneider Electric | 01022021 |  | Schneider Electric |  | SED | ISM50852 |  |  | 15.03 |  | 1 |  | 10 | GEREEDSCHAP VOOR FLEXIBELE SLANG DIAM 25 | OUTIL POUR CONDUIT FLEXIBLE DIAMÈTRE 25 |  | OptiLine mount.tool f. flex.conduit 25mm | [18 empty] | 1 | 3606480150357 | 0 |  | 43 | 12 | 7 | 4 | 0.336 | 13606480150354 | 10 | 430 | 70 | 36 | 115 | [17 empty] | 16 | N | [12 empty] | SO1 | P1 | 8205598000 | [14 empty] | OptiLine 50 - montagewerktuig voor Ø25 mm leiding | OptiLine 50 - outil de fixation pour conduit de Ø 25 mm | [17 empty] | https://eref.se.com/be/nl/sis-tarif/product/ISM50852 | https://eref.se.com/be/fr/sis-tarif/product/ISM50852
Schneider Electric | Schneider Electric | 01022021 |  | Schneider Electric |  | SRL | ISM71071 |  |  | 0.26 |  | 1 |  | 10 | INGANG D20 SBS 4-20MM RAL7035 | ENTRÉE D20 SBS RAL7035 (VE=10) |  | GROMMET 4-20MM RAL7035 (VE=10) | [18 empty] | 10 | 3606480077241 | 0 |  | 2.8 | 3 | 1 | 5 | 15 |  | 10 | 28 | 3 | 10 | 5 | [9 empty] | 32000 | 105000 | 120 | 90 | 80 |  |  |  | 2 | Y | [12 empty] | SRT | I3 | 8536900100 | [14 empty] | Mureva BOX - dichting - grijs - diameter 4 tot 20 | BOÎTIER Mureva - passe-fils - gris - diamètre 4 à 20 | [17 empty] | https://eref.se.com/be/nl/sis-tarif/product/ISM71071 | https://eref.se.com/be/fr/sis-tarif/product/ISM71071
Schneider Electric | Schneider Electric | 01022021 |  | Schneider Electric |  | SRL | ISM71072 |  |  | 0.29 |  | 1 |  | 10 | INGANG D25 SBS 4-25MM RAL7035 | ENTRÉE D25 SBS RAL7035 |  | GROMMET 4-25MM RAL7035 (VE=10) | [18 empty] | 10 | 3606480077258 | 0 |  | 3.9 | 3 | 1.5 | 1 | 4.5 |  | 10 | 39 | 3 | 15 | 10 | [9 empty] | 40000 | 188360 | 120 | 133 | 100 |  |  |  | 15 | N | [12 empty] | SRT | I3 | 8536900100 | [14 empty] | Mureva BOX - dichting - grijs - diameter 4 tot 25 | BOÎTIER Mureva - passe-fils - gris - diamètre 4 à 25 | [17 empty] | https://eref.se.com/be/nl/sis-tarif/product/ISM71072 | https://eref.se.com/be/fr/sis-tarif/product/ISM71072
Schneider Electric | Schneider Electric | 01022021 |  | Schneider Electric |  | SRL | ISM71073 |  |  | 0.48 |  | 1 |  | 10 | INGANG D32 SBS 4-32MM RAL7035 | ENTRÉE D32 SBS RAL7035 |  | GROMMET 4-32MM RAL7035 (VE=10) | [18 empty] | 10 | 3606480077265 | 0 |  | 6 | 15 | 3 | 1.7 | 76.5 |  | 10 | 64 | 15 | 3 | 17 | [9 empty] | 25000 | 188900 | 120 | 120 | 100 |  |  |  | 15 | N | [12 empty] | SRT | I3 | 8536900100 | [14 empty] | Mureva BOX - dichting - grijs - diameter 4 tot 32 | BOÎTIER Mureva - passe-fils - gris - diamètre 4 à 32 | [17 empty] | https://eref.se.com/be/nl/sis-tarif/product/ISM71073 | https://eref.se.com/be/fr/sis-tarif/product/ISM71073
Schneider Electric | Schneider Electric | 01022021 |  | Schneider Electric |  | SRL | ISM71074 |  |  | 0.7 |  | 1 |  | 10 | INGANG D40 SBS 4-40MM RAL7035 | ENTRÉE D40 SBS RAL7035 |  | GROMMET 4-40MM RAL7035 (VE=10) | [18 empty] | 10 | 3606480077272 | 0 |  | 8 | 15 | 4 | 16 | 960 |  | 10 | 82 | 15 | 4 | 16 | [9 empty] | 25000 | 250000 | 120 | 170 | 100 |  |  |  | 17 | N | [12 empty] | SRT | I3 | 8536900100 | [14 empty] | Mureva BOX - dichting - grijs - diameter 4 tot 40 | BOÎTIER Mureva - passe-fils - gris - diamètre 4 à 40 | [17 empty] | https://eref.se.com/be/nl/sis-tarif/product/ISM71074 | https://eref.se.com/be/fr/sis-tarif/product/ISM71074
Schneider Electric | Schneider Electric | 01022021 |  | Schneider Electric |  | SRL | ISM71501 |  |  | 1.34 |  | 1 |  | 20 | THORSMAN KABELWARTEL M12 IP68 GRIJS | PRESSE-ÉTOUPE M12 |  | WARTEL M12 IP68 (VE=20) | [18 empty] | 20 | 3303432363659 | 0 |  | 100 | 3 | 2.2 | 2.2 | 14.52 | [23 empty] | 2 | Y | [12 empty] | SRT | I3 | 85389099 | [14 empty] | Thorsman drukringen - kabeldrukring - grijs - M12 - diameter 3 tot 6,5 | [18 empty] | https://eref.se.com/be/nl/sis-tarif/product/ISM71501 | https://eref.se.com/be/fr/sis-tarif/product/ISM71501
Schneider Electric | Schneider Electric | 01022021 |  | Schneider Electric |  | SRL | ISM71502 |  |  | 1.42 |  | 1 |  | 20 | THORSMAN KABELWARTEL M16 IP68 GRIJS | PRESSE-ÉTOUPE M16 |  | WARTEL M16 IP68 (VE=20) | [18 empty] | 20 | 3303432363666 | 0 |  | 8 | 3.5 | 2.5 | 2.5 | 21.875 |  | 20 | 222 | 6 | 16 | 15 | [9 empty] | 18000 | 185000 | 120 | 125 | 100 |  |  |  | 2 | Y | [12 empty] | SRT | I3 | 8538100000 | [14 empty] | Thorsman drukringen - kabeldrukring - grijs - M16 - diameter 4 tot 8 | [18 empty] | https://eref.se.com/be/nl/sis-tarif/product/ISM71502 | https://eref.se.com/be/fr/sis-tarif/product/ISM71502
Schneider Electric | Schneider Electric | 01022021 |  | Schneider Electric |  | SRL | ISM71503 |  |  | 1.68 |  | 1 |  | 20 | THORSMAN KABELWARTEL M20 IP68 GRIJS | PRESSE-ÉTOUPE M20 |  | WARTEL M20 IP68 (VE=20) | [18 empty] | 20 | 3606480077203 | 0 |  | 12 | 4 | 25 | 1 | 100 |  | 20 | 250 | 4 | 25 | 20 | [9 empty] | 11000 | 135000 | 120 | 80 | 100 |  |  |  | 15 | N | [12 empty] | SRT | I3 | 8538100000 | [14 empty] | Thorsman drukringen - kabeldrukring - grijs - M20 - diameter 6 tot 12 | [18 empty] | https://eref.se.com/be/nl/sis-tarif/product/ISM71503 | https://eref.se.com/be/fr/sis-tarif/product/ISM71503
Schneider Electric | Schneider Electric | 01022021 |  | Schneider Electric |  | SRL | ISM71504 |  |  | 2.78 |  | 1 |  | 10 | WARTEL M25 IP68 (VE=10) | PRESSE-ÉTOUPE M25 |  | WARTEL M25 IP68 (VE=10) | [18 empty] | 10 | 3606480077210 | 0 |  | 20 | 4 | 17 | 1 | 68 |  | 10 | 202 | 4 | 17 | 10 | [9 empty] | 9000 | 206000 | 120 | 96 | 100 |  |  |  | 2 | Y | [12 empty] | SRT | I3 | 85389099 | [14 empty] | Thorsman drukringen - kabeldrukring - grijs - M25 - diameter 11 tot 17 | [18 empty] | https://eref.se.com/be/nl/sis-tarif/product/ISM71504 | https://eref.se.com/be/fr/sis-tarif/product/ISM71504
Schneider Electric | Schneider Electric | 01022021 |  | Schneider Electric |  | SRL | ISM71505 |  |  | 5.53 |  | 1 |  | 10 | THORSMAN KABELWARTEL M32 IP68 ROOD/GRIJS | PRESSE-ÉTOUPE M32 |  | WARTEL M32 IP68 (VE=10) | [18 empty] | 10 | 3606480077227 | 0 |  | 33 | 6 | 23 | 1.8 | 248.4 |  | 10 | 338 | 6 | 23 | 18 | [9 empty] | 3600 | 139744 | 120 | 103 | 100 |  |  |  | 2 | Y | [12 empty] | SRT | I3 | 85389099 | [14 empty] | Thorsman drukringen - kabeldrukring - grijs - M32 - diameter 15 tot 21 | [18 empty] | https://eref.se.com/be/nl/sis-tarif/product/ISM71505 | https://eref.se.com/be/fr/sis-tarif/product/ISM71505
Schneider Electric | Schneider Electric | 01022021 |  | Schneider Electric |  | SRL | ISM71506 |  |  | 9.1 |  | 1 |  | 5 | THORSMAN KABELWARTEL M40 IP68 GRIJS | PRESSE-ÉTOUPE M40 |  | WARTEL M40 IP68 (VE=5) | [18 empty] | 5 | 3606480077234 | 0 |  | 55 | 5 | 24 | 3.2 | 384 |  | 5 | 276 | 5 | 24 | 16 | [9 empty] | 200 | 12240 | 54.5 | 29.5 | 38.5 |  |  |  | 2 | Y | [12 empty] | SRT | I3 | 85389099 | [14 empty] | Thorsman drukringen - kabeldrukring - grijs - M40 - diameter 19 tot 28 | [18 empty] | https://eref.se.com/be/nl/sis-tarif/product/ISM71506 | https://eref.se.com/be/fr/sis-tarif/product/ISM71506
Schneider Electric | Schneider Electric | 01022021 |  | Schneider Electric |  | SED | KBA25ABG4W |  |  | 17.98 |  | 1 |  | 24 | VOEDING LINKS 25A WIT | CANALIS BOITE ALIMENTATION BOUT BLANCHE |  | CANALIS FEED UNIT WHITE | [18 empty] | 1 | 3606480498695 | 0 |  | 216 | 29 | 6 | 6 | 1.044 | 33606480498696 | 24 | 5700 | 40 | 30 | 20 | [8 empty] | 73606480498694 | 384 | 89744 | 80 | 60 | 93 |  |  |  | 2 | Y | [12 empty] | SC1 | LK | 8536909500 | [14 empty] | VOEDING LINKS 25A WIT | ALIMENTATION GAUCHE 25A BLANC | [17 empty] | https://eref.se.com/be/nl/sis-tarif/product/KBA25ABG4W | https://eref.se.com/be/fr/sis-tarif/product/KBA25ABG4W
Schneider Electric | Schneider Electric | 01022021 |  | Schneider Electric |  | SED | KBA25ED2300W |  |  | 27.16 |  | 1 |  | 6 | TRANS.ELEM.25A P+N 3M WIT | CANALIS ELEMENT DROIT KBA25 BLANC |  | CANALIS LENGTH KBA25 WHITE | [18 empty] | 6 | 3606480498701 | 0 |  | 2700 | 300 | 5 | 3 | 4.5 | 13606480498708 | 6 | 16300 | 31.8 | 1.05 | 1.05 | [17 empty] | 12 | N | [12 empty] | SC1 | LK | 8536900100 | [14 empty] | TRANS.ELEM.25A P+N 3M WIT | ELEM.TRANS.25A P+N 3M BLANC | [17 empty] | https://eref.se.com/be/nl/sis-tarif/product/KBA25ED2300W | https://eref.se.com/be/fr/sis-tarif/product/KBA25ED2300W
Schneider Electric | Schneider Electric | 01022021 |  | Schneider Electric |  | SED | KBA25ED2302W |  |  | 31.27 |  | 1 |  | 6 | DISTR.ELEM. 25A P+N 3M 2AFTAK. WIT | CANALIS ELEMENT DROIT KBA25 BLANC |  | CANALIS LENGTH KBA25 WHITE | [18 empty] | 6 | 3606480498718 | 0 |  | 3000 | 314 | 3 | 4 | 3.768 | 13606480498715 | 6 | 19000 | 31.8 | 1.05 | 1.05 | [9 empty] | 144 | 444000 | 318 | 63 | 52.5 |  |  |  | 7 | N | [12 empty] | SC1 | LK | 8536900100 | [14 empty] | DISTR.ELEM. 25A P+N 3M 2AFTAK. WIT | ELEM.DISTR.25A P+N 3M 2DERIV. BLANC | [17 empty] | https://eref.se.com/be/nl/sis-tarif/product/KBA25ED2302W | https://eref.se.com/be/fr/sis-tarif/product/KBA25ED2302W
Schneider Electric | Schneider Electric | 01022021 |  | Schneider Electric |  | SED | KBA25ED2303TW |  |  | 43.32 |  | 1 |  | 6 | DISTR.ELEM. 25A P+N 3M 3AFTAK.+BUS WIT | Elem.distr.25A P+N 3m 3dériv.+bus blanc |  | STRAIGHT DISTRIBUTION LENGTH 25A 3M | [18 empty] | 6 | 3606480000065 | 0 |  | 2500 | 300 | 3 | 5 | 4.5 | 13606480000062 | 6 | 15000 | 31.8 | 1.05 | 1.05 | [9 empty] | 144 | 444000 | 318 | 63 | 53 |  |  |  | 12 | N | [12 empty] | SC1 | LK | 8536900100 | [14 empty] | DISTR.ELEM. 25A P+N 3M 3AFTAK.+BUS WIT | ELEM.DISTR.25A P+N 3M 3DERIV.+BUS BLANC | [17 empty] | https://eref.se.com/be/nl/sis-tarif/product/KBA25ED2303TW | https://eref.se.com/be/fr/sis-tarif/product/KBA25ED2303TW
Schneider Electric | Schneider Electric | 01022021 |  | Schneider Electric |  | SED | KBA25ED2303W |  |  | 37.66 |  | 1 |  | 6 | DISTR.ELEM. 25A P+N 3M 3AFTAK.WIT | Elem.distr.25A P+N 3m 3dériv.blanc |  | STRAIGHT DISTRIBUTION LENGTH 25A 3M | [18 empty] | 1 | 3606480000072 | 0 |  | 3000 | 314 | 3 | 5 | 4.71 | 13606480000079 | 6 | 15000000 | 318 | 10.5 | 10.5 | [9 empty] | 144 | 444000 | 318 | 63 | 52.5 |  |  |  | 2 | Y | [12 empty] | SC1 | LK | 8536900100 | [14 empty] | DISTR.ELEM. 25A P+N 3M 3AFTAK.WIT | ELEM.DISTR.25A P+N 3M 3DERIV. BLANC | [17 empty] | https://eref.se.com/be/nl/sis-tarif/product/KBA25ED2303W | https://eref.se.com/be/fr/sis-tarif/product/KBA25ED2303W
Schneider Electric | Schneider Electric | 01022021 |  | Schneider Electric |  | SED | KBA25ED2305TW |  |  | 53.12 |  | 1 |  | 6 | DISTR.ELEM. 25A P+N 3M 5AFTAK.+BUS WIT | CANALIS ELEMENT DROIT KBA25 BUS BLANC |  | CANALIS LENGTH KBA25 BUS WHITE | [18 empty] | 1 | 3606480498732 | 0 |  | 2500 | 300 | 3 | 5 | 4.5 | 13606480498739 | 6 | 15100 | 318 | 10.5 | 10.5 | [17 empty] | 12 | N | [12 empty] | SC1 | LK | 8536900100 | [14 empty] | DISTR.ELEM. 25A P+N 3M 5AFTAK.+BUS WIT | ELEM.DISTR.25A P+N 3M 5DERIV.+BUS BLANC | [17 empty] | https://eref.se.com/be/nl/sis-tarif/product/KBA25ED2305TW | https://eref.se.com/be/fr/sis-tarif/product/KBA25ED2305TW
Schneider Electric | Schneider Electric | 01022021 |  | Schneider Electric |  | SED | KBA25ED2305W |  |  | 46.18 |  | 1 |  | 6 | DISTR.ELEM. 25A P+N 3M 5AFTAK. WIT | CANALIS ELEMENT DROIT KBA25 BLANC |  | CANALIS LENGTH KBA25 WHITE | [18 empty] | 1 | 3606480498725 | 0 |  | 3000 | 314 | 5 | 3 | 4.71 | 13606480498722 | 6 | 19000000 | 318 | 10.5 | 10.5 | [8 empty] | 73606480498724 | 144 | 391000 | 320 | 64 | 53 |  |  |  | 7 | N | [12 empty] | SC1 | LK | 8536900100 | [14 empty] | DISTR.ELEM. 25A P+N 3M 5AFTAK. WIT | ELEM.DISTR.25A P+N 3M 5DERIV. BLANC | [17 empty] | https://eref.se.com/be/nl/sis-tarif/product/KBA25ED2305W | https://eref.se.com/be/fr/sis-tarif/product/KBA25ED2305W
Schneider Electric | Schneider Electric | 01022021 |  | Schneider Electric |  | SED | KBA25ED4202W |  |  | 31.06 |  | 1 |  | 6 | DISTR.ELEM. 25A 3P+N 2M 2AFTAK. WIT | CANALIS ELEMENT DROIT KBA25 BLANC |  | CANALIS LENGTH KBA25 WHITE | [18 empty] | 1 | 3606480498749 | 0 |  | 2000 | 214 | 3 | 5 | 3.21 | 13606480498746 | 6 | 18800000 | 21.9 | 1.05 | 1.05 | [8 empty] | 73606480498748 | 144 | 324500 | 220 | 64 | 52.8 |  |  |  | 2 | Y | [12 empty] | SC1 | LK | 8536900100 | [14 empty] | DISTR.ELEM. 25A 3P+N 2M 2AFTAK. WIT | ELEM.DISTR.25A 3P+N 2M 2DERIV. BLANC | [17 empty] | https://eref.se.com/be/nl/sis-tarif/product/KBA25ED4202W | https://eref.se.com/be/fr/sis-tarif/product/KBA25ED4202W
Schneider Electric | Schneider Electric | 01022021 |  | Schneider Electric |  | SED | KBA25ED4300W |  |  | 36.27 |  | 1 |  | 6 | TRANS.ELEM.25A 3P+N 3M WIT | CANALIS ELEMENT DROIT KBA25 BLANC |  | CANALIS LENGTH KBA25 WHITE | [18 empty] | 6 | 3606480498756 | 0 |  | 2900 | 300 | 3 | 5 | 4.5 | 13606480498753 | 6 | 18900 | 318 | 10.5 | 10.5 | [17 empty] | 12 | N | [12 empty] | SC1 | LK | 8536900100 | [14 empty] | TRANS.ELEM.25A 3P+N 3M WIT | ELEM.TRANS.25A 3P+N 3M BLANC | [17 empty] | https://eref.se.com/be/nl/sis-tarif/product/KBA25ED4300W | https://eref.se.com/be/fr/sis-tarif/product/KBA25ED4300W
Schneider Electric | Schneider Electric | 01022021 |  | Schneider Electric |  | SED | KBA25ED4302W |  |  | 40.79 |  | 1 |  | 6 | DISTR.ELEM. 25A 3P+N 3M 2AFTAK.WIT | CANALIS ELEMENT DROIT KBA25 BLANC |  | CANALIS LENGTH KBA25 WHITE | [18 empty] | 6 | 3606480498763 | 0 |  | 3000 | 314 | 3 | 5 | 4.71 | 13606480498760 | 6 | 19000000 | 318 | 10.5 | 10.5 | [9 empty] | 144 | 444000 | 317 | 64 | 53 |  |  |  | 7 | N | [12 empty] | SC1 | LK | 8536900100 | [14 empty] | DISTR.ELEM. 25A 3P+N 3M 2AFTAK.WIT | ELEM.DISTR.25A 3P+N 3M 2DERIV. BLANC | [17 empty] | https://eref.se.com/be/nl/sis-tarif/product/KBA25ED4302W | https://eref.se.com/be/fr/sis-tarif/product/KBA25ED4302W
Schneider Electric | Schneider Electric | 01022021 |  | Schneider Electric |  | SED | KBA25ED4303TW |  |  | 55.2 |  | 1 |  | 6 | DISTR.ELEM. 25A 3P+N 3M 3AFTAK.+BUS WIT | Elem.distr.25A 3P+N 3m 3dériv.+bus blanc |  | STRAIGHT DISTRIBUTION LENGTH 25A 3M | [18 empty] | 6 | 3606480000157 | 0 |  | 3000 | 314 | 5 | 3 | 4.71 | 13606480000154 | 6 | 18000000 | 31.8 | 1.05 | 1.05 | [8 empty] | 73606480000156 | 144 | 425000 | 320 | 64 | 53.5 |  |  |  | 7 | N | [12 empty] | SC1 | LK | 8536900100 | [14 empty] | DISTR.ELEM. 25A 3P+N 3M 3AFTAK.+BUS WIT | ELEM.DISTR.25A 3P+N 3M 3DERIV.+BUS BLANC | [17 empty] | https://eref.se.com/be/nl/sis-tarif/product/KBA25ED4303TW | https://eref.se.com/be/fr/sis-tarif/product/KBA25ED4303TW
Schneider Electric | Schneider Electric | 01022021 |  | Schneider Electric |  | SED | KBA25ED4303W |  |  | 48.01 |  | 1 |  | 6 | DISTR.ELEM. 25A 3P+N 3M 3AFTAK.WIT | Elem.distr.25A 3P+N 3m 3dériv.blanc |  | STRAIGHT DISTRIBUTION LENGTH 25A 3M | [18 empty] | 1 | 3606480000164 | 0 |  | 3150 | 300 | 3 | 5 | 4.5 | 13606480000161 | 6 | 18900000 | 31.8 | 1.05 | 1.05 | [8 empty] | 73606480000163 | 144 | 453600 | 320 | 64 | 52.5 |  |  |  | 2 | Y | [12 empty] | SC1 | LK | 8536909500 | [14 empty] | DISTR.ELEM. 25A 3P+N 3M 3AFTAK.WIT | ELEM.DISTR.25A 3P+N 3M 3DERIV. BLANC | [17 empty] | https://eref.se.com/be/nl/sis-tarif/product/KBA25ED4303W | https://eref.se.com/be/fr/sis-tarif/product/KBA25ED4303W
Schneider Electric | Schneider Electric | 01022021 |  | Schneider Electric |  | SED | KBA25ED4305TW |  |  | 64.87 |  | 1 |  | 6 | DISTR.ELEM. 25A 3P+N 3M 5AFTAK.+BUS WIT | CANALIS ELEMENT DROIT KBA25 BUS BLANC |  | CANALIS LENGTH KBA25 BUS WHITE | [18 empty] | 6 | 3606480498787 | 0 |  | 2666 | 300 | 3 | 5 | 4.5 | 13606480498784 | 6 | 16100 | 318 | 10.5 | 10.5 | [17 empty] | 12 | N | [12 empty] | SC1 | LK | 8536900100 | [14 empty] | DISTR.ELEM. 25A 3P+N 3M 5AFTAK.+BUS WIT | ELEM.DISTR.25A 3P+N 3M 5DERIV.+BUS BLANC | [17 empty] | https://eref.se.com/be/nl/sis-tarif/product/KBA25ED4305TW | https://eref.se.com/be/fr/sis-tarif/product/KBA25ED4305TW
Schneider Electric | Schneider Electric | 01022021 |  | Schneider Electric |  | SED | KBA25ED4305W |  |  | 56.4 |  | 1 |  | 6 | DISTR.ELEM. 25A 3P+N 3M 5AFTAK.WIT | CANALIS ELEMENT DROIT KBA25 BLANC |  | CANALIS LENGTH KBA25 WHITE | [18 empty] | 1 | 3606480498770 | 0 |  | 3000 | 314 | 3 | 4 | 3.768 | 13606480498777 | 6 | 17000000 | 318 | 11 | 10.5 | [9 empty] | 144 | 444000 | 317 | 64 | 52.3 |  |  |  | 2 | Y | [12 empty] | SC1 | LK | 8536909500 | [14 empty] | DISTR.ELEM. 25A 3P+N 3M 5AFTAK.WIT | ELEM.DISTR.25A 3P+N 3M 5DERIV. BLANC | [17 empty] | https://eref.se.com/be/nl/sis-tarif/product/KBA25ED4305W | https://eref.se.com/be/fr/sis-tarif/product/KBA25ED4305W
Schneider Electric | Schneider Electric | 01022021 |  | Schneider Electric |  | SED | KBA40ABD4TW |  |  | 41.06 |  | 1 |  | 8 | VOEDING RECHTS 40A +BUS WIT | alim. droite 40A +bus blanc |  | FEED UNIT 40A RIGHT MOUNTING | [18 empty] | 1 | 3606480000218 | 0 |  | 800 | 39 | 8 | 8 | 2.496 | 33606480000219 | 8 | 8400 | 40 | 30 | 20 | [9 empty] | 64 | 75700 | 60 | 80 | 60 |  |  |  | 7 | N | [12 empty] | SC1 | LK | 8536909500 | [14 empty] | VOEDING RECHTS 40A +BUS WIT | ALIMENTATION DROITE 40A +BUS BLANC | [17 empty] | https://eref.se.com/be/nl/sis-tarif/product/KBA40ABD4TW | https://eref.se.com/be/fr/sis-tarif/product/KBA40ABD4TW
Schneider Electric | Schneider Electric | 01022021 |  | Schneider Electric |  | SED | KBA40ABD4W |  |  | 32.25 |  | 1 |  | 8 | VOEDING RECHTS 40A WIT | alim. droite 40A blanc |  | FEED UNIT 40A RIGHT MOUNTING | [18 empty] | 1 | 3606480000225 | 0 |  | 800 | 39 | 8 | 8 | 2.496 | 33606480000226 | 8 | 8400 | 40 | 30 | 20 | [8 empty] | 73606480000224 | 128 | 142900 | 80 | 60 | 77 |  |  |  | 2 | Y | [12 empty] | SC1 | LK | 8536900100 | [14 empty] | VOEDING RECHTS 40A WIT | ALIMENTATION DROITE 40A BLANC | [17 empty] | https://eref.se.com/be/nl/sis-tarif/product/KBA40ABD4W | https://eref.se.com/be/fr/sis-tarif/product/KBA40ABD4W
Schneider Electric | Schneider Electric | 01022021 |  | Schneider Electric |  | SED | KBA40ABG4TW |  |  | 41.06 |  | 1 |  | 10 | VOEDING LINKS 40A +BUS WIT | alim. gauche 40A +bus blanc |  | FEED UNIT 40A LEFT MOUNTING | [18 empty] | 1 | 3606480000256 | 0 |  | 418 | 37 | 8 | 8 | 2.368 | 33606480000257 | 10 | 4830 | 39.5 | 30 | 20 | [8 empty] | 73606480000255 | 140 | 76148 | 60 | 80 | 50 |  |  |  | 7 | N | [12 empty] | SC1 | LK | 8536900100 | [14 empty] | VOEDING LINKS 40A +BUS WIT | ALIMENTATION GAUCHE 40A +BUS BLANC | [17 empty] | https://eref.se.com/be/nl/sis-tarif/product/KBA40ABG4TW | https://eref.se.com/be/fr/sis-tarif/product/KBA40ABG4TW
Schneider Electric | Schneider Electric | 01022021 |  | Schneider Electric |  | SED | KBA40ABG4W |  |  | 32.25 |  | 1 |  | 10 | VOEDING LINKS 40A WIT | alim. gauche 40A blanc |  | FEED UNIT 40A LEFT MOUNTING | [18 empty] | 1 | 3606480000263 | 0 |  | 450 | 37 | 8 | 8 | 2.368 | 33606480000264 | 1 | 950000 | 35 | 7.5 | 7.5 | [8 empty] | 73606480000262 | 160 | 83140 | 80 | 60 | 77 |  |  |  | 2 | Y | [12 empty] | SC1 | LK | 8536900100 | [14 empty] | VOEDING LINKS 40A WIT | ALIMENTATION GAUCHE 40A BLANC | [17 empty] | https://eref.se.com/be/nl/sis-tarif/product/KBA40ABG4W | https://eref.se.com/be/fr/sis-tarif/product/KBA40ABG4W
Schneider Electric | Schneider Electric | 01022021 |  | Schneider Electric |  | SED | KBA40ABT4TW |  |  | 119.63 |  | 1 |  | 1 | MIDDENVOEDING 40A WIT OPTIE T | ALIMENTATION CENTRALE 40A BLANC OPTION T |  | CANALIS FEED UNIT BUS WHITE | [18 empty] | 1 | 3606480498794 | 0 |  | 4210 | 60 | 21 | 7 | 8.82 | [23 empty] | 23 | N | [12 empty] | SC1 | LK | 8536900100 | [14 empty] | MIDDENVOEDING 40A +BUS WIT | ALIMENTATION CENTRALE 40A +BUS BLANC | [17 empty] | https://eref.se.com/be/nl/sis-tarif/product/KBA40ABT4TW | https://eref.se.com/be/fr/sis-tarif/product/KBA40ABT4TW
Schneider Electric | Schneider Electric | 01022021 |  | Schneider Electric |  | SED | KBA40ABT4W |  |  | 224.66 |  | 1 |  | 1 | MIDDENVOEDING 40A WIT | alim. centrale 40A blanc |  | CENTER FEED UNIT 40A | [18 empty] | 1 | 3606480000287 | 0 |  | 2700 | 64 | 22 | 9 | 12.672 | [15 empty] | 22 | 67900 | 60 | 80 | 80 |  |  |  | 7 | N | [12 empty] | SC1 | LK | 8536900100 | [14 empty] | MIDDENVOEDING 40A WIT | ALIMENTATION CENTRALE 40A BLANC | [17 empty] | https://eref.se.com/be/nl/sis-tarif/product/KBA40ABT4W | https://eref.se.com/be/fr/sis-tarif/product/KBA40ABT4W
Schneider Electric | Schneider Electric | 01022021 |  | Schneider Electric |  | SED | KBA40AF |  |  | 8.21 |  | 1 |  | 5 | EINDKAP | Embout de fermeture |  | END COVER | [18 empty] | 5 | 3606480000294 | 0 |  | 700 | 21 | 5 | 3 | 0.315 | 13606480000291 | 5 | 3500 | 21 | 12 | 6 | [17 empty] | 7 | N | [12 empty] | SC1 | LK | 8536900100 | [14 empty] | EINDKAP | EMBOUT DE FERMETURE | [17 empty] | https://eref.se.com/be/nl/sis-tarif/product/KBA40AF | https://eref.se.com/be/fr/sis-tarif/product/KBA40AF
Schneider Electric | Schneider Electric | 01022021 |  | Schneider Electric |  | SED | KBA40DF405TW |  |  | 82.28 |  | 1 |  | 1 | FLEX.ELEM. 40A 50 CM +BUS WIT | Elem.flex. 40A 50cm + bus blanc |  | FLEXIBLE LENGTH 40A 0.5M | [18 empty] | 1 | 3606480000324 | 0 |  | 1400 | 65 | 6 | 5 | 1.95 | [23 empty] | 12 | N | [12 empty] | SC1 | LK | 8536900100 | [14 empty] | FLEX.ELEM. 40A 50 CM +BUS WIT | ELEM.FLEX. 40A 50 CM +BUS BLANC | [17 empty] | https://eref.se.com/be/nl/sis-tarif/product/KBA40DF405TW | https://eref.se.com/be/fr/sis-tarif/product/KBA40DF405TW
Schneider Electric | Schneider Electric | 01022021 |  | Schneider Electric |  | SED | KBA40DF405W |  |  | 75.49 |  | 1 |  | 1 | FLEX.ELEM. 40A 50 CM WIT | Elem.flex. 40A 50cm blanc |  | FLEXIBLE LENGTH 40A 0.5M | [18 empty] | 1 | 3606480000331 | 0 |  | 750 | 65 | 6 | 5 | 1.95 | 3606480000331 | 1 | 2750 | 65 | 6.5 | 6.5 | [8 empty] | 73606480000330 | 20 | 22000 | 80 | 69 | 36 |  |  |  | 7 | N | [12 empty] | SC1 | LK | 8536900100 | [14 empty] | FLEX.ELEM. 40A 50 CM WIT | ELEM.FLEX. 40A 50 CM BLANC | [17 empty] | https://eref.se.com/be/nl/sis-tarif/product/KBA40DF405W | https://eref.se.com/be/fr/sis-tarif/product/KBA40DF405W
Schneider Electric | Schneider Electric | 01022021 |  | Schneider Electric |  | SED | KBA40DF420TW |  |  | 99.77 |  | 1 |  | 1 | FLEX.ELEM. 40A 2M +BUS WIT | Elem.flex. 40A 2m + bus blanc |  | FLEXIBLE LENGTH 40A 2M | [18 empty] | 1 | 3606480000362 | 0 |  | 1720 | 61 | 44 | 6 | 16.104 | [23 empty] | 12 | N | [12 empty] | SC1 | LK | 8536900100 | [14 empty] | FLEX.ELEM. 40A 2M +BUS WIT | ELEM.FLEX. 40A 2 M +BUS BLANC | [17 empty] | https://eref.se.com/be/nl/sis-tarif/product/KBA40DF420TW | https://eref.se.com/be/fr/sis-tarif/product/KBA40DF420TW
Schneider Electric | Schneider Electric | 01022021 |  | Schneider Electric |  | SED | KBA40DF420W |  |  | 91.47 |  | 1 |  | 1 | FLEX.ELEM. 40A 2M WIT | Elem.flex. 40A 2m blanc |  | FLEXIBLE LENGTH 40A 2M | [18 empty] | 1 | 3606480000379 | 0 |  | 1720 | 61 | 44 | 6 | 16.104 | 3606480000379 | 1 | 3720 | 61 | 44 | 5 | [8 empty] | 73606480000378 | 10 | 24000 | 60 | 80 | 69 |  |  |  | 7 | N | [12 empty] | SC1 | LK | 8536900100 | [14 empty] | FLEX.ELEM. 40A 2M WIT | ELEM.FLEX. 40A 2 M BLANC | [17 empty] | https://eref.se.com/be/nl/sis-tarif/product/KBA40DF420W | https://eref.se.com/be/fr/sis-tarif/product/KBA40DF420W
Schneider Electric | Schneider Electric | 01022021 |  | Schneider Electric |  | SED | KBA40ED2203TW |  |  | 47.16 |  | 1 |  | 6 | DISTR.ELEM. 40A P+N 2M 3AFTAK.+BUS WIT | CANALIS ELEMENT DROIT KBA40 BUS BLANC |  | CANALIS LENGTH KBA40 BUS WHITE | [18 empty] | 6 | 3606480498817 | 0 |  | 1833 | 200 | 3 | 5 | 3 | 13606480498814 | 6 | 11100 | 218 | 10.5 | 10.5 | [17 empty] | 12 | N | [12 empty] | SC1 | LK | 8536900100 | [14 empty] | DISTR.ELEM. 40A P+N 2M 3AFTAK.+BUS WIT | ELEM.DISTR.40A P+N 2M 3DERIV.+BUS BLANC | [17 empty] | https://eref.se.com/be/nl/sis-tarif/product/KBA40ED2203TW | https://eref.se.com/be/fr/sis-tarif/product/KBA40ED2203TW
Schneider Electric | Schneider Electric | 01022021 |  | Schneider Electric |  | SED | KBA40ED2203W |  |  | 41.01 |  | 1 |  | 6 | DISTR.ELEM. 40A P+N 2M 3AFTAK.WIT | CANALIS ELEMENT DROIT KBA40 BLANC |  | CANALIS LENGTH KBA40 WHITE | [18 empty] | 1 | 3606480498800 | 0 |  | 2000 | 214 | 5 | 3 | 3.21 | 13606480498807 | 6 | 12000000 | 21.9 | 1.05 | 1.05 | [8 empty] | 73606480498809 | 144 | 300500 | 220 | 65 | 64 |  |  |  | 7 | N | [12 empty] | SC1 | LK | 8536900100 | [14 empty] | DISTR.ELEM. 40A P+N 2M 3AFTAK.WIT | ELEM.DISTR.40A P+N 2M 3DERIV. BLANC | [17 empty] | https://eref.se.com/be/nl/sis-tarif/product/KBA40ED2203W | https://eref.se.com/be/fr/sis-tarif/product/KBA40ED2203W
Schneider Electric | Schneider Electric | 01022021 |  | Schneider Electric |  | SED | KBA40ED2300W |  |  | 39.82 |  | 1 |  | 6 | TRANS.ELEM.40A P+N 3M WIT | CANALIS ELEMENT DROIT KBA40 BLANC |  | CANALIS LENGTH KBA40 WHITE | [18 empty] | 6 | 3606480498824 | 0 |  | 3000 | 300 | 3 | 5 | 4.5 | 13606480498821 | 6 | 19000 | 318 | 10.5 | 10.5 | [17 empty] | 12 | N | [12 empty] | SC1 | LK | 8536900100 | [14 empty] | TRANS.ELEM.40A P+N 3M WIT | ELEM.TRANS.40A P+N 3M BLANC | [17 empty] | https://eref.se.com/be/nl/sis-tarif/product/KBA40ED2300W | https://eref.se.com/be/fr/sis-tarif/product/KBA40ED2300W
Schneider Electric | Schneider Electric | 01022021 |  | Schneider Electric |  | SED | KBA40ED2303TW |  |  | 58.92 |  | 1 |  | 6 | DISTR.ELEM. 40A P+N 3M 3AFTAK.+BUS WIT | Elem.distr.40A P+N 3m 3dériv.+bus blanc |  | STRAIGHT DISTRIBUTION LENGTHS 40A 3M | [18 empty] | 6 | 3606480000430 | 0 |  | 3166 | 300 | 3 | 5 | 4.5 | 13606480000437 | 6 | 19000 | 318 | 10.5 | 10.5 | [17 empty] | 12 | N | [12 empty] | SC1 | LK | 8536900100 | [14 empty] | DISTR.ELEM. 40A P+N 3M 3AFTAK.+BUS WIT | ELEM.DISTR.40A P+N 3M 3DERIV.+BUS BLANC | [17 empty] | https://eref.se.com/be/nl/sis-tarif/product/KBA40ED2303TW | https://eref.se.com/be/fr/sis-tarif/product/KBA40ED2303TW
Schneider Electric | Schneider Electric | 01022021 |  | Schneider Electric |  | SED | KBA40ED2303W |  |  | 51.23 |  | 1 |  | 6 | DISTR.ELEM. 40A P+N 3M 3AFTAK.WIT | Elem.distr.40A P+N 3m 3dériv.blanc |  | STRAIGHT DISTRIBUTION LENGTHS 40A 3M | [18 empty] | 6 | 3606480000447 | 0 |  | 3166 | 300 | 3 | 5 | 4.5 | 13606480000444 | 6 | 21000000 | 31.8 | 1.05 | 1 | [8 empty] | 73606480000446 | 144 | 460000 | 320 | 64 | 53 |  |  |  | 7 | N | [12 empty] | SC1 | LK | 8536900100 | [14 empty] | DISTR.ELEM. 40A P+N 3M 3AFTAK.WIT | ELEM.DISTR.40A P+N 3M 3DERIV. BLANC | [17 empty] | https://eref.se.com/be/nl/sis-tarif/product/KBA40ED2303W | https://eref.se.com/be/fr/sis-tarif/product/KBA40ED2303W
Schneider Electric | Schneider Electric | 01022021 |  | Schneider Electric |  | SED | KBA40ED2305TW |  |  | 71.21 |  | 1 |  | 6 | DISTR.ELEM. 40A P+N 3M 5AFTAK.+BUS WIT | CANALIS ELEMENT DROIT KBA40 BUS BLANC |  | CANALIS LENGTH KBA40 BUS WHITE | [18 empty] | 6 | 3606480498848 | 0 |  | 2800 | 300 | 3 | 5 | 4.5 | 13606480498845 | 6 | 17800 | 318 | 10.5 | 10.5 | [17 empty] | 12 | N | [12 empty] | SC1 | LK | 8536900100 | [14 empty] | DISTR.ELEM. 40A P+N 3M 5AFTAK.+BUS WIT | ELEM.DISTR.40A P+N 3M 5DERIV.+BUS BLANC | [17 empty] | https://eref.se.com/be/nl/sis-tarif/product/KBA40ED2305TW | https://eref.se.com/be/fr/sis-tarif/product/KBA40ED2305TW
Schneider Electric | Schneider Electric | 01022021 |  | Schneider Electric |  | SED | KBA40ED2305W |  |  | 61.91 |  | 1 |  | 6 | DISTR.ELEM. 40A P+N 3M 5AFTAK.WIT | CANALIS ELEMENT DROIT KBA40 BLANC |  | CANALIS LENGTH KBA40 WHITE | [18 empty] | 6 | 3606480498831 | 0 |  | 2800 | 300 | 3 | 5 | 4.5 | 13606480498838 | 6 | 17000000000 | 318 | 10.5 | 10.5 | [8 empty] | 73606480498830 | 144 | 426500 | 318 | 63 | 52 |  |  |  | 7 | N | [12 empty] | SC1 | LK | 8536900100 | [14 empty] | DISTR.ELEM. 40A P+N 3M 5AFTAK.WIT | ELEM.DISTR.40A P+N 3M 5DERIV. BLANC | [17 empty] | https://eref.se.com/be/nl/sis-tarif/product/KBA40ED2305W | https://eref.se.com/be/fr/sis-tarif/product/KBA40ED2305W
Schneider Electric | Schneider Electric | 01022021 |  | Schneider Electric |  | SED | KBA40ED4203TW |  |  | 59 |  | 1 |  | 6 | DISTR.ELEM. 40A 3P+N 2M 3AFTAK.+BUS WIT | El.distr.40A 3P+N 2m 3dériv. +bus blanc |  | STRAIGHT DISTRIBUTION LENGTHS 40A 2M | [18 empty] | 6 | 3606480000492 | 0 |  | 2200 | 200 | 3 | 5 | 3 | 13606480000499 | 6 | 14200 | 218 | 10.5 | 10.5 | [17 empty] | 12 | N | [12 empty] | SC1 | LK | 8536900100 | [14 empty] | DISTR.ELEM. 40A 3P+N 2M 3AFTAK.+BUS WIT | ELEM.DISTR.40A 3P+N 2M 3DERIV.+BUS BLANC | [17 empty] | https://eref.se.com/be/nl/sis-tarif/product/KBA40ED4203TW | https://eref.se.com/be/fr/sis-tarif/product/KBA40ED4203TW
Schneider Electric | Schneider Electric | 01022021 |  | Schneider Electric |  | SED | KBA40ED4203W |  |  | 51.3 |  | 1 |  | 6 | DISTR.ELEM. 40A 3P+N 2M 3AFTAK. WIT | Elem.distr.40A 3P+N 2m 3dériv. blanc |  | STRAIGHT DISTRIBUTION LENGTHS 40A 2M | [18 empty] | 1 | 3606480000508 | 0 |  | 2200 | 200 | 3 | 5 | 3 | 13606480000505 | 6 | 14000000 | 21.9 | 1.05 | 1.05 | [8 empty] | 73606480000507 | 144 | 327000 | 220 | 64 | 53 |  |  |  | 2 | Y | [12 empty] | SC1 | LK | 8536900100 | [14 empty] | DISTR.ELEM. 40A 3P+N 2M 3AFTAK. WIT | ELEM.DISTR.40A 3P+N 2M 3DERIV. BLANC | [17 empty] | https://eref.se.com/be/nl/sis-tarif/product/KBA40ED4203W | https://eref.se.com/be/fr/sis-tarif/product/KBA40ED4203W
Schneider Electric | Schneider Electric | 01022021 |  | Schneider Electric |  | SED | KBA40ED4300W |  |  | 46.84 |  | 1 |  | 6 | TRANS.ELEM.40A 3P+N 3M WIT | CANALIS ELEMENT DROIT KBA40 BLANC |  | CANALIS LENGTH KBA40 WHITE | [18 empty] | 6 | 3606480498855 | 0 |  | 3400 | 300 | 3 | 5 | 4.5 | 13606480498852 | 6 | 21400 | 318 | 10.5 | 10.5 | [17 empty] | 12 | N | [12 empty] | SC1 | LK | 8536900100 | [14 empty] | TRANS.ELEM.40A 3P+N 3M WIT | ELEM.TRANS.40A 3P+N 3M BLANC | [17 empty] | https://eref.se.com/be/nl/sis-tarif/product/KBA40ED4300W | https://eref.se.com/be/fr/sis-tarif/product/KBA40ED4300W
Schneider Electric | Schneider Electric | 01022021 |  | Schneider Electric |  | SED | KBA40ED4303TW |  |  | 77.09 |  | 1 |  | 6 | DISTR.ELEM. 40A 3P+N 3M 3AFTAK.+BUS WIT | Elem.distr.40A 3P+N 3m 3dériv.+bus blanc |  | STRAIGHT DISTRIBUTION LENGTHS 40A 3M | [18 empty] | 6 | 3606480000546 | 0 |  | 3166 | 300 | 3 | 5 | 4.5 | 13606480000543 | 6 | 19000 | 318 | 10.5 | 10.5 | [17 empty] | 12 | N | [12 empty] | SC1 | LK | 8536900100 | [14 empty] | DISTR.ELEM. 40A 3P+N 3M 3AFTAK.+BUS WIT | ELEM.DISTR.40A 3P+N 3M 3DERIV.+BUS BLANC | [17 empty] | https://eref.se.com/be/nl/sis-tarif/product/KBA40ED4303TW | https://eref.se.com/be/fr/sis-tarif/product/KBA40ED4303TW
Schneider Electric | Schneider Electric | 01022021 |  | Schneider Electric |  | SED | KBA40ED4303W |  |  | 67.04 |  | 1 |  | 6 | DISTR.ELEM. 40A 3P+N 3M 3AFTAK.WIT | Elem.distr.40A 3P+N 3m 3dériv.blanc |  | STRAIGHT DISTRIBUTION LENGTHS 40A 3M | [18 empty] | 1 | 3606480000553 | 0 |  | 3000 | 314 | 5 | 3 | 4.71 | 13606480000550 | 6 | 19000000 | 31.9 | 1.07 | 1.06 | [8 empty] | 73606480000552 | 144 | 478000 | 320 | 64 | 53.5 |  |  |  | 7 | N | [12 empty] | SC1 | LK | 8536909500 | [14 empty] | DISTR.ELEM. 40A 3P+N 3M 3AFTAK.WIT | ELEM.DISTR.40A 3P+N 3M 3DERIV. BLANC | [17 empty] | https://eref.se.com/be/nl/sis-tarif/product/KBA40ED4303W | https://eref.se.com/be/fr/sis-tarif/product/KBA40ED4303W
Schneider Electric | Schneider Electric | 01022021 |  | Schneider Electric |  | SED | KBA40ED4305TW |  |  | 89.86 |  | 1 |  | 6 | DISTR.ELEM. 40A 3P+N 3M 5AFTAK.+BUS WIT | CANALIS ELEMENT DROIT KBA40 BUS BLANC |  | CANALIS LENGTH KBA40 BUS WHITE | [18 empty] | 6 | 3606480498879 | 0 |  | 3200 | 300 | 3 | 5 | 4.5 | 13606480498876 | 6 | 20200 | 318 | 10.5 | 10.5 | [17 empty] | 12 | N | [12 empty] | SC1 | LK | 8536900100 | [14 empty] | DISTR.ELEM. 40A 3P+N 3M 5AFTAK.+BUS WIT | ELEM.DISTR.40A 3P+N 3M 5DERIV.+BUS BLANC | [17 empty] | https://eref.se.com/be/nl/sis-tarif/product/KBA40ED4305TW | https://eref.se.com/be/fr/sis-tarif/product/KBA40ED4305TW
Schneider Electric | Schneider Electric | 01022021 |  | Schneider Electric |  | SED | KBA40ED4305W |  |  | 78.17 |  | 1 |  | 6 | DISTR.ELEM. 40A 3P+N 3M 5AFTAK.WIT | CANALIS ELEMENT DROIT KBA40 BLANC |  | CANALIS LENGTH KBA40 WHITE | [18 empty] | 1 | 3606480498862 | 0 |  | 3000 | 314 | 3 | 5 | 4.71 | 13606480498869 | 6 | 19000000 | 31.8 | 1.05 | 1.05 | [8 empty] | 73606480498861 | 144 | 478000 | 320 | 64 | 52.5 |  |  |  | 7 | N | [12 empty] | SC1 | LK | 8536909500 | [14 empty] | DISTR.ELEM. 40A 3P+N 3M 5AFTAK.WIT | ELEM.DISTR.40A 3P+N 3M 5DERIV. BLANC | [17 empty] | https://eref.se.com/be/nl/sis-tarif/product/KBA40ED4305W | https://eref.se.com/be/fr/sis-tarif/product/KBA40ED4305W
Schneider Electric | Schneider Electric | 01022021 |  | Schneider Electric |  | SED | KBA40EDA20W |  |  | 23.98 |  | 1 |  | 6 | KBA LEEG ELEM. 2M WIT | Elem. Vide KBA 2m blanc |  | EMPTY LENGTH 2M | [18 empty] | 1 | 3606480000591 | 0 |  | 1666 | 200 | 3 | 5 | 3 | 13606480000598 | 6 | 10000000 | 21.9 | 1.05 | 1.05 | [8 empty] | 73606480000590 | 144 | 287000 | 320 | 64 | 53 |  |  |  | 7 | N | [12 empty] | SC1 | LK | 8536900100 | [14 empty] | KBA LEEG ELEM. 2M WIT | ELEM.VIDE KBA 2M BLANC | [17 empty] | https://eref.se.com/be/nl/sis-tarif/product/KBA40EDA20W | https://eref.se.com/be/fr/sis-tarif/product/KBA40EDA20W
Schneider Electric | Schneider Electric | 01022021 |  | Schneider Electric |  | SED | KBA40ZFG2 |  |  | 3.57 |  | 1 |  | 10 | Bev. beugel Kabelgoot langs Canalis | Clip et entretoise gooulotte 25m |  | CLIP AND SPACER CABLE DUCT 25MM | [18 empty] | 10 | 3606480000607 | 0 |  | 26 | 10 | 4 | 2 | 0.08 | 13606480000604 | 10 | 247 | 24 | 15 | 8 |  | 33606480000608 | 100 | 2930000 | 0.4 | 0.3 | 0.3 |  | 73606480000606 | 1300 | 45400 | 12 | 8 | 8 |  |  |  | 7 | N | [12 empty] | SC1 | LK | 3926909790 | [14 empty] | KABELGOOTSTEUN | SUPPORT GOULOTTE | [17 empty] | https://eref.se.com/be/nl/sis-tarif/product/KBA40ZFG2 | https://eref.se.com/be/fr/sis-tarif/product/KBA40ZFG2
Schneider Electric | Schneider Electric | 01022021 |  | Schneider Electric |  | SED | KBA40ZFPU |  |  | 7.68 |  | 1 |  | 10 | HOOGTE VERST.BAAR BEUGELS VOOR PENDELS | Etrier reglable pour tige filetée |  | SPRING FIXING BRACKET | [18 empty] | 10 | 3606480006326 | 0 |  | 107 | 27 | 4 | 3 | 0.324 | 33606480006327 | 10 | 1250 | 29 | 20 | 13 | [8 empty] | 73606480006325 | 400 | 58620 | 60 | 80 | 74 |  |  |  | 7 | N | [12 empty] | SC1 | LK | 8536900100 | [14 empty] | REGELBARE BEUGEL VOOR DRAADSTANG M6 | ETRIER REGLABLE POUR TIGE FILETEE M6 | [17 empty] | https://eref.se.com/be/nl/sis-tarif/product/KBA40ZFPU | https://eref.se.com/be/fr/sis-tarif/product/KBA40ZFPU
Schneider Electric | Schneider Electric | 01022021 |  | Schneider Electric |  | SED | KBA40ZFSL |  |  | 2.76 |  | 1 |  | 100 | KBA UNIVERSELE BEUGEL VOOR STALEN KABEL | KBA ETRIER UNIVERSEL POUR CABLE ACIER |  | KBA UNIVERSAL FIXING BRACKET FOR STEEL C | [18 empty] | 10 | 3606480320958 | 0 |  | 42 | 8 | 4 | 3 | 0.096 | 23606480320952 | 10 | 345000 | 70 | 40 | 225 |  |  | 200 | 6900 | 24 | 38 | 17 |  | 73606480320971 | 3200 | 118900 | 80 | 60 | 77 |  |  |  | 7 | N | [12 empty] | SC1 | LK | 7326909890 | [14 empty] | UNIVERSELE BEUGEL VOOR STALEN KABEL | ETRIER UNIVERSEL POUR CABLE REGLABLE | [17 empty] | https://eref.se.com/be/nl/sis-tarif/product/KBA40ZFSL | https://eref.se.com/be/fr/sis-tarif/product/KBA40ZFSL
Schneider Electric | Schneider Electric | 01022021 |  | Schneider Electric |  | SED | KBA40ZFSU |  |  | 11.65 |  | 1 |  | 50 | BEUGEL + KABEL HOOGTE VERST.BAAR | Etrier + câble réglable |  | SPRING FIXING BRACKET | [18 empty] | 10 | 3606480000614 | 0 |  | 1203 | 23 | 18 | 6 | 2.484 | 23606480000618 | 10 | 1125000 | 230 | 100 | 230 |  | 33606480000615 | 50 | 6000 | 19.5 | 40 | 20.5 |  | 73606480000613 | 1200 | 168000000000000 | 80 | 66 | 96 |  |  |  | 7 | N | [12 empty] | SC1 | LK | 7326909890 | [14 empty] | UNIVERSELE BEUGEL + STALEN KABEL VAN 3M | ETRIER UNIVERSEL + CABLE REGLABLE DE 3M | [17 empty] | https://eref.se.com/be/nl/sis-tarif/product/KBA40ZFSU | https://eref.se.com/be/fr/sis-tarif/product/KBA40ZFSU
Schneider Electric | Schneider Electric | 01022021 |  | Schneider Electric |  | SED | KBA40ZFU |  |  | 2.08 |  | 1 |  | 200 | UNIVERSELE BEVESTIGINSBEUGELS | Etrier universel |  | UNIVERSAL FIXING BRACKET | [18 empty] | 10 | 3606480000621 | 0 |  | 33 | 7 | 4 | 2 | 0.056 | 23606480000625 | 10 | 850000 | 14 | 11 | 4 |  | 33606480000622 | 200 | 7100 | 27 | 38 | 17 |  | 73606480000620 | 3200 | 122100000 | 80 | 60 | 77 |  |  |  | 2 | Y | [12 empty] | SC1 | LK | 7326909890 | [14 empty] | UNIVERSELE BEVESTIGINGSBEUGEL | ETRIER UNIVERSEL | [17 empty] | https://eref.se.com/be/nl/sis-tarif/product/KBA40ZFU | https://eref.se.com/be/fr/sis-tarif/product/KBA40ZFU
Schneider Electric | Schneider Electric | 01022021 |  | Schneider Electric |  | SED | KBA40ZFUW |  |  | 2.13 |  | 1 |  | 200 | UNIVERSELE BEVESTIGINSBEUGELS WIT | Etrier universel blanche |  | UNIVERSAL FIXING BRACKET | [18 empty] | 10 | 3606480000652 | 0 |  | 36 | 7 | 4 | 2 | 0.056 |  | 10 | 850000 | 14 | 4 | 11 | [8 empty] | 73606480000651 | 3200 | 122052 | 80 | 60 | 77 |  |  |  | 9 | N | [12 empty] | SC1 | LK | 8536900100 | [14 empty] | UNIVERSELE BEVESTIGINGSBEUGEL WIT | ETRIER UNIVERSEL BLANC
Schneider Electric | Schneider Electric | 01022021 |  | Schneider Electric |  | SED | KBB25ED22300W |  |  | 58.89 |  | 1 |  | 6 | TRANS.ELEM.25A P+N/P+N 3M WIT | CANALIS ELEMENT DROIT KBB25 BLANC |  | CANALIS LENGTH KBB25 WHITE | [18 empty] | 1 | 3606480498886 | 0 |  | 4600 | 310 | 5 | 6 | 9.3 | 13606480498883 | 6 | 30400 | 314 | 16 | 13 | [17 empty] | 12 | N | [12 empty] | SC1 | LK | 8536900100 | [14 empty] | TRANS.ELEM.25A P+N/P+N 3M WIT | ELEM.TRANS.25A P+N/P+N 3M BLANC | [17 empty] | https://eref.se.com/be/nl/sis-tarif/product/KBB25ED22300W | https://eref.se.com/be/fr/sis-tarif/product/KBB25ED22300W
Schneider Electric | Schneider Electric | 01022021 |  | Schneider Electric |  | SED | KBB25ED22305TW |  |  | 83.8 |  | 1 |  | 6 | DISTR.ELEM. 25A P+N/P+N 3M 5AFTAK. +BUS | Elem.distr.25A P+N/P+N 3m 5dér. +bus bl. |  | STRAIGHT DISTRIBUTION LENGTHS 25A 3M | [18 empty] | 1 | 3606480000706 | 0 |  | 4700 | 310 | 6 | 5 | 9.3 | 13606480000703 | 6 | 29200 | 31.4 | 1.6 | 1.3 | [17 empty] | 12 | N | [12 empty] | SC1 | LK | 8536900100 | [14 empty] | DISTR.ELEM. 25A P+N/P+N 3M 5AFTAK. +BUS WIT | ELEM.DISTR.25A P+N/P+N 3M 5DERIV. +BUS BLANC | [17 empty] | https://eref.se.com/be/nl/sis-tarif/product/KBB25ED22305TW | https://eref.se.com/be/fr/sis-tarif/product/KBB25ED22305TW
Schneider Electric | Schneider Electric | 01022021 |  | Schneider Electric |  | SED | KBB25ED22305W |  |  | 72.89 |  | 1 |  | 6 | DISTR.ELEM. 25A P+N/P+N 3M 5AFTAK. WIT | Elem.distr.25A P+N/P+N 3m 5dériv. Blanc |  | STRAIGHT DISTRIBUTION LENGTHS 25A 3M | [18 empty] | 1 | 3606480000713 | 0 |  | 4700 | 310 | 6 | 5 | 9.3 | 13606480000710 | 6 | 30000000 | 31.5 | 1.6 | 1.3 | [8 empty] | 73606480000712 | 72 | 363000 | 320 | 65 | 51 |  |  |  | 7 | N | [12 empty] | SC1 | LK | 8536900100 | [14 empty] | DISTR.ELEM. 25A P+N/P+N 3M 5AFTAK. WIT | ELEM.DISTR.25A P+N/P+N 3M 5DERIV. BLANC | [17 empty] | https://eref.se.com/be/nl/sis-tarif/product/KBB25ED22305W | https://eref.se.com/be/fr/sis-tarif/product/KBB25ED22305W
Schneider Electric | Schneider Electric | 01022021 |  | Schneider Electric |  | SED | KBB25ED2300W |  |  | 39.6 |  | 1 |  | 6 | TRANS.ELEM.25A P+N 3M WIT | CANALIS ELEMENT DROIT KBB25 BLANC |  | CANALIS LENGTH KBB25 WHITE | [18 empty] | 1 | 3606480498909 | 0 |  | 2400 | 310 | 5 | 6 | 9.3 | 13606480498906 | 6 | 17200 | 314 | 16 | 13 | [17 empty] | 12 | N | [12 empty] | SC1 | LK | 8536900100 | [14 empty] | TRANS.ELEM.25A P+N 3M WIT | ELEM.TRANS.25A P+N 3M BLANC | [17 empty] | https://eref.se.com/be/nl/sis-tarif/product/KBB25ED2300W | https://eref.se.com/be/fr/sis-tarif/product/KBB25ED2300W
Schneider Electric | Schneider Electric | 01022021 |  | Schneider Electric |  | SED | KBB25ED2303TW |  |  | 53.05 |  | 1 |  | 6 | DISTR.ELEM. 25A P+N 3M 3AFTAK. +BUS WIT | Elem.distr.25A P+N 3m 3dériv. +bus blanc |  | STRAIGHT DISTRIBUTION LENGTHS 25A 3M | [18 empty] | 1 | 3606480000768 | 0 |  | 4500 | 310 | 6 | 5 | 9.3 | 13606480000765 | 6 | 28000 | 31.4 | 1.6 | 1.3 | [17 empty] | 12 | N | [12 empty] | SC1 | LK | 8536900100 | [14 empty] | DISTR.ELEM. 25A P+N 3M 3AFTAK. +BUS WIT | ELEM.DISTR.25A P+N 3M 3DERIV. +BUS BLANC | [17 empty] | https://eref.se.com/be/nl/sis-tarif/product/KBB25ED2303TW | https://eref.se.com/be/fr/sis-tarif/product/KBB25ED2303TW
Schneider Electric | Schneider Electric | 01022021 |  | Schneider Electric |  | SED | KBB25ED2303W |  |  | 46.12 |  | 1 |  | 6 | DISTR.ELEM. 25A P+N 3M 3AFTAK. WIT | Elem.distr.25A P+N 3m 3dériv. Blanc |  | STRAIGHT DISTRIBUTION LENGTHS 25A 3M | [18 empty] | 1 | 3606480000775 | 0 |  | 5000 | 310 | 6 | 5 | 9.3 | 13606480000772 | 6 | 30000 | 31.4 | 1.6 | 1.29 | [9 empty] | 72 | 360000 | 320 | 64 | 51 |  |  |  | 7 | N | [12 empty] | SC1 | LK | 8536900100 | [14 empty] | DISTR.ELEM. 25A P+N 3M 3AFTAK. WIT | ELEM.DISTR.25A P+N 3M 3DERIV. BLANC | [17 empty] | https://eref.se.com/be/nl/sis-tarif/product/KBB25ED2303W | https://eref.se.com/be/fr/sis-tarif/product/KBB25ED2303W
Schneider Electric | Schneider Electric | 01022021 |  | Schneider Electric |  | SED | KBB25ED42300W |  |  | 64.65 |  | 1 |  | 6 | TRANS.ELEM.25A 3P+N/P+N 3M WIT | CANALIS ELEMENT DROIT KBB25 BLANC |  | CANALIS LENGTH KBB25 WHITE | [18 empty] | 1 | 3606480498923 | 0 |  | 4700 | 310 | 5 | 6 | 9.3 | 13606480498920 | 6 | 29200 | 314 | 16 | 13 | [17 empty] | 12 | N | [12 empty] | SC1 | LK | 8536900100 | [14 empty] | TRANS.ELEM.25A 3P+N/P+N 3M WIT | ELEM.TRANS.25A 3P+N/P+N 3M BLANC | [17 empty] | https://eref.se.com/be/nl/sis-tarif/product/KBB25ED42300W | https://eref.se.com/be/fr/sis-tarif/product/KBB25ED42300W
Schneider Electric | Schneider Electric | 01022021 |  | Schneider Electric |  | SED | KBB25ED42305W |  |  | 79.22 |  | 1 |  | 6 | DISTR.ELEM. 25A 3P+N/P+N 3M 5AFTAK. WIT | El.dis.25A 3P+N/P+N 3m 5dér.+bus bl |  | STRAIGHT DISTRIBUTION LENGTHS 25A 3M | [18 empty] | 1 | 3606480000805 | 0 |  | 5000 | 310 | 6 | 5 | 9.3 | 13606480000802 | 6 | 31000000 | 31.45 | 1.65 | 1.3 | [8 empty] | 73606480000804 | 72 | 430500 | 318 | 63 | 52 |  |  |  | 7 | N | [12 empty] | SC1 | LK | 8536900100 | [14 empty] | DISTR.ELEM. 25A 3P+N/P+N 3M 5AFTAK. WIT | ELEM.DISTR.25A 3P+N/P+N 3M 5DERIV. BLANC | [17 empty] | https://eref.se.com/be/nl/sis-tarif/product/KBB25ED42305W | https://eref.se.com/be/fr/sis-tarif/product/KBB25ED42305W
Schneider Electric | Schneider Electric | 01022021 |  | Schneider Electric |  | SED | KBB25ED4300W |  |  | 49 |  | 1 |  | 6 | TRANS.ELEM.25A 3P+N 3M WIT | CANALIS ELEMENT DROIT KBB25 BLANC |  | CANALIS LENGTH KBB25 WHITE | [18 empty] | 1 | 3606480498947 | 0 |  | 2900 | 310 | 5 | 6 | 9.3 | 13606480498944 | 6 | 18400 | 314 | 16 | 13 | [17 empty] | 12 | N | [12 empty] | SC1 | LK | 8536900100 | [14 empty] | TRANS.ELEM.25A 3P+N 3M WIT | ELEM.TRANS.25A 3P+N 3M BLANC | [17 empty] | https://eref.se.com/be/nl/sis-tarif/product/KBB25ED4300W | https://eref.se.com/be/fr/sis-tarif/product/KBB25ED4300W
Schneider Electric | Schneider Electric | 01022021 |  | Schneider Electric |  | SED | KBB25ED4303TW |  |  | 71.46 |  | 1 |  | 6 | DISTR.ELEM. 25A 3P+N 3M 3AFTAK. +BUS WIT | Elem.distr.25A 3P+N 3m 3dériv. +bus bl. |  | STRAIGHT DISTRIBUTION LENGTHS 25A 3M | [18 empty] | 1 | 3606480000850 | 0 |  | 4800 | 310 | 5 | 5 | 7.75 | 13606480000857 | 6 | 29800 | 31.3 | 1.6 | 1.3 | [9 empty] | 72 | 365000 | 318 | 64 | 51 |  |  |  | 12 | N | [12 empty] | SC1 | LK | 8536900100 | [14 empty] | DISTR.ELEM. 25A 3P+N 3M 3AFTAK. +BUS WIT | ELEM.DISTR.25A 3P+N 3M 3DERIV. +BUS BLANC | [17 empty] | https://eref.se.com/be/nl/sis-tarif/product/KBB25ED4303TW | https://eref.se.com/be/fr/sis-tarif/product/KBB25ED4303TW
Schneider Electric | Schneider Electric | 01022021 |  | Schneider Electric |  | SED | KBB25ED4303W |  |  | 62.14 |  | 1 |  | 6 | DISTR.ELEM. 25A 3P+N 3M 3AFTAK. WIT | Elem.distr.25A 3P+N 3m 3dériv. Blanc |  | STRAIGHT DISTRIBUTION LENGTHS 25A 3M | [18 empty] | 1 | 3606480000867 | 0 |  | 5000 | 310 | 6 | 5 | 9.3 | 13606480000864 | 6 | 29000000000000000 | 31.5 | 1.6 | 1.3 | [8 empty] | 73606480000866 | 72 | 365000 | 318 | 64 | 51 |  |  |  | 7 | N | [12 empty] | SC1 | LK | 8536900100 | [14 empty] | DISTR.ELEM. 25A 3P+N 3M 3AFTAK. WIT | ELEM.DISTR.25A 3P+N 3M 3DERIV. BLANC | [17 empty] | https://eref.se.com/be/nl/sis-tarif/product/KBB25ED4303W | https://eref.se.com/be/fr/sis-tarif/product/KBB25ED4303W
Schneider Electric | Schneider Electric | 01022021 |  | Schneider Electric |  | SED | KBB25ED44300W |  |  | 68.53 |  | 1 |  | 6 | TRANS.ELEM.25A 3P+N/3P+N 3M WIT | CANALIS ELEMENT DROIT KBB25 BLANC |  | CANALIS LENGTH KBB25 WHITE | [18 empty] | 1 | 3606480498961 | 0 |  | 4800 | 310 | 6 | 5 | 9.3 | 13606480498968 | 6 | 29800 | 31.4 | 1.6 | 1.3 | [17 empty] | 12 | N | [12 empty] | SC1 | LK | 8536900100 | [14 empty] | TRANS.ELEM.25A 3P+N/3P+N 3M WIT | ELEM.TRANS.25A 3P+N/3P+N 3M BLANC | [17 empty] | https://eref.se.com/be/nl/sis-tarif/product/KBB25ED44300W | https://eref.se.com/be/fr/sis-tarif/product/KBB25ED44300W
Schneider Electric | Schneider Electric | 01022021 |  | Schneider Electric |  | SED | KBB25ED44305TW |  |  | 96.53 |  | 1 |  | 6 | DISTR.ELEM. 25A 3P+N/3P+N 3M 5AFTAK. +BU | El.dist.25A 3P+N/3P+N 3m 5dér. +bus bl. |  | STRAIGHT DISTRIBUTION LENGTHS 25A 3M | [18 empty] | 1 | 3606480000911 | 0 |  | 5000 | 310 | 6 | 5 | 9.3 | 13606480000918 | 6 | 32000000 | 31.5 | 1.6 | 1.3 | [8 empty] | 73606480000910 | 72 | 393000 | 320 | 64 | 51 |  |  |  | 7 | N | [12 empty] | SC1 | LK | 8536900100 | [14 empty] | DISTR.ELEM. 25A 3P+N/3P+N 3M 5AFTAK. +BUS WIT | ELEM.DISTR.25A 3P+N/3P+N 3M 5DERIV. +BUS BLANC | [17 empty] | https://eref.se.com/be/nl/sis-tarif/product/KBB25ED44305TW | https://eref.se.com/be/fr/sis-tarif/product/KBB25ED44305TW
Schneider Electric | Schneider Electric | 01022021 |  | Schneider Electric |  | SED | KBB25ED44305W |  |  | 83.94 |  | 1 |  | 6 | DISTR.ELEM. 25A 3P+N/3P+N 3M 5AFTAK. WIT | Elem.distr.25A 3P+N/3P+N 3m 5dériv. Bl. |  | STRAIGHT DISTRIBUTION LENGTHS 25A 3M | [18 empty] | 1 | 3606480000928 | 0 |  | 5000 | 310 | 6 | 5 | 9.3 | 13606480000925 | 6 | 32000000 | 31.5 | 1.6 | 1.3 | [8 empty] | 73606480000927 | 72 | 396000 | 320 | 65 | 51 |  |  |  | 7 | N | [12 empty] | SC1 | LK | 8536900100 | [14 empty] | DISTR.ELEM. 25A 3P+N/3P+N 3M 5AFTAK. WIT | ELEM.DISTR.25A 3P+N/3P+N 3M 5DERIV. BLANC | [17 empty] | https://eref.se.com/be/nl/sis-tarif/product/KBB25ED44305W | https://eref.se.com/be/fr/sis-tarif/product/KBB25ED44305W
Schneider Electric | Schneider Electric | 01022021 |  | Schneider Electric |  | SED | KBB40ABD44TW |  |  | 73.05 |  | 1 |  | 10 | VOEDING RECHTS 40A 3P+N/3P+N +BUS WIT | Alim. droite 40A 3P+N/3P+N +bus bl. |  | FEED UNIT 40A RIGHT MOUNTING | [18 empty] | 1 | 3606480000966 | 0 |  | 700 | 27 | 11 | 8 | 2.376 | 33606480000967 | 10 | 7280 | 40 | 30 | 20.5 | [9 empty] | 40 | 34000 | 60 | 80 | 80 |  |  |  | 7 | N | [12 empty] | SC1 | LK | 8536900100 | [14 empty] | VOEDING RECHTS 40A 3P+N/3P+N +BUS WIT | ALIMENTATION DROITE 40A 3P+N/3P+N +BUS BLANC | [17 empty] | https://eref.se.com/be/nl/sis-tarif/product/KBB40ABD44TW | https://eref.se.com/be/fr/sis-tarif/product/KBB40ABD44TW
Schneider Electric | Schneider Electric | 01022021 |  | Schneider Electric |  | SED | KBB40ABD4TW |  |  | 46.76 |  | 1 |  | 1 | VOEDING RECHTS 40A 3P+N +BUS WIT | ALIMENTATION 40A DROITE |  | FEED UNIT 40A RIGHT MOUNTING | [18 empty] | 1 | 3606480000997 | 0 |  | 464 | 27 | 8 | 8 | 1.728 | [23 empty] | 18 | N | [12 empty] | SC1 | LK | 8536900100 | [14 empty] | VOEDING RECHTS 40A 3P+N +BUS WIT | ALIMENTATION DROITE 40A 3P+N +BUS BLANC | [17 empty] | https://eref.se.com/be/nl/sis-tarif/product/KBB40ABD4TW | https://eref.se.com/be/fr/sis-tarif/product/KBB40ABD4TW
Schneider Electric | Schneider Electric | 01022021 |  | Schneider Electric |  | SED | KBB40ABD4W |  |  | 38.6 |  | 1 |  | 12 | VOEDING RECHTS 40A 3P+N WIT | alim. droite 40A 3P+N blanc |  | FEED UNIT 40A RIGHT MOUNTING | [18 empty] | 1 | 3606480001000 | 0 |  | 464 | 27 | 7 | 7 | 1.323 | 33606480001001 | 12 | 6500 | 40 | 30 | 20 | [8 empty] | 73606480001009 | 96 | 53044 | 80 | 60 | 77 |  |  |  | 7 | N | [12 empty] | SC1 | LK | 8536900100 | [14 empty] | VOEDING RECHTS 40A 3P+N WIT | ALIMENTATION DROITE 40A 3P+N BLANC | [17 empty] | https://eref.se.com/be/nl/sis-tarif/product/KBB40ABD4W | https://eref.se.com/be/fr/sis-tarif/product/KBB40ABD4W
Schneider Electric | Schneider Electric | 01022021 |  | Schneider Electric |  | SED | KBB40ABG44TW |  |  | 73.05 |  | 1 |  | 10 | VOEDING LINKS 40A 3P+N/3P+N +BUS WIT | Alim. gauche 40A 3P+N/3P+N +bus blanc |  | FEED UNIT 40A LEFT MOUNTING | [18 empty] | 1 | 3606480001055 | 0 |  | 700 | 27 | 11 | 8 | 2.376 | 33606480001056 | 10 | 7260 | 40 | 30 | 20 | [8 empty] | 73606480001054 | 40 | 36500 | 80 | 60 | 77 |  |  |  | 7 | N | [12 empty] | SC1 | LK | 8536900100 | [14 empty] | VOEDING LINKS 40A 3P+N/3P+N +BUS WIT | ALIMENTATION GAUCHE 40A 3P+N/3P+N +BUS BLANC | [17 empty] | https://eref.se.com/be/nl/sis-tarif/product/KBB40ABG44TW | https://eref.se.com/be/fr/sis-tarif/product/KBB40ABG44TW
Schneider Electric | Schneider Electric | 01022021 |  | Schneider Electric |  | SED | KBB40ABG44W |  |  | 68.1 |  | 1 |  | 10 | VOEDING LINKS 40A 3P+N/3P+N WIT | alim. gauche 40A 3P+N/3P+N blanc |  | FEED UNIT 40A LEFT OR RIGHT MOUNTING | [18 empty] | 1 | 3606480001062 | 0 |  | 700 | 27 | 11 | 8 | 2.376 | 33606480001063 | 10 | 7060 | 40 | 30 | 20 | [8 empty] | 73606480001061 | 160 | 121524 | 80 | 60 | 77 |  |  |  | 7 | N | [12 empty] | SC1 | LK | 8536900100 | [14 empty] | VOEDING LINKS 40A 3P+N/3P+N WIT | ALIMENTATION GAUCHE 40A 3P+N/3P+N BLANC | [17 empty] | https://eref.se.com/be/nl/sis-tarif/product/KBB40ABG44W | https://eref.se.com/be/fr/sis-tarif/product/KBB40ABG44W
Schneider Electric | Schneider Electric | 01022021 |  | Schneider Electric |  | SED | KBB40ABG4TW |  |  | 46.76 |  | 1 |  | 12 | VOEDING LINKS 40A 3P+N +BUS WIT | alim. gauche 40A 3P+N +bus blanc |  | FEED UNIT 40A LEFT MOUNTING | [18 empty] | 1 | 3606480001093 | 0 |  | 550 | 27 | 8 | 8 | 1.728 | 13606480001090 | 12 | 7200000 | 4 | 3 | 2.05 | [8 empty] | 13606480001090 | 12 | 15100000 | 40 | 30 | 20.5 |  |  |  | 7 | N | [12 empty] | SC1 | LK | 8536900100 | [14 empty] | VOEDING LINKS 40A 3P+N +BUS WIT | ALIMENTATION GAUCHE 40A 3P+N +BUS BLANC | [17 empty] | https://eref.se.com/be/nl/sis-tarif/product/KBB40ABG4TW | https://eref.se.com/be/fr/sis-tarif/product/KBB40ABG4TW
Schneider Electric | Schneider Electric | 01022021 |  | Schneider Electric |  | SED | KBB40ABG4W |  |  | 38.6 |  | 1 |  | 12 | VOEDING LINKS 40A 3P+N WIT | alim. gauche 40A 3P+N blanc |  | FEED UNIT 40A LEFT MOUNTING | [18 empty] | 1 | 3606480001109 | 0 |  | 550 | 27 | 8 | 8 | 1.728 | 33606480001100 | 12 | 8600 | 40 | 30 | 20 | [8 empty] | 73606480001108 | 192 | 114100 | 80 | 60 | 77 |  |  |  | 7 | N | [12 empty] | SC1 | LK | 8536900100 | [14 empty] | VOEDING LINKS 40A 3P+N WIT | ALIMENTATION GAUCHE 40A 3P+N BLANC | [17 empty] | https://eref.se.com/be/nl/sis-tarif/product/KBB40ABG4W | https://eref.se.com/be/fr/sis-tarif/product/KBB40ABG4W
Schneider Electric | Schneider Electric | 01022021 |  | Schneider Electric |  | SED | KBB40ABT44W |  |  | 183.35 |  | 1 |  | 1 | MIDDENVOEDING 40A 3P+N/3P+N WIT | Alim. centrale 40A 3P+N/3P+N blanc |  | CENTER FEED UNIT 40A | [18 empty] | 1 | 3606480001130 | 0 |  | 3250 | 64 | 22 | 9 | 12.672 | [15 empty] | 22 | 80000 | 60 | 80 | 80 |  |  |  | 7 | N | [12 empty] | SC1 | LK | 8536900100 | [14 empty] | MIDDENVOEDING 40A 3P+N/3P+N WIT | ALIMENTATION CENTRALE 40A 3P+N/3P+N BLANC | [17 empty] | https://eref.se.com/be/nl/sis-tarif/product/KBB40ABT44W | https://eref.se.com/be/fr/sis-tarif/product/KBB40ABT44W
Schneider Electric | Schneider Electric | 01022021 |  | Schneider Electric |  | SED | KBB40ABT4W |  |  | 179.74 |  | 1 |  | 1 | MIDDENVOEDING 40A 3P+N WIT | alim. centrale 40A 3P+N blanc |  | CENTER FEED UNIT 40A | [18 empty] | 1 | 3606480001147 | 0 |  | 2950 | 64 | 22 | 9 | 12.672 | [15 empty] | 22 | 73400 | 60 | 80 | 80 |  |  |  | 7 | N | [12 empty] | SC1 | LK | 8536900100 | [14 empty] | MIDDENVOEDING 40A 3P+N WIT | ALIMENTATION CENTRALE 40A 3P+N BLANC | [17 empty] | https://eref.se.com/be/nl/sis-tarif/product/KBB40ABT4W | https://eref.se.com/be/fr/sis-tarif/product/KBB40ABT4W
Schneider Electric | Schneider Electric | 01022021 |  | Schneider Electric |  | SED | KBB40AF |  |  | 8.21 |  | 1 |  | 250 | EINDKAP | Embout de fermeture |  | END COVER | [18 empty] | 10 | 3606480001154 | 0 |  | 18 | 5 | 5 | 3 | 0.075 | 33606480001155 | 10 | 680000 | 17 | 10 | 7 | [17 empty] | 7 | N | [12 empty] | SC1 | LK | 8536900100 | [14 empty] | EINDKAP | EMBOUT DE FERMETURE | [17 empty] | https://eref.se.com/be/nl/sis-tarif/product/KBB40AF | https://eref.se.com/be/fr/sis-tarif/product/KBB40AF
Schneider Electric | Schneider Electric | 01022021 |  | Schneider Electric |  | SED | KBB40DF405TW |  |  | 86.01 |  | 1 |  | 1 | FLEX.ELEM. 40A 3P+N 50 CM +BUS WIT | Elem.flex. 40A 3P+N 50cm + bus blanc |  | FLEXIBLE LENGTH 40A 0.5M | [18 empty] | 1 | 3606480001192 | 0 |  | 1400 | 61 | 7 | 7 | 2.989 | [15 empty] | 60 | 100000 | 80 | 60 | 77 |  |  |  | 12 | N | [12 empty] | SC1 | LK | 8536900100 | [14 empty] | FLEX.ELEM. 40A 3P+N 50 CM +BUS WIT | ELEM.FLEX. 40A 3P+N 50CM +BUS BLANC | [17 empty] | https://eref.se.com/be/nl/sis-tarif/product/KBB40DF405TW | https://eref.se.com/be/fr/sis-tarif/product/KBB40DF405TW
Schneider Electric | Schneider Electric | 01022021 |  | Schneider Electric |  | SED | KBB40DF405W |  |  | 78.94 |  | 1 |  | 1 | FLEX.ELEM. 40A 3P+N 50 CM WIT | Elem.flex. 40A 3P+N 50cm blanc |  | FLEXIBLE LENGTH 40A 0.5M | [18 empty] | 1 | 3606480001208 | 0 |  | 1400 | 61 | 7 | 7 | 2.989 | 3606480001208 | 1 | 3400 | 65.5 | 7 | 6.5 | [9 empty] | 20 | 36500 | 60 | 80 | 50 |  |  |  | 7 | N | [12 empty] | SC1 | LK | 8536900100 | [14 empty] | FLEX.ELEM. 40A 3P+N 50 CM WIT | ELEM.FLEX. 40A 3P+N 50CM BLANC | [17 empty] | https://eref.se.com/be/nl/sis-tarif/product/KBB40DF405W | https://eref.se.com/be/fr/sis-tarif/product/KBB40DF405W
Schneider Electric | Schneider Electric | 01022021 |  | Schneider Electric |  | SED | KBB40DF420TW |  |  | 110.47 |  | 1 |  | 1 | FLEX.ELEM. 40A 3P+N 2M +BUS WIT | Elem.flex. 40A 3P+N 2m +bus blanc |  | FLEXIBLE LENGTH 40A 2M | [18 empty] | 1 | 3606480001246 | 0 |  | 2200 | 61 | 44 | 6 | 16.104 | [23 empty] | 12 | N | [12 empty] | SC1 | LK | 8536900100 | [14 empty] | FLEX.ELEM. 40A 3P+N 2M +BUS WIT | ELEM.FLEX. 40A 3P+N 2M +BUS BLANC | [17 empty] | https://eref.se.com/be/nl/sis-tarif/product/KBB40DF420TW | https://eref.se.com/be/fr/sis-tarif/product/KBB40DF420TW
Schneider Electric | Schneider Electric | 01022021 |  | Schneider Electric |  | SED | KBB40DF420W |  |  | 101.38 |  | 1 |  | 1 | FLEX.ELEM. 40A 3P+N 2M WIT | Elem.flex. 40A 3P+N 2m blanc |  | FLEXIBLE LENGTH 40A 2M | [18 empty] | 1 | 3606480001253 | 0 |  | 2200 | 61 | 44 | 6 | 16.104 | 3606480001253 | 1 | 2754 | 61 | 44 | 6 | [9 empty] | 10 | 30500 | 60 | 80 | 50 |  |  |  | 7 | N | [12 empty] | SC1 | LK | 8536900100 | [14 empty] | FLEX.ELEM. 40A 3P+N 2M WIT | ELEM.FLEX. 40A 3P+N 2M BLANC | [17 empty] | https://eref.se.com/be/nl/sis-tarif/product/KBB40DF420W | https://eref.se.com/be/fr/sis-tarif/product/KBB40DF420W
Schneider Electric | Schneider Electric | 01022021 |  | Schneider Electric |  | SED | KBB40DF4405TW |  |  | 213.03 |  | 1 |  | 1 | FLEX.ELEM. 40A 3P+N/3P+N 50 CM +BUS WIT | Elem.flex. 40A 3P+N/3P+N 50cm + bus bl. |  | FLEXIBLE LENGTH 40A 0.5M | [18 empty] | 1 | 3606480001291 | 0 |  | 1500 | 61 | 7 | 7 | 2.989 | [23 empty] | 12 | N | [12 empty] | SC1 | LK | 8536900100 | [14 empty] | FLEX.ELEM. 40A 3P+N/3P+N 50 CM +BUS WIT | ELEM.FLEX. 40A 3P+N/3P+N 50CM +BUS BLANC | [17 empty] | https://eref.se.com/be/nl/sis-tarif/product/KBB40DF4405TW | https://eref.se.com/be/fr/sis-tarif/product/KBB40DF4405TW
Schneider Electric | Schneider Electric | 01022021 |  | Schneider Electric |  | SED | KBB40DF4405W |  |  | 195.37 |  | 1 |  | 1 | FLEX.ELEM. 40A 3P+N/3P+N 50 CM WIT | Elem.flex. 40A 3P+N/3P+N 50cm blanc |  | FLEXIBLE LENGTH 40A 0.5M | [18 empty] | 1 | 3606480001307 | 0 |  | 1500 | 61 | 7 | 7 | 2.989 | [23 empty] | 12 | N | [12 empty] | SC1 | LK | 8536900100 | [14 empty] | FLEX.ELEM. 40A 3P+N/3P+N 50 CM WIT | ELEM.FLEX. 40A 3P+N/3P+N 50CM BLANC | [17 empty] | https://eref.se.com/be/nl/sis-tarif/product/KBB40DF4405W | https://eref.se.com/be/fr/sis-tarif/product/KBB40DF4405W
Schneider Electric | Schneider Electric | 01022021 |  | Schneider Electric |  | SED | KBB40DF4420TW |  |  | 222.08 |  | 1 |  | 1 | FLEX.ELEM. 40A 3P+N/3P+N 2M +BUS WIT | Elem.flex. 40A 3P+N/3P+N 2m +bus blanc |  | FLEXIBLE LENGTH 40A 2M | [18 empty] | 1 | 3606480001345 | 0 |  | 2600 | 61 | 44 | 6 | 16.104 | [23 empty] | 12 | N | [12 empty] | SC1 | LK | 8536900100 | [14 empty] | FLEX.ELEM. 40A 3P+N/3P+N 2M +BUS WIT | ELEM.FLEX. 40A 3P+N/3P+N 2M +BUS BLANC | [17 empty] | https://eref.se.com/be/nl/sis-tarif/product/KBB40DF4420TW | https://eref.se.com/be/fr/sis-tarif/product/KBB40DF4420TW
Schneider Electric | Schneider Electric | 01022021 |  | Schneider Electric |  | SED | KBB40DF4420W |  |  | 203.8 |  | 1 |  | 1 | FLEX.ELEM. 40A 3P+N/3P+N 2M WIT | Elem.flex. 40A 3P+N/3P+N 2m blanc |  | FLEXIBLE LENGTH 40A 2M | [18 empty] | 1 | 3606480001352 | 0 |  | 2600 | 61 | 44 | 6 | 16.104 | [23 empty] | 12 | N | [12 empty] | SC1 | LK | 8536900100 | [14 empty] | FLEX.ELEM. 40A 3P+N/3P+N 2M WIT | ELEM.FLEX. 40A 3P+N/3P+N 2M BLANC | [17 empty] | https://eref.se.com/be/nl/sis-tarif/product/KBB40DF4420W | https://eref.se.com/be/fr/sis-tarif/product/KBB40DF4420W
Schneider Electric | Schneider Electric | 01022021 |  | Schneider Electric |  | SED | KBB40ED2202TW |  |  | 48.59 |  | 1 |  | 6 | DISTR.ELEM. 40A P+N/P+N 2M 2AFTAK. +BUS | El.distr.40A P+N/P+N 2m 2dériv. +bus bl. |  | STRAIGHT DISTRIBUTION LENGTHS 40A 2M | [18 empty] | 1 | 3606480001390 | 0 |  | 3600 | 214 | 5 | 5 | 5.35 | 13606480001397 | 6 | 22350 | 214 | 16 | 13 | [17 empty] | 12 | N | [12 empty] | SC1 | LK | 8536900100 | [14 empty] | DISTR.ELEM. 40A P+N/P+N 2M 2AFTAK. +BUS WIT | ELEM.DISTR.40A P+N/P+N 2M 2DERIV. +BUS BLANC | [17 empty] | https://eref.se.com/be/nl/sis-tarif/product/KBB40ED2202TW | https://eref.se.com/be/fr/sis-tarif/product/KBB40ED2202TW
Schneider Electric | Schneider Electric | 01022021 |  | Schneider Electric |  | SED | KBB40ED2202W |  |  | 42.25 |  | 1 |  | 6 | DISTR.ELEM. 40A P+N/P+N 2M 2AFTAK. WIT | Elem.distr.40A P+N/P+N 2m 2dériv. Blanc |  | STRAIGHT DISTRIBUTION LENGTHS 40A 2M | [18 empty] | 1 | 3606480001406 | 0 |  | 3600 | 214 | 5 | 5 | 5.35 | 13606480001403 | 6 | 23000000 | 21.5 | 1.6 | 1.3 | [8 empty] | 73606480001405 | 72 | 259200 | 220 | 65 | 51 |  |  |  | 7 | N | [12 empty] | SC1 | LK | 8536900100 | [14 empty] | DISTR.ELEM. 40A P+N/P+N 2M 2AFTAK. WIT | ELEM.DISTR.40A P+N/P+N 2M 2DERIV. BLANC | [17 empty] | https://eref.se.com/be/nl/sis-tarif/product/KBB40ED2202W | https://eref.se.com/be/fr/sis-tarif/product/KBB40ED2202W
Schneider Electric | Schneider Electric | 01022021 |  | Schneider Electric |  | SED | KBB40ED22203TW |  |  | 71.86 |  | 1 |  | 6 | DISTR.ELEM. 40A P+N/P+N 2M 3AFTAK. +BUS | El.distr.40A P+N/P+N 2m 3dériv. +bus bl. |  | STRAIGHT DISTRIBUTION LENGTHS 40A 2M | [18 empty] | 1 | 3606480001444 | 0 |  | 4000 | 210 | 6 | 5 | 6.3 | 13606480001441 | 6 | 25000000 | 214 | 16 | 13 | [17 empty] | 12 | N | [12 empty] | SC1 | LK | 8536900100 | [14 empty] | DISTR.ELEM. 40A P+N/P+N 2M 3AFTAK. +BUS WIT | ELEM.DISTR.40A P+N/P+N 2M 3DERIV. +BUS BLANC | [17 empty] | https://eref.se.com/be/nl/sis-tarif/product/KBB40ED22203TW | https://eref.se.com/be/fr/sis-tarif/product/KBB40ED22203TW
Schneider Electric | Schneider Electric | 01022021 |  | Schneider Electric |  | SED | KBB40ED22203W |  |  | 62.47 |  | 1 |  | 6 | DISTR.ELEM. 40A P+N/P+N 2M 3AFTAK. WIT | Elem.distr.40A P+N/P+N 2m 3dériv. Blanc |  | STRAIGHT DISTRIBUTION LENGTHS 40A 2M | [18 empty] | 1 | 3606480001451 | 0 |  | 4000 | 210 | 6 | 5 | 6.3 | 13606480001458 | 6 | 22000000000 | 215 | 16 | 13 | [8 empty] | 73606480001450 | 72 | 331880 | 220 | 64 | 51 |  |  |  | 7 | N | [12 empty] | SC1 | LK | 8536900100 | [14 empty] | DISTR.ELEM. 40A P+N/P+N 2M 3AFTAK. WIT | ELEM.DISTR.40A P+N/P+N 2M 3DERIV. BLANC | [17 empty] | https://eref.se.com/be/nl/sis-tarif/product/KBB40ED22203W | https://eref.se.com/be/fr/sis-tarif/product/KBB40ED22203W
Schneider Electric | Schneider Electric | 01022021 |  | Schneider Electric |  | SED | KBB40ED22300W |  |  | 68.04 |  | 1 |  | 6 | TRANS.ELEM.40A P+N/P+N 3M WIT | CANALIS ELEMENT DROIT KBB40 BLANC |  | CANALIS LENGTH KBB40 WHITE | [18 empty] | 1 | 3606480499098 | 0 |  | 4800 | 310 | 6 | 5 | 9.3 | 13606480499095 | 6 | 28800 | 31.4 | 1.6 | 1.3 | [17 empty] | 12 | N | [12 empty] | SC1 | LK | 8536900100 | [14 empty] | TRANS.ELEM.40A P+N/P+N 3M WIT | ELEM.TRANS.40A P+N/P+N 3M BLANC | [17 empty] | https://eref.se.com/be/nl/sis-tarif/product/KBB40ED22300W | https://eref.se.com/be/fr/sis-tarif/product/KBB40ED22300W
Schneider Electric | Schneider Electric | 01022021 |  | Schneider Electric |  | SED | KBB40ED22305TW |  |  | 99.79 |  | 1 |  | 6 | DISTR.ELEM. 40A P+N/P+N 3M 5AFTAK. +BUS | El.distr.40A P+N/P+N 3m 5dériv. +bus bl. |  | STRAIGHT DISTRIBUTION LENGTHS 40A 3M | [18 empty] | 1 | 3606480001505 | 0 |  | 5000 | 310 | 5 | 6 | 9.3 | 13606480001502 | 6 | 31000 | 314 | 16 | 13 | [17 empty] | 12 | N | [12 empty] | SC1 | LK | 8536900100 | [14 empty] | DISTR.ELEM. 40A P+N/P+N 3M 5AFTAK. +BUS WIT | ELEM.DISTR.40A P+N/P+N 3M 5DERIV. +BUS BLANC | [17 empty] | https://eref.se.com/be/nl/sis-tarif/product/KBB40ED22305TW | https://eref.se.com/be/fr/sis-tarif/product/KBB40ED22305TW
Schneider Electric | Schneider Electric | 01022021 |  | Schneider Electric |  | SED | KBB40ED22305W |  |  | 86.75 |  | 1 |  | 6 | DISTR.ELEM. 40A P+N/P+N 3M 5AFTAK. WIT | Elem.distr.40A P+N/P+N 3m 5dériv. Blanc |  | STRAIGHT DISTRIBUTION LENGTHS 40A 3M | [18 empty] | 1 | 3606480001512 | 0 |  | 5000 | 310 | 6 | 5 | 9.3 | 13606480001519 | 6 | 31000000000 | 315 | 16 | 13 | [8 empty] | 73606480001511 | 72 | 398000 | 318 | 63 | 52 |  |  |  | 7 | N | [12 empty] | SC1 | LK | 8536900100 | [14 empty] | DISTR.ELEM. 40A P+N/P+N 3M 5AFTAK. WIT | ELEM.DISTR.40A P+N/P+N 3M 5DERIV. BLANC | [17 empty] | https://eref.se.com/be/nl/sis-tarif/product/KBB40ED22305W | https://eref.se.com/be/fr/sis-tarif/product/KBB40ED22305W
Schneider Electric | Schneider Electric | 01022021 |  | Schneider Electric |  | SED | KBB40ED2300W |  |  | 45.35 |  | 1 |  | 6 | TRANS.ELEM.40A P+N 3M WIT | CANALIS ELEMENT DROIT KBB40 BLANC |  | CANALIS LENGTH KBB40 WHITE | [18 empty] | 1 | 3606480499111 | 0 |  | 3000 | 310 | 5 | 6 | 9.3 | 13606480499118 | 6 | 19000 | 314 | 16 | 13 | [17 empty] | 12 | N | [12 empty] | SC1 | LK | 8536900100 | [14 empty] | TRANS.ELEM.40A P+N 3M WIT | ELEM.TRANS.40A P+N 3M BLANC | [17 empty] | https://eref.se.com/be/nl/sis-tarif/product/KBB40ED2300W | https://eref.se.com/be/fr/sis-tarif/product/KBB40ED2300W
Schneider Electric | Schneider Electric | 01022021 |  | Schneider Electric |  | SED | KBB40ED2303TW |  |  | 63.68 |  | 1 |  | 6 | DISTR.ELEM. 40A P+N 3M 3AFTAK. +BUS WIT | Elem.distr.40A P+N 3m 3dériv. +bus blanc |  | STRAIGHT DISTRIBUTION LENGTHS 40A 3M | [18 empty] | 1 | 3606480001567 | 0 |  | 4500 | 310 | 6 | 5 | 9.3 | 13606480001564 | 6 | 28000 | 31.4 | 1.6 | 1.3 | [17 empty] | 12 | N | [12 empty] | SC1 | LK | 8536900100 | [14 empty] | DISTR.ELEM. 40A P+N 3M 3AFTAK. +BUS WIT | ELEM.DISTR.40A P+N 3M 3DERIV. +BUS BLANC | [17 empty] | https://eref.se.com/be/nl/sis-tarif/product/KBB40ED2303TW | https://eref.se.com/be/fr/sis-tarif/product/KBB40ED2303TW
Schneider Electric | Schneider Electric | 01022021 |  | Schneider Electric |  | SED | KBB40ED2303W |  |  | 55.38 |  | 1 |  | 6 | DISTR.ELEM. 40A P+N 3M 3AFTAK. WIT | Elem.distr.40A P+N 3m 3dériv. Blanc |  | STRAIGHT DISTRIBUTION LENGTHS 40A 3M | [18 empty] | 1 | 3606480001574 | 0 |  | 4500 | 310 | 6 | 5 | 9.3 | 13606480001571 | 6 | 29000000 | 31.5 | 1.6 | 1.3 | [8 empty] | 73606480001573 | 72 | 362000 | 320 | 64 | 52 |  |  |  | 7 | N | [12 empty] | SC1 | LK | 8536900100 | [14 empty] | DISTR.ELEM. 40A P+N 3M 3AFTAK. WIT | ELEM.DISTR.40A P+N 3M 3DERIV. BLANC | [17 empty] | https://eref.se.com/be/nl/sis-tarif/product/KBB40ED2303W | https://eref.se.com/be/fr/sis-tarif/product/KBB40ED2303W
Schneider Electric | Schneider Electric | 01022021 |  | Schneider Electric |  | SED | KBB40ED4202TW |  |  | 70.04 |  | 1 |  | 6 | DISTR.ELEM. 40A 3P+N 2M 2AFTAK. +BUS WIT | Elem.distr.40A 3P+N 2m 2dériv. +bus bl. |  | STRAIGHT DISTRIBUTION LENGTHS 40A 2M | [18 empty] | 1 | 3606480001611 | 0 |  | 3500 | 210 | 6 | 5 | 6.3 | 13606480001618 | 6 | 22000 | 21.4 | 1.6 | 1.3 | [17 empty] | 12 | N | [12 empty] | SC1 | LK | 8536900100 | [14 empty] | DISTR.ELEM. 40A 3P+N 2M 2AFTAK. +BUS WIT | ELEM.DISTR.40A 3P+N 2M 2DERIV. +BUS BLANC | [17 empty] | https://eref.se.com/be/nl/sis-tarif/product/KBB40ED4202TW | https://eref.se.com/be/fr/sis-tarif/product/KBB40ED4202TW
Schneider Electric | Schneider Electric | 01022021 |  | Schneider Electric |  | SED | KBB40ED4202W |  |  | 60.91 |  | 1 |  | 6 | DISTR.ELEM. 40A 3P+N 2M 2AFTAK. WIT | Elem.distr.40A 3P+N 2m 2dériv. Blanc |  | STRAIGHT DISTRIBUTION LENGTHS 40A 2M | [18 empty] | 1 | 3606480001628 | 0 |  | 3500 | 210 | 6 | 5 | 6.3 | 13606480001625 | 6 | 22000000 | 21.5 | 1.6 | 1.35 | [8 empty] | 73606480001627 | 72 | 295880 | 220 | 64 | 51 |  |  |  | 7 | N | [12 empty] | SC1 | LK | 8536900100 | [14 empty] | DISTR.ELEM. 40A 3P+N 2M 2AFTAK. WIT | ELEM.DISTR.40A 3P+N 2M 2DERIV. BLANC | [17 empty] | https://eref.se.com/be/nl/sis-tarif/product/KBB40ED4202W | https://eref.se.com/be/fr/sis-tarif/product/KBB40ED4202W
Schneider Electric | Schneider Electric | 01022021 |  | Schneider Electric |  | SED | KBB40ED42203TW |  |  | 116.96 |  | 1 |  | 6 | CANALIS RECHT ELEM KBB40 BUS WITE | CANALIS ELEM DROIT KBB40 BUS BLANC |  | CANALIS LENGTH KBB40 BUS WHITE | [18 empty] | 6 | 3606480499142 | 0 |  | 3800 | 215 | 5 | 5 | 5.375 | 13606480499149 | 6 | 23800 | 22 | 1.6 | 1.3 | [9 empty] | 72 | 286000 | 220 | 64 | 51 |  |  |  | 12 | N | [12 empty] | SC1 | LK | 8536900100 | [33 empty] | https://eref.se.com/be/nl/sis-tarif/product/KBB40ED42203TW | https://eref.se.com/be/fr/sis-tarif/product/KBB40ED42203TW
Schneider Electric | Schneider Electric | 01022021 |  | Schneider Electric |  | SED | KBB40ED42203W |  |  | 68.12 |  | 1 |  | 6 | Distr.elem. 40A 3P+N/P+N 2m 3aftak. Wit | Elem.distr.40A 3P+N/P+N 2m 3dériv. Blanc |  | STRAIGHT DISTRIBUTION LENGTHS 40A 2M | [18 empty] | 1 | 3606480001642 | 0 |  | 3500 | 210 | 5 | 5 | 5.25 | 13606480001649 | 6 | 24000000 | 21.5 | 1.6 | 1.35 | [8 empty] | 73606480001641 | 72 | 302000 | 220 | 64 | 51 |  |  |  | 7 | N | [12 empty] | SC1 | LK | 8536900100 | [14 empty] | DISTR.ELEM. 40A 3P+N/P+N 2M 3AFTAK. WIT | ELEM.DISTR.40A 3P+N/P+N 2M 3DERIV. BLANC | [17 empty] | https://eref.se.com/be/nl/sis-tarif/product/KBB40ED42203W | https://eref.se.com/be/fr/sis-tarif/product/KBB40ED42203W
Schneider Electric | Schneider Electric | 01022021 |  | Schneider Electric |  | SED | KBB40ED42300W |  |  | 77.17 |  | 1 |  | 6 | TRANS.ELEM.40A 3P+N/P+N 3M Wit | CANALIS ELEMENT DROIT KBB40 BLANC |  | CANALIS LENGTH KBB40 WHITE | [18 empty] | 1 | 3606480499159 | 0 |  | 3700 | 310 | 5 | 6 | 9.3 | 13606480499156 | 6 | 24000 | 314 | 16 | 13 | [17 empty] | 12 | N | [12 empty] | SC1 | LK | 8536900100 | [14 empty] | TRANS.ELEM.40A 3P+N/P+N 3M WIT | ELEM.TRANS.40A 3P+N/P+N 3M BLANC | [17 empty] | https://eref.se.com/be/nl/sis-tarif/product/KBB40ED42300W | https://eref.se.com/be/fr/sis-tarif/product/KBB40ED42300W
Schneider Electric | Schneider Electric | 01022021 |  | Schneider Electric |  | SED | KBB40ED42305W |  |  | 93.36 |  | 1 |  | 6 | DISTR.ELEM. 40A 3P+N/P+N 3M 5AFTAK. WIT | Elem.distr.40A 3P+N/P+N 3m 5dériv. Blanc |  | STRAIGHT DISTRIBUTION LENGTHS 40A 3M | [18 empty] | 1 | 3606480001673 | 0 |  | 5000 | 310 | 6 | 5 | 9.3 | 13606480001670 | 6 | 34000000 | 31.5 | 1.6 | 1.3 | [8 empty] | 73606480001672 | 72 | 426500 | 318 | 64 | 51 |  |  |  | 7 | N | [12 empty] | SC1 | LK | 8536900100 | [14 empty] | DISTR.ELEM. 40A 3P+N/P+N 3M 5AFTAK. WIT | ELEM.DISTR.40A 3P+N/P+N 3M 5DERIV. BLANC | [17 empty] | https://eref.se.com/be/nl/sis-tarif/product/KBB40ED42305W | https://eref.se.com/be/fr/sis-tarif/product/KBB40ED42305W
Schneider Electric | Schneider Electric | 01022021 |  | Schneider Electric |  | SED | KBB40ED4300W |  |  | 57.01 |  | 1 |  | 6 | TRANS.ELEM.40A 3P+N 3M WIT | CANALIS ELEMENT DROIT KBB40 BLANC |  | CANALIS LENGTH KBB40 WHITE | [18 empty] | 1 | 3606480499173 | 0 |  | 4700 | 310 | 5 | 6 | 9.3 | 13606480499170 | 6 | 30200 | 314 | 16 | 13 | [17 empty] | 12 | N | [12 empty] | SC1 | LK | 8536900100 | [14 empty] | TRANS.ELEM.40A 3P+N 3M WIT | ELEM.TRANS.40A 3P+N 3M BLANC | [17 empty] | https://eref.se.com/be/nl/sis-tarif/product/KBB40ED4300W | https://eref.se.com/be/fr/sis-tarif/product/KBB40ED4300W
Schneider Electric | Schneider Electric | 01022021 |  | Schneider Electric |  | SED | KBB40ED4303TW |  |  | 86.72 |  | 1 |  | 6 | DISTR.ELEM. 40A 3P+N 3M 3AFTAK. +BUS WIT | Elem.distr.40A 3P+N 3m 3dériv. +bus bl. |  | STRAIGHT DISTRIBUTION LENGTHS 40A 3M | [18 empty] | 1 | 3606480001727 | 0 |  | 4700 | 310 | 5 | 5 | 7.75 | 13606480001724 | 6 | 30200 | 1.6 | 31.4 | 1.3 | [17 empty] | 12 | N | [12 empty] | SC1 | LK | 8536900100 | [14 empty] | DISTR.ELEM. 40A 3P+N 3M 3AFTAK. +BUS WIT | ELEM.DISTR.40A 3P+N 3M 3DERIV. +BUS BLANC | [17 empty] | https://eref.se.com/be/nl/sis-tarif/product/KBB40ED4303TW | https://eref.se.com/be/fr/sis-tarif/product/KBB40ED4303TW
Schneider Electric | Schneider Electric | 01022021 |  | Schneider Electric |  | SED | KBB40ED4303W |  |  | 75.4 |  | 1 |  | 6 | DISTR.ELEM. 40A 3P+N 3M 3AFTAK. WIT | Elem.distr.40A 3P+N 3m 3dériv. Blanc |  | STRAIGHT DISTRIBUTION LENGTHS 40A 3M | [18 empty] | 1 | 3606480001734 | 0 |  | 5000 | 310 | 7 | 5 | 10.85 | 13606480001731 | 6 | 30000000000 | 315 | 16 | 13 | [8 empty] | 73606480001733 | 72 | 393000 | 320 | 64 | 51 |  |  |  | 7 | N | [12 empty] | SC1 | LK | 8536900100 | [14 empty] | DISTR.ELEM. 40A 3P+N 3M 3AFTAK. WIT | ELEM.DISTR.40A 3P+N 3M 3DERIV. BLANC | [17 empty] | https://eref.se.com/be/nl/sis-tarif/product/KBB40ED4303W | https://eref.se.com/be/fr/sis-tarif/product/KBB40ED4303W
Schneider Electric | Schneider Electric | 01022021 |  | Schneider Electric |  | SED | KBB40ED44203TW |  |  | 87.07 |  | 1 |  | 6 | DISTR.ELEM. 40A 3P+N/3P+N 2M 3AFTAK. +BU | Elem.distr.40A 3P+N/3P+N 2m 3dériv. +bus |  | STRAIGHT DISTRIBUTION LENGTHS 40A 2M | [18 empty] | 1 | 3606480001772 | 0 |  | 3500 | 210 | 5 | 5 | 5.25 | 13606480001779 | 6 | 23000 | 1.6 | 21.4 | 1.3 | [17 empty] | 12 | N | [12 empty] | SC1 | LK | 8536900100 | [14 empty] | DISTR.ELEM. 40A 3P+N/3P+N 2M 3AFTAK. +BUS WIT | ELEM.DISTR.40A 3P+N/3P+N 2M 3DERIV. +BUS BLANC | [17 empty] | https://eref.se.com/be/nl/sis-tarif/product/KBB40ED44203TW | https://eref.se.com/be/fr/sis-tarif/product/KBB40ED44203TW
Schneider Electric | Schneider Electric | 01022021 |  | Schneider Electric |  | SED | KBB40ED44203W |  |  | 75.7 |  | 1 |  | 6 | DISTR.ELEM. 40A 3P+N/3P+N 2M 3AFTAK. WIT | Elem.distr.40A 3P+N/3P+N 2m 3dériv. Bl. |  | STRAIGHT DISTRIBUTION LENGTHS 40A 2M | [18 empty] | 1 | 3606480001789 | 0 |  | 4000 | 210 | 5 | 6 | 6.3 | 13606480001786 | 6 | 24100000000000 | 2.155 | 0.16 | 0.13 | [8 empty] | 73606480001788 | 72 | 319000 | 220 | 64 | 41.5 |  |  |  | 7 | N | [12 empty] | SC1 | LK | 8536900100 | [14 empty] | DISTR.ELEM. 40A 3P+N/3P+N 2M 3AFTAK. WIT | ELEM.DISTR.40A 3P+N/3P+N 2M 3DERIV. BLANC | [17 empty] | https://eref.se.com/be/nl/sis-tarif/product/KBB40ED44203W | https://eref.se.com/be/fr/sis-tarif/product/KBB40ED44203W
Schneider Electric | Schneider Electric | 01022021 |  | Schneider Electric |  | SED | KBB40ED44300W |  |  | 81.49 |  | 1 |  | 6 | TRANS.ELEM.40A 3P+N/3P+N 3M WIT | CANALIS ELEMENT DROIT KBB40 BLANC |  | CANALIS LENGTH KBB40 WHITE | [18 empty] | 1 | 3606480499203 | 0 |  | 6100 | 310 | 5 | 6 | 9.3 | 13606480499200 | 6 | 37600 | 314 | 16 | 13 | [17 empty] | 12 | N | [12 empty] | SC1 | LK | 8536900100 | [14 empty] | TRANS.ELEM.40A 3P+N/3P+N 3M WIT | ELEM.TRANS.40A 3P+N/3P+N 3M BLANC | [17 empty] | https://eref.se.com/be/nl/sis-tarif/product/KBB40ED44300W | https://eref.se.com/be/fr/sis-tarif/product/KBB40ED44300W
Schneider Electric | Schneider Electric | 01022021 |  | Schneider Electric |  | SED | KBB40ED44305TW |  |  | 116.89 |  | 1 |  | 6 | DISTR.ELEM. 40A 3P+N/3P+N 3M 5AFTAK. +BU | Elem.distr.40A 3P+N/3P+N 3m 5dériv. +bus |  | STRAIGHT DISTRIBUTION LENGTHS 40A 3M | [18 empty] | 1 | 3606480001833 | 0 |  | 5200 | 310 | 5 | 5 | 7.75 | 13606480001830 | 6 | 33200 | 1.6 | 31.4 | 1.3 | [17 empty] | 12 | N | [12 empty] | SC1 | LK | 8536900100 | [14 empty] | DISTR.ELEM. 40A 3P+N/3P+N 3M 5AFTAK. +BUS WIT | ELEM.DISTR.40A 3P+N/3P+N 3M 5DERIV. +BUS BLANC | [17 empty] | https://eref.se.com/be/nl/sis-tarif/product/KBB40ED44305TW | https://eref.se.com/be/fr/sis-tarif/product/KBB40ED44305TW
Schneider Electric | Schneider Electric | 01022021 |  | Schneider Electric |  | SED | KBB40ED44305W |  |  | 101.65 |  | 1 |  | 6 | DISTR.ELEM. 40A 3P+N/3P+N 3M 5AFTAK. WIT | Elem.distr.40A 3P+N/3P+N 3m 5dériv. Bl. |  | STRAIGHT DISTRIBUTION LENGTHS 40A 3M | [18 empty] | 1 | 3606480001840 | 0 |  | 6000 | 310 | 6 | 5 | 9.3 | 13606480001847 | 6 | 35000000000000000 | 31.5 | 1.6 | 1.3 | [8 empty] | 73606480001849 | 72 | 444000 | 318 | 66 | 51 |  |  |  | 7 | N | [12 empty] | SC1 | LK | 8536900100 | [14 empty] | DISTR.ELEM. 40A 3P+N/3P+N 3M 5AFTAK. WIT | ELEM.DISTR.40A 3P+N/3P+N 3M 5DERIV. BLANC | [17 empty] | https://eref.se.com/be/nl/sis-tarif/product/KBB40ED44305W | https://eref.se.com/be/fr/sis-tarif/product/KBB40ED44305W
Schneider Electric | Schneider Electric | 01022021 |  | Schneider Electric |  | SED | KBB40EDA20W |  |  | 32.86 |  | 1 |  | 6 | KBB LEEG ELEM. 2M WIT | Elem. Vide KBB 2m blanc |  | EMPTY LENGTH 2M | [18 empty] | 6 | 3606480001864 | 0 |  | 3000 | 210 | 6 | 5 | 6.3 | 13606480001861 | 6 | 19000000 | 21.5 | 1.6 | 1.3 | [8 empty] | 73606480001863 | 72 | 282000 | 220 | 64 | 51 |  |  |  | 7 | N | [12 empty] | SC1 | LK | 8536900100 | [14 empty] | KBB LEEG ELEM. 2M WIT | ELEM.VIDE KBB 2M BLANC | [17 empty] | https://eref.se.com/be/nl/sis-tarif/product/KBB40EDA20W | https://eref.se.com/be/fr/sis-tarif/product/KBB40EDA20W
Schneider Electric | Schneider Electric | 01022021 |  | Schneider Electric |  | SED | KBB40ZFC |  |  | 13.87 |  | 10 |  | 500 | OPEN OPHANGHAAK | Crochet pour chaine |  | PIGTAIL HOOK | [18 empty] | 10 | 3606480001888 | 0 |  | 25 | 15 | 15 | 4 | 0.9 | 33606480001889 | 500 | 15160 | 30 | 21 | 12.5 | [8 empty] | 73606480001887 | 6000 | 190384 | 60 | 80 | 77 |  |  |  | 2 | Y | [12 empty] | SC1 | LK | 8538909999 | [14 empty] | OPEN OPHANGHAAK VOOR KETTING | CROCHET POUR CHAINE | [17 empty] | https://eref.se.com/be/nl/sis-tarif/product/KBB40ZFC | https://eref.se.com/be/fr/sis-tarif/product/KBB40ZFC
Schneider Electric | Schneider Electric | 01022021 |  | Schneider Electric |  | SED | KBB40ZFC5 |  |  | 16.31 |  | 10 |  | 500 | OPHANGHAAK VOOR VERLICHTING | Crochet pour luminaire |  | OPEN HOOK | [18 empty] | 10 | 3606480001895 | 0 |  | 159 | 11 | 7 | 3 | 0.231 | 33606480001896 | 500 | 8170 | 31 | 22.5 | 20.5 | [9 empty] | 4500 | 722500 | 80 | 60 | 50 |  |  |  | 7 | N | [12 empty] | SC1 | LK | 8538909999 | [14 empty] | OPHANGHAAK VOOR VERLICHTING | CROCHET POUR LUMINAIRE | [17 empty] | https://eref.se.com/be/nl/sis-tarif/product/KBB40ZFC5 | https://eref.se.com/be/fr/sis-tarif/product/KBB40ZFC5
Schneider Electric | Schneider Electric | 01022021 |  | Schneider Electric |  | SED | KBB40ZFC6 |  |  | 23 |  | 10 |  | 500 | GESLOTEN OPHANGHAAK | Crochet fermé pour cable acier |  | CLOSED RING | [18 empty] | 10 | 3606480001901 | 0 |  | 15 | 10 | 10 | 1 | 0.1 | 33606480001902 | 500 | 8210 | 31 | 22.5 | 20.5 | [8 empty] | 73606480001900 | 9000 | 156298 | 60 | 80 | 77 |  |  |  | 7 | N | [12 empty] | SC1 | LK | 8538909999 | [14 empty] | GESLOTEN OPHANGHAAK VOOR STALEN KABEL | CROCHET FERME POUR CABLE ACIER | [17 empty] | https://eref.se.com/be/nl/sis-tarif/product/KBB40ZFC6 | https://eref.se.com/be/fr/sis-tarif/product/KBB40ZFC6
Schneider Electric | Schneider Electric | 01022021 |  | Schneider Electric |  | SED | KBB40ZFG1 |  |  | 1.75 |  | 1 |  | 100 | BEUGEL VOOR KFB25CD253 | Support goulotte pour KFB25CD253 |  | CABLE DUCT BRACKET | [18 empty] | 10 | 3606480006333 | 0 |  | 17 | 6 | 3 | 11 | 0.198 |  | 10 | 112000 | 110 | 90 | 45 |  | 33606480006334 | 100 | 1371 | 30 | 20.5 | 13.5 |  | 73606480006332 | 3200 | 56000000 | 60 | 80 | 84 |  |  |  | 7 | N | [12 empty] | SC1 | LK | 8536900100 | [14 empty] | KABELGOOTSTEUN VOOR KFB25CD253 | SUPPORT GOULOTTE POUR KFB25CD253 | [17 empty] | https://eref.se.com/be/nl/sis-tarif/product/KBB40ZFG1 | https://eref.se.com/be/fr/sis-tarif/product/KBB40ZFG1
Schneider Electric | Schneider Electric | 01022021 |  | Schneider Electric |  | SED | KBB40ZFG2 |  |  | 4.06 |  | 1 |  | 10 | BEV. BEUGEL KABELGOOT LANGS CANALIS | Support interm. Pour goulotte |  | CLIP AND SPACER CABLE DUCT 25MM | [18 empty] | 10 | 3606480001918 | 0 |  | 26 | 10 | 5 | 2 | 0.1 | 13606480001915 | 10 | 258 | 22.5 | 18 | 10 |  | 33606480001919 | 100 | 3060000 | 0.4 | 0.3 | 0.15 |  | 73606480001917 | 2000 | 53800000 | 80 | 120 | 80 |  |  |  | 7 | N | [12 empty] | SC1 | LK | 3926909790 | [14 empty] | TUSSENSTEUN VOOR KABELGOOT | SUPPORT INTERMEDIARE POUR GOULOTTE | [17 empty] | https://eref.se.com/be/nl/sis-tarif/product/KBB40ZFG2 | https://eref.se.com/be/fr/sis-tarif/product/KBB40ZFG2
Schneider Electric | Schneider Electric | 01022021 |  | Schneider Electric |  | SED | KBB40ZFGU |  |  | 1.28 |  | 1 |  | 120 | BEUGEL VOOR KABELS BEGELEIDING | Support câble |  | CABLE SUPPORT | [18 empty] | 20 | 3606480001925 | 0 |  | 316 | 26 | 23 | 6 | 3.588 |  | 120 | 39000 | 40 | 30 | 20 | [9 empty] | 3840 | 1226000 | 120 | 80 | 92.5 |  |  |  | 7 | N | [12 empty] | SC1 | LK | 8538909999 | [14 empty] | KABELHOUDER | SUPPORT CABLE | [17 empty] | https://eref.se.com/be/nl/sis-tarif/product/KBB40ZFGU | https://eref.se.com/be/fr/sis-tarif/product/KBB40ZFGU
Schneider Electric | Schneider Electric | 01022021 |  | Schneider Electric |  | SED | KBB40ZFL |  |  | 2.48 |  | 1 |  | 12 | BEUGEL VOOR OPHANGING KBL IP20 OP KBB | ETRIER POUR SUPENSION KBL IP20 SUR KBB |  | FIXING BRACKET FOR KBL ON KBB | [18 empty] | 12 | 3606485039626 | 0 |  | 530 | 7 | 6 | 3 | 0.126 | 33606485039627 | 12 | 3380 | 16.5 | 16 | 6.5 |  | 33606485039627 | 12 | 680 | 16.5 | 16 | 6.5 |  | 73606485039625 | 1080 | 69700000 | 60 | 80 | 77 |  |  |  | 7 | N | [12 empty] | SC1 | LK | 7326909890 | [14 empty] | BEUGEL VOOR OPHANGING KBL IP20 OP KBB | ETRIER POUR SUPENSION KBL IP20 SUR KBB | [17 empty] | https://eref.se.com/be/nl/sis-tarif/product/KBB40ZFL | https://eref.se.com/be/fr/sis-tarif/product/KBB40ZFL
Schneider Electric | Schneider Electric | 01022021 |  | Schneider Electric |  | SED | KBB40ZFMP |  |  | 2.19 |  | 1 |  | 10 | MONTAGE PLAAT VOOR UNIVERS. BEUGELS | Plaque de fixation pour étrier univers. |  | RAISER FOR FIXING | [18 empty] | 10 | 3606480001932 | 0 |  | 41 | 7 | 1 | 2 | 0.014 | 13606480001939 | 10 | 418 | 15 | 12.5 | 3 |  | 33606480001933 | 30 | 13500 | 4 | 3 | 1.5 |  |  | 300 | 21100 | 60 | 80 | 50 |  |  |  | 7 | N | [12 empty] | SC1 | LK | 8538909999 | [14 empty] | OPHOOGSTUK VOOR UNIVERSELE BEUGEL | PLAQUE DE FIXATION POUR ETRIER UNIVERSEL | [17 empty] | https://eref.se.com/be/nl/sis-tarif/product/KBB40ZFMP | https://eref.se.com/be/fr/sis-tarif/product/KBB40ZFMP
Schneider Electric | Schneider Electric | 01022021 |  | Schneider Electric |  | SED | KBB40ZFPU |  |  | 77.11 |  | 10 |  | 10 | HOOGTE VERST.BAAR BEUGELS VOOR PENDELS | Etrier reglable pour tige filetée |  | SPRING FIXING BRACKET | [18 empty] | 10 | 3606480006340 | 0 |  | 124 | 27 | 3 | 6 | 0.486 | 33606480006341 | 10 | 3500 | 29 | 19.5 | 13 |  | 33606480006341 | 10 | 1417 | 29 | 19.5 | 13 |  | 73606480006349 | 400 | 71000000 | 60 | 80 | 76 |  |  |  | 7 | N | [12 empty] | SC1 | LK | 8536900100 | [14 empty] | REGELBARE BEUGEL VOOR DRAADSTANG M6 | ETRIER REGLABLE POUR TIGE FILETEE M6 | [17 empty] | https://eref.se.com/be/nl/sis-tarif/product/KBB40ZFPU | https://eref.se.com/be/fr/sis-tarif/product/KBB40ZFPU
Schneider Electric | Schneider Electric | 01022021 |  | Schneider Electric |  | SED | KBB40ZFS |  |  | 76.13 |  | 1 |  | 40 | KNIPTANG VOOR OPHANGSTAALKABEL | Pince coupante pour câble acier |  | CUTTING PLIERS | [18 empty] | 1 | 3606480001949 | 0 |  | 360 | 25 | 10 | 2 | 0.5 | 33606480001940 | 40 | 14800 | 40 | 20.5 | 19.5 | [8 empty] | 73606480001948 | 960 | 363700 | 60 | 80 | 77 |  |  |  | 20 | N | [12 empty] | SC1 | LK | 8203200000 | [14 empty] | KNIPTANG VOOR STALEN KABEL | PINCE COUPANTE POUR CABLE ACIER | [17 empty] | https://eref.se.com/be/nl/sis-tarif/product/KBB40ZFS | https://eref.se.com/be/fr/sis-tarif/product/KBB40ZFS
Schneider Electric | Schneider Electric | 01022021 |  | Schneider Electric |  | SED | KBB40ZFS23 |  |  | 10.54 |  | 1 |  | 100 | OPHANGSTAALKABEL | Câble acier |  | STEEL CABLE SUSPENSION SYSTEM | [18 empty] | 10 | 3606480001956 | 0 |  | 70 | 25 | 25 | 3 | 1.875 | 33606480001957 | 100 | 8040 | 39.5 | 20 | 20 | [9 empty] | 2400 | 201436 | 60 | 80 | 80 |  |  |  | 7 | N | [12 empty] | SC1 | LK | 8538909999 | [14 empty] | STALEN KABEL | CABLE ACIER | [17 empty] | https://eref.se.com/be/nl/sis-tarif/product/KBB40ZFS23 | https://eref.se.com/be/fr/sis-tarif/product/KBB40ZFS23
Schneider Electric | Schneider Electric | 01022021 |  | Schneider Electric |  | SED | KBB40ZFSL |  |  | 2.98 |  | 1 |  | 70 | KBB UNIVERSELE BEUGEL VOOR STALEN KABEL | KBB ETRIER UNIVERSEL POUR CABLE ACIER |  | KBB UNIVERSAL FIXING BRACKET FOR STEEL C | [18 empty] | 10 | 3606480320965 | 0 |  | 42 | 14 | 8 | 6 | 0.672 | 23606480320969 | 10 | 425000000 | 70 | 225 | 55 |  |  | 280 | 12300 | 24.5 | 38.5 | 24.5 |  | 73606480320988 | 3360 | 156100 | 80 | 60 | 77 |  |  |  | 7 | N | [12 empty] | SC1 | LK | 7326909890 | [14 empty] | UNIVERSELE BEUGEL VOOR STALEN KABEL | ETRIER UNIVERSEL POUR CABLE ACIER | [17 empty] | https://eref.se.com/be/nl/sis-tarif/product/KBB40ZFSL | https://eref.se.com/be/fr/sis-tarif/product/KBB40ZFSL
Schneider Electric | Schneider Electric | 01022021 |  | Schneider Electric |  | SED | KBB40ZFSLW |  |  | 3.04 |  | 1 |  | 70 | KBB BEUGEL WIT VOOR STALEN KABEL | ETRIER AVEC ANNEAU |  | FIXING BRACKET WITH RING | [18 empty] | 10 | 3606480796210 | 0 |  | 57 | 8 | 5 | 2 | 0.08 | 33606480796211 | 70 | 4300 | 40 | 20 | 19.5 | [9 empty] | 420 | 246400 | 80 | 60 | 34.5 |  |  |  | 8 | N | [12 empty] | SC1 | LK | 8536900100 | [33 empty] | https://eref.se.com/be/nl/sis-tarif/product/KBB40ZFSLW | https://eref.se.com/be/fr/sis-tarif/product/KBB40ZFSLW
Schneider Electric | Schneider Electric | 01022021 |  | Schneider Electric |  | SED | KBB40ZFSU |  |  | 12.09 |  | 1 |  | 50 | BEUGEL KBB+ KABEL HOOGTE VERST.BAAR | Etrier KBB+ câble réglable |  | SPRING FIXING BRACKET | [18 empty] | 10 | 3606480001963 | 0 |  | 140 | 30 | 30 | 5 | 4.5 | 23606480001967 | 50 | 7100 | 40 | 19.5 | 20.5 | [8 empty] | 73606480001962 | 1200 | 178900 | 66 | 80 | 77 |  |  |  | 7 | N | [12 empty] | SC1 | LK | 7326909890 | [14 empty] | UNIVERSELE BEUGEL + STALEN KABEL VAN 3M | ETRIER UNIVERSEL + CABLE ACIER DE 3M | [17 empty] | https://eref.se.com/be/nl/sis-tarif/product/KBB40ZFSU | https://eref.se.com/be/fr/sis-tarif/product/KBB40ZFSU
Schneider Electric | Schneider Electric | 01022021 |  | Schneider Electric |  | SED | KBB40ZFU |  |  | 2.22 |  | 1 |  | 280 | KBB UNIVERSELE BEVESTIGINSBEUGELS | Etrier KBB universel |  | FIXING BRACKET | [18 empty] | 10 | 3606480001970 | 0 |  | 17 | 7 | 6 | 2 | 0.084 | 33606480001971 | 280 | 14740 | 38 | 24 | 25 |  | 33606480001971 | 280 | 12300 | 24 | 38 | 23 |  | 73606480001979 | 3520 | 185600 | 80 | 60 | 105 |  |  |  | 2 | Y | [12 empty] | SC1 | LK | 7326909890 | [14 empty] | UNIVERSELE BEVESTIGINGSBEUGEL | ETRIER UNIVERSEL | [17 empty] | https://eref.se.com/be/nl/sis-tarif/product/KBB40ZFU | https://eref.se.com/be/fr/sis-tarif/product/KBB40ZFU
Schneider Electric | Schneider Electric | 01022021 |  | Schneider Electric |  | SED | KBB40ZFUW |  |  | 2.26 |  | 1 |  | 220 | KBB UNIVERSELE BEVESTIGINSBEUGELS WIT | Etrier universel KBB blanche |  | FIXING BRACKET | [18 empty] | 10 | 3606480002007 | 0 |  | 52 | 7 | 6 | 2 | 0.084 | 33606480002008 | 220 | 13440 | 38 | 24 | 19 | [8 empty] | 73606480002006 | 3520 | 223540 | 80 | 60 | 77 |  |  |  | 9 | N | [12 empty] | SC1 | LK | 8536900100 | [14 empty] | UNIVERSELE BEVESTIGINGSBEUGEL WIT | ETRIER UNIVERSEL BLANC
Schneider Electric | Schneider Electric | 01022021 |  | Schneider Electric |  | SED | KBB40ZJ44TW |  |  | 19.19 |  | 1 |  | 1 | VERBINDINGSBLOK KBB 3P+N/3P+N +BUS WIT | Eclisse KBB 3P+N/3P+N +bus blanc |  | ADDITIONAL JOINTING UNIT 2 RIBBON | [18 empty] | 1 | 3606480002052 | 0 |  | 700 | 20 | 6 | 6 | 0.72 | [23 empty] | 29 | N | [12 empty] | SC1 | LK | 8538909999 | [14 empty] | KOPPELINGSBLOK KBB 3P+N/3P+N +BUS WIT | ECLISSE KBB 3P+N/3P+N +BUS BLANC | [17 empty] | https://eref.se.com/be/nl/sis-tarif/product/KBB40ZJ44TW | https://eref.se.com/be/fr/sis-tarif/product/KBB40ZJ44TW
Schneider Electric | Schneider Electric | 01022021 |  | Schneider Electric |  | SED | KBB40ZJ44W |  |  | 17.6 |  | 1 |  | 12 | VERBINDINGSBLOK KBB 3P+N/3P+N WIT | Eclisse KBB 3P+N/3P+N blanc |  | ADDITIONAL JOINTING UNIT 2 RIBBON | [18 empty] | 1 | 3606480002069 | 0 |  | 537 | 20 | 6 | 5 | 0.6 | 43606480002067 | 12 | 6800 | 40 | 30 | 15 | [9 empty] | 72 | 58900 | 60 | 80 | 43 |  |  |  | 7 | N | [12 empty] | SC1 | LK | 8538909999 | [14 empty] | KOPPELINGSBLOK KBB 3P+N/3P+N WIT | ECLISSE KBB 3P+N/3P+N BLANC | [17 empty] | https://eref.se.com/be/nl/sis-tarif/product/KBB40ZJ44W | https://eref.se.com/be/fr/sis-tarif/product/KBB40ZJ44W
Schneider Electric | Schneider Electric | 01022021 |  | Schneider Electric |  | SED | KBB40ZJ4W |  |  | 12.82 |  | 1 |  | 12 | VERBINDINGSBLOK KBB 3P+N WIT | ECLISSE KBB 3P+N BLANC |  | CANALIS JUNCTION KBB WHITE | [18 empty] | 1 | 3606480499234 | 0 |  | 514 | 20 | 6 | 6 | 0.72 | 43606480499232 | 1 | 517000000 | 20.5 | 5 | 5 |  | 43606480499232 | 12 | 6421 | 43.5 | 14.2 | 15.8 |  | 43606480499232 | 12 | 14700000 | 43.5 | 14.2 | 15.8 |  |  |  | 7 | N | [12 empty] | SC1 | LK | 8536900100 | [14 empty] | KOPPELINGSBLOK KBB 3P+N WIT | ECLISSE KBB 3P+N BLANC | [17 empty] | https://eref.se.com/be/nl/sis-tarif/product/KBB40ZJ4W | https://eref.se.com/be/fr/sis-tarif/product/KBB40ZJ4W
Schneider Electric | Schneider Electric | 01022021 |  | Schneider Electric |  | SED | KBC10DCB20 |  |  | 6.19 |  | 1 |  | 10 | CONNECTOR 10A P+N MET FASE SELECT. | Connecteur 10A P+N à select. Phase |  | 10A TAPOFF UNITS | [18 empty] | 10 | 3606480002076 | 0 |  | 67 | 12 | 6 | 6 | 0.432 | 33606480002077 | 10 | 802 | 32 | 13.6 | 12.5 | [8 empty] | 73606480002075 | 500 | 40075 | 80 | 60 | 75 |  |  |  | 2 | Y | [12 empty] | SC1 | LK | 8536909500 | [14 empty] | CONNECTOR 10A P+N MET FASE SELECT. | CONNECTEUR 10A P+N A SELECT. DE PHASE | [17 empty] | https://eref.se.com/be/nl/sis-tarif/product/KBC10DCB20 | https://eref.se.com/be/fr/sis-tarif/product/KBC10DCB20
Schneider Electric | Schneider Electric | 01022021 |  | Schneider Electric |  | SED | KBC10DCB40 |  |  | 9.1 |  | 1 |  | 10 | CONNECTOR 10A 3P+N | Connecteur 10A 3P+N |  | 10A TAPOFF UNITS | [18 empty] | 1 | 3606480002083 | 0 |  | 86.9 | 12 | 6 | 6 | 0.432 | 33606480002084 | 10 | 880 | 32 | 14 | 12.5 | [8 empty] | 73606480002082 | 300 | 34900 | 80 | 60 | 77 |  |  |  | 7 | N | [12 empty] | SC1 | LK | 8536909500 | [14 empty] | CONNECTOR 10A 3P+N | CONNECTEUR 10A 3P+N | [17 empty] | https://eref.se.com/be/nl/sis-tarif/product/KBC10DCB40 | https://eref.se.com/be/fr/sis-tarif/product/KBC10DCB40
Schneider Electric | Schneider Electric | 01022021 |  | Schneider Electric |  | SED | KBC10DCC211 |  |  | 9.08 |  | 1 |  | 10 | CONNECTOR 10A P+N MET FASE SELECT. SNOER | Connecteur 10A P+N à select. Phase cable |  | 10A TAPOFF UNITS | [18 empty] | 10 | 3606480002090 | 0 |  | 150 | 12 | 6 | 6 | 0.432 | 33606480002091 | 10 | 1670 | 29.5 | 20.5 | 14.2 | [8 empty] | 73606480002099 | 400 | 75180 | 80 | 60 | 77 |  |  |  | 2 | Y | [12 empty] | SC1 | LK | 8536909500 | [14 empty] | CONNECTOR 10A P+N MET FASE SELECT. SNOER | CONNECTEUR 10A P+N A SELECT. DE PHASE CABLE | [17 empty] | https://eref.se.com/be/nl/sis-tarif/product/KBC10DCC211 | https://eref.se.com/be/fr/sis-tarif/product/KBC10DCC211
Schneider Electric | Schneider Electric | 01022021 |  | Schneider Electric |  | SED | KBC10DCC21Z |  |  | 13.83 |  | 1 |  | 10 | CONNECTOR 10A P+N MET FASE SELECT. + WIE | Con. 10A P+N à select. Phase + wieland |  | 10A TAPOFF UNITS | [18 empty] | 10 | 3606480002106 | 0 |  | 190 | 12 | 6 | 6 | 0.432 | 33606480002107 | 10 | 3900 | 30 | 20 | 14.5 | [8 empty] | 73606480002105 | 240 | 102100 | 60 | 80 | 77 |  |  |  | 7 | N | [12 empty] | SC1 | LK | 8536901000 | [14 empty] | CONNECTOR 10A P+N MET FASE SELECT. + WIELAND | CONNECTEUR 10A P+N A SELECT. DE PHASE + WIELAND | [17 empty] | https://eref.se.com/be/nl/sis-tarif/product/KBC10DCC21Z | https://eref.se.com/be/fr/sis-tarif/product/KBC10DCC21Z
Schneider Electric | Schneider Electric | 01022021 |  | Schneider Electric |  | SED | KBC10DCS101 |  |  | 7.55 |  | 1 |  | 10 | CONNECTOR 10A L1+N MET VASTE FASE SNOER | Con. 10A L1+N à phase fixe cable 80cm |  | 10A TAPOFF UNITS | [18 empty] | 10 | 3606480002113 | 0 |  | 80 | 6 | 4 | 3 | 0.072 | 33606480002114 | 10 | 894 | 39 | 14.5 | 10 | [8 empty] | 73606480002112 | 960 | 97800 | 120 | 80 | 74 |  |  |  | 2 | Y | [12 empty] | SC1 | LK | 8536901000 | [14 empty] | CONNECTOR 10A L1+N MET VASTE FASE SNOER | CONNECTEUR 10A L1+N A PHASE FIXE CABLE 80CM | [17 empty] | https://eref.se.com/be/nl/sis-tarif/product/KBC10DCS101 | https://eref.se.com/be/fr/sis-tarif/product/KBC10DCS101
Schneider Electric | Schneider Electric | 01022021 |  | Schneider Electric |  | SED | KBC10DCS201 |  |  | 7.55 |  | 1 |  | 10 | CONNECTOR 10A L2+N MET VASTE FASE SNOER | Con. 10A L2+N à phase fixe cable 80cm |  | 10A TAPOFF UNITS | [18 empty] | 10 | 3606480002120 | 0 |  | 80 | 6 | 4 | 4 | 0.096 | 33606480002121 | 10 | 900 | 39.6 | 14.5 | 10 | [8 empty] | 73606480002129 | 960 | 98400 | 120 | 80 | 73 |  |  |  | 2 | Y | [12 empty] | SC1 | LK | 8536901000 | [14 empty] | CONNECTOR 10A L2+N MET VASTE FASE SNOER | CONNECTEUR 10A L2+N A PHASE FIXE CABLE 80CM | [17 empty] | https://eref.se.com/be/nl/sis-tarif/product/KBC10DCS201 | https://eref.se.com/be/fr/sis-tarif/product/KBC10DCS201
Schneider Electric | Schneider Electric | 01022021 |  | Schneider Electric |  | SED | KBC10DCS301 |  |  | 7.55 |  | 1 |  | 10 | CONNECTOR 10A L3+N MET VASTE FASE SNOER | Con. 10A L3+N à phase fixe cable 80cm |  | 10A TAPOFF UNITS | [18 empty] | 10 | 3606480002137 | 0 |  | 81 | 6 | 4 | 4 | 0.096 | 33606480002138 | 10 | 912 | 39.5 | 14.5 | 10 | [8 empty] | 73606480002136 | 960 | 99600 | 120 | 80 | 73.5 |  |  |  | 7 | N | [12 empty] | SC1 | LK | 8536901000 | [14 empty] | CONNECTOR 10A L3+N MET VASTE FASE SNOER | CONNECTEUR 10A L3+N A PHASE FIXE CABLE 80CM | [17 empty] | https://eref.se.com/be/nl/sis-tarif/product/KBC10DCS301 | https://eref.se.com/be/fr/sis-tarif/product/KBC10DCS301
Schneider Electric | Schneider Electric | 01022021 |  | Schneider Electric |  | SED | KBC16DCB21 |  |  | 17.23 |  | 1 |  | 10 | CON. 16A P+N MET FASE SELECT. ZONDER BEV | Con. 16A P+N à select. Phase sans prot. |  | 16A TAPOFF UNITS | [18 empty] | 1 | 3606480002229 | 0 |  | 92 | 14 | 5 | 7 | 0.49 | 13606480002226 | 10 | 986 | 2.5 | 1.6 | 1.2 | [8 empty] | 73606480002228 | 440 | 43384 | 80 | 62.5 | 60 |  |  |  | 2 | Y | [12 empty] | SC1 | LK | 8536909500 | [14 empty] | CONNECTOR 16A P+N MET FASE SELECT. ZONDER BEVEILIGING | CONNECTEUR 16A P+N A SELECT. DE PHASE SANS PROTECTION | [17 empty] | https://eref.se.com/be/nl/sis-tarif/product/KBC16DCB21 | https://eref.se.com/be/fr/sis-tarif/product/KBC16DCB21
Schneider Electric | Schneider Electric | 01022021 |  | Schneider Electric |  | SED | KBC16DCB216 |  |  | 21.7 |  | 1 |  | 10 | CON. 16A 3P+3N MET FASE SELECT. ZONDER B | Con. 16A L3+N3 à sel. Phase sans prot. |  | 16A TAPOFF UNITS | [18 empty] | 10 | 3606480002236 | 0 |  | 101.9 | 14 | 7 | 6 | 0.588 | 13606480002233 | 10 | 3020000 | 2.5 | 1.6 | 1.2 | [9 empty] | 220 | 74940 | 60 | 80 | 50 |  |  |  | 7 | N | [12 empty] | SC1 | LK | 8536901000 | [14 empty] | CONNECTOR 16A 3P+3N MET FASE SELECT. ZONDER BEVEILIGING | CONNECTEUR 16A L3+N3 A SELECT. DE PHASE SANS PROTECTION | [17 empty] | https://eref.se.com/be/nl/sis-tarif/product/KBC16DCB216 | https://eref.se.com/be/fr/sis-tarif/product/KBC16DCB216
Schneider Electric | Schneider Electric | 01022021 |  | Schneider Electric |  | SED | KBC16DCB22 |  |  | 17.34 |  | 1 |  | 10 | CON. 16A 2P MET FASE SELECT. ZONDER BEV. | Con. 16A 2P à select. Phase sans prot. |  | 16A TAPOFF UNITS | [18 empty] | 10 | 3606480002243 | 0 |  | 110 | 14 | 7 | 6 | 0.588 | 13606480002240 | 10 | 3000000 | 2.5 | 1.6 | 1.2 | [8 empty] | 73606480002242 | 280 | 37100 | 92 | 85 | 62 |  |  |  | 7 | N | [12 empty] | SC1 | LK | 8536901000 | [14 empty] | CONNECTOR 16A 2P MET FASE SELECT. ZONDER BEVEILIGING | CONNECTEUR 16A 2P A SELECT. DE PHASE SANS PROTECTION | [17 empty] | https://eref.se.com/be/nl/sis-tarif/product/KBC16DCB22 | https://eref.se.com/be/fr/sis-tarif/product/KBC16DCB22
Schneider Electric | Schneider Electric | 01022021 |  | Schneider Electric |  | SED | KBC16DCB226 |  |  | 21.7 |  | 1 |  | 10 | CON. 16A 2P+2N MET FASE SELECT. ZONDER B | Con. 16A L2+N2 à sel. Phase sans prot. |  | 16A TAPOFF UNITS | [18 empty] | 10 | 3606480002250 | 0 |  | 120 | 14 | 7 | 6 | 0.588 | 13606480002257 | 10 | 3200000 | 2.5 | 1.6 | 1.2 | [8 empty] | 73606480002259 | 280 | 41700 | 92 | 85 | 62 |  |  |  | 7 | N | [12 empty] | SC1 | LK | 8536901000 | [14 empty] | CONNECTOR 16A 2P+2N MET FASE SELECT. ZONDER BEVEILIGING | CONNECTEUR 16A L2+N2 A SELECT. DE PHASE SANS PROTECTION | [17 empty] | https://eref.se.com/be/nl/sis-tarif/product/KBC16DCB226 | https://eref.se.com/be/fr/sis-tarif/product/KBC16DCB226
Schneider Electric | Schneider Electric | 01022021 |  | Schneider Electric |  | SED | KBC16DCB40 |  |  | 35.49 |  | 1 |  | 18 | CON. 16A 3P+N MET FASE SELECT. ZONDER BE | Con. 16A 3P+N à select. Phase sans prot. |  | 16A TAPOFF UNITS | [18 empty] | 1 | 3606480002267 | 0 |  | 189 | 18 | 8 | 8 | 1.152 | 43606480002265 | 18 | 3900 | 40 | 30 | 30 |  | 43606480002265 | 18 | 3899 | 40 | 30 | 30 |  | 73606480002266 | 144 | 37588 | 80 | 74 | 60 |  |  |  | 2 | Y | [12 empty] | SC1 | LK | 8536901000 | [14 empty] | CONNECTOR 16A 3P+N MET FASE SELECT. ZONDER BEVEILIGING | CONNECTEUR 16A 3P+N A SELECT. DE PHASE SANS PROTECTION. | [17 empty] | https://eref.se.com/be/nl/sis-tarif/product/KBC16DCB40 | https://eref.se.com/be/fr/sis-tarif/product/KBC16DCB40
Schneider Electric | Schneider Electric | 01022021 |  | Schneider Electric |  | SED | KBC16DCF20 |  |  | 23.95 |  | 1 |  | 10 | Con. 16A P+N met fase select. beveiligd | Con. 16A P+N à select. Phase avec prot. |  | 16A TAPOFF UNITS | [18 empty] | 10 | 3606480002274 | 0 |  | 106 | 14 | 7 | 6 | 0.588 | 13606480002271 | 10 | 1060 | 25.5 | 16 | 12.5 | [17 empty] | 16 | N | [12 empty] | SC1 | LK | 8536901000 | [14 empty] | CONNECTOR 16A P+N MET FASE SELECT. BEVEILIGD | CONNECTEUR 16A P+N A SELECT. DE PHASE AVEC PROTECTION | [17 empty] | https://eref.se.com/be/nl/sis-tarif/product/KBC16DCF20 | https://eref.se.com/be/fr/sis-tarif/product/KBC16DCF20
Schneider Electric | Schneider Electric | 01022021 |  | Schneider Electric |  | SED | KBC16DCF21 |  |  | 18.94 |  | 1 |  | 10 | CONNECTOR 16A P+N MET FASE SELECT. BEVEI | Con. 16A P+N à sel. Phase avec prot. |  | 16A TAPOFF UNITS | [18 empty] | 10 | 3606480002281 | 0 |  | 94 | 14 | 5 | 6 | 0.42 | 13606480002288 | 10 | 1010000 | 2.5 | 1.6 | 1.2 | [9 empty] | 440 | 53160 | 60 | 80 | 62 |  |  |  | 2 | Y | [12 empty] | SC1 | LK | 8536901000 | [14 empty] | CONNECTOR 16A P+N MET FASE SELECT. BEVEILIGD | CONNECTEUR 16A P+N A SELECT. DE PHASE AVEC PROTECTION | [17 empty] | https://eref.se.com/be/nl/sis-tarif/product/KBC16DCF21 | https://eref.se.com/be/fr/sis-tarif/product/KBC16DCF21
Schneider Electric | Schneider Electric | 01022021 |  | Schneider Electric |  | SED | KBC16DCF216 |  |  | 23.41 |  | 1 |  | 10 | CON. 16A 3P+3N MET FASE SELECT. BEVEILIG | Con. 16A L3+N3 à sel. Phase avec prot. |  | 16A TAPOFF UNITS | [18 empty] | 10 | 3606480002298 | 0 |  | 950 | 14 | 7 | 5 | 0.49 | 13606480002295 | 10 | 1018000 | 25 | 16 | 12 | [9 empty] | 550 | 528500 | 60 | 80 | 70 |  |  |  | 7 | N | [12 empty] | SC1 | LK | 8536901000 | [14 empty] | CONNECTOR 16A 3P+3N MET FASE SELECT. BEVEILIGD | CONNECTEUR 16A L3+N3 A SELECT. DE PHASE AVEC PROTECTION | [17 empty] | https://eref.se.com/be/nl/sis-tarif/product/KBC16DCF216 | https://eref.se.com/be/fr/sis-tarif/product/KBC16DCF216
Schneider Electric | Schneider Electric | 01022021 |  | Schneider Electric |  | SED | KBC16DCF22 |  |  | 20.13 |  | 1 |  | 10 | CONNECTOR 16A 2P MET FASE SELECT. BEVEIL | Con. 16A 2P à sel. Phase avec prot. |  | 16A TAPOFF UNITS | [18 empty] | 10 | 3606480002304 | 0 |  | 115 | 14 | 7 | 6 | 0.588 | 13606480002301 | 10 | 3150000 | 2.5 | 1.6 | 1.2 | [8 empty] | 73606480002303 | 220 | 31000 | 60 | 80 | 39 |  |  |  | 7 | N | [12 empty] | SC1 | LK | 8536901000 | [14 empty] | CONNECTOR 16A 2P MET FASE SELECT. BEVEILIGD | CONNECTEUR 16A 2P A SELECT. DE PHASE AVEC PROTECTION | [17 empty] | https://eref.se.com/be/nl/sis-tarif/product/KBC16DCF22 | https://eref.se.com/be/fr/sis-tarif/product/KBC16DCF22
Schneider Electric | Schneider Electric | 01022021 |  | Schneider Electric |  | SED | KBC16DCF226 |  |  | 23.41 |  | 1 |  | 10 | CON. 16A 2P+2N MET FASE SELECT. BEVEILIG | Con. 16A L2+N2 à sel. Phase avec prot. |  | 16A TAPOFF UNITS | [18 empty] | 10 | 3606480002311 | 0 |  | 100 | 14 | 7 | 6 | 0.588 | 13606480002318 | 10 | 1022000000 | 25 | 16 | 12 | [8 empty] | 73606480002310 | 220 | 31000 | 60 | 80 | 39 |  |  |  | 7 | N | [12 empty] | SC1 | LK | 8536901000 | [14 empty] | CONNECTOR 16A 2P+2N MET FASE SELECT. BEVEILIGD | CONNECTEUR 16A L2+N2 A SELECT. DE PHASE AVEC PROTECTION | [17 empty] | https://eref.se.com/be/nl/sis-tarif/product/KBC16DCF226 | https://eref.se.com/be/fr/sis-tarif/product/KBC16DCF226
Schneider Electric | Schneider Electric | 01022021 |  | Schneider Electric |  | SED | KBC16DCF40 |  |  | 43.39 |  | 1 |  | 18 | CON. 16A 3P+N BEVEILIGD | Con. 16A 3P+N avec prot. |  | 16A TAPOFF UNITS | [18 empty] | 1 | 3606480002328 | 0 |  | 237 | 17 | 8 | 8 | 1.088 | 43606480002326 | 18 | 4700000 | 43.5 | 28.5 | 15.8 | [8 empty] | 73606480002327 | 144 | 43964 | 60 | 80 | 73 |  |  |  | 2 | Y | [12 empty] | SC1 | LK | 8536901000 | [14 empty] | CONNECTOR 16A 3P+N BEVEILIGD | CONNECTEUR 16A 3P+N AVEC PROTECTION | [17 empty] | https://eref.se.com/be/nl/sis-tarif/product/KBC16DCF40 | https://eref.se.com/be/fr/sis-tarif/product/KBC16DCF40
Schneider Electric | Schneider Electric | 01022021 |  | Schneider Electric |  | SED | KBC16DCP1 |  |  | 58.65 |  | 1 |  | 1 | Con. 16A P+N fase select.Schk NF Bev. | Con. 16A P+N à sel. Ph. Schuko NF prot. |  | 16A TAPOFF UNITS | [18 empty] | 1 | 3606480002335 | 0 |  | 250 | 16 | 8 | 8 | 1.024 | [23 empty] | 12 | N | [12 empty] | SC1 | LK | 8536901000 | [14 empty] | CONNECTOR 16A P+N MET FASE SELECT.SCHUKO NF BEVEILIGD | CONNECTEUR 16A P+N A SELECT. DE PHASE SHUKO PROTECTION NF | [17 empty] | https://eref.se.com/be/nl/sis-tarif/product/KBC16DCP1 | https://eref.se.com/be/fr/sis-tarif/product/KBC16DCP1
Schneider Electric | Schneider Electric | 01022021 |  | Schneider Electric |  | SED | KBC16DCP2 |  |  | 59.85 |  | 1 |  | 1 | CON. 16A P+N MET FASE SELECT.SCHUKO VDE | Con. 16A P+N à sel. Ph. Schuko VDE prot. |  | 16A TAPOFF UNITS | [18 empty] | 1 | 3606480002342 | 0 |  | 250 | 16 | 8 | 8 | 1.024 | 3606480002342 | 1 | 250 | 17.5 | 8.5 | 8 | [17 empty] | 12 | N | [12 empty] | SC1 | LK | 8536901000 | [14 empty] | CONNECTOR 16A P+N MET FASE SELECT.SCHUKO VDE BEVEILIGD | CONNECTEUR 16A P+N A SELECT. DE PHASE SHUKO PROTECTION VDE | [17 empty] | https://eref.se.com/be/nl/sis-tarif/product/KBC16DCP2 | https://eref.se.com/be/fr/sis-tarif/product/KBC16DCP2
Schneider Electric | Schneider Electric | 01022021 |  | Schneider Electric |  | SED | KBC16DCS101T |  |  | 45.99 |  | 1 |  | 10 | KBC CON. 16A L1+N+PE+BUS + 2 KABELS 1M | CONNECTEUR L1 N PE T |  | CONNECTOR L1 | [18 empty] | 1 | 3606480906602 | 0 |  | 1100 | 6 | 5 | 10 | 0.3 | 33606480906603 | 10 | 13000 | 39 | 15 | 10 | [8 empty] | 73606480906601 | 960 | 1062000 | 120 | 80 | 74 |  |  |  | 7 | N | [12 empty] | SC1 | LK | 8536901000 | [14 empty] | Canalis - aftapeenheid - 16A - zonder bescherming - vaste polariteit - L1+N+PE+T | Canalis - boîte de dérivation - 16A - sans protection - polarité fixe -L1+N+PE+T | [17 empty] | https://eref.se.com/be/nl/sis-tarif/product/KBC16DCS101T | https://eref.se.com/be/fr/sis-tarif/product/KBC16DCS101T
Schneider Electric | Schneider Electric | 01022021 |  | Schneider Electric |  | SED | KBC16DCS102T |  |  | 45.99 |  | 1 |  | 5 | KBC CON. 16A L1+N+PE+BUS + 2 KABELS 2M | CONNECTEUR L1 |  | CONNECTOR L1 | [18 empty] | 1 | 3606480906633 | 0 |  | 110 | 6 | 5 | 5 | 0.15 | 33606480906634 | 5 | 1360 | 39 | 14.5 | 10 | [8 empty] | 73606480906632 | 480 | 145000 | 120 | 80 | 72 |  |  |  | 7 | N | [12 empty] | SC1 | LK | 8536901000 | [14 empty] | Canalis - aftapeenheid - 16A - zonder bescherming - vaste polariteit - L2+N+PE+T | Canalis - boîte de dérivation - 16A - sans protection - polarité fixe -L2+N+PE+T | [17 empty] | https://eref.se.com/be/nl/sis-tarif/product/KBC16DCS102T | https://eref.se.com/be/fr/sis-tarif/product/KBC16DCS102T
Schneider Electric | Schneider Electric | 01022021 |  | Schneider Electric |  | SED | KBC16DCS1202T |  |  | 49.96 |  | 1 |  | 5 | KBC CON. 16A ARGUS MAST.L2 + 2 KABELS 2M | CONNECTEUR L1 |  | CONNECTOR L1 | [18 empty] | 100 | 3606480906664 | 0 |  | 110 | 6 | 5 | 5 | 0.15 | 33606480906665 | 5 | 1548 | 39 | 15 | 10 | [8 empty] | 73606480906663 | 480 | 160000 | 120 | 80 | 72.5 |  |  |  | 33 | N | [12 empty] | SC1 | LK | 8536901000 | [14 empty] | Canalis - aftapeenheid - 16A - zonder bescherming - vaste polariteit - L3+N+PE+T | Canalis - boîte de dérivation - 16A - sans protection - polarité fixe -L3+N+PE+T | [17 empty] | https://eref.se.com/be/nl/sis-tarif/product/KBC16DCS1202T | https://eref.se.com/be/fr/sis-tarif/product/KBC16DCS1202T
Schneider Electric | Schneider Electric | 01022021 |  | Schneider Electric |  | SED | KBC16DCS1302T |  |  | 49.96 |  | 1 |  | 5 | KBC CON. 16A ARGUS MAST.L3 + 2 KABELS 2M | CONNECTEUR L1 |  | CONNECTOR L1 | [18 empty] | 100 | 3606480906671 | 0 |  | 110 | 6 | 5 | 5 | 0.15 | 33606480906672 | 5 | 1567 | 39 | 15 | 10 | [8 empty] | 73606480906670 | 480 | 70000 | 120 | 80 | 75 |  |  |  | 33 | N | [12 empty] | SC1 | LK | 8536901000 | [14 empty] | Canalis - aftapeenheid - 16A - zonder bescherming - vaste polariteit - L1+N+PE+T | Canalis - boîte de dérivation - 16A - sans protection - polarité fixe -L1+N+PE+T | [17 empty] | https://eref.se.com/be/nl/sis-tarif/product/KBC16DCS1302T | https://eref.se.com/be/fr/sis-tarif/product/KBC16DCS1302T
Schneider Electric | Schneider Electric | 01022021 |  | Schneider Electric |  | SED | KBC16DCS201T |  |  | 45.99 |  | 1 |  | 10 | KBC CON. 16A L2+N+PE+BUS + 2 KABELS 1M | CONNECTEUR L2 |  | CONNECTOR L2 | [18 empty] | 5 | 3606480906619 | 0 |  | 90 | 6 | 5 | 5 | 0.15 | 33606480906610 | 10 | 1460 | 39 | 15 | 10 | [8 empty] | 73606480906618 | 960 | 114000 | 120 | 80 | 80 |  |  |  | 7 | N | [12 empty] | SC1 | LK | 8536901000 | [14 empty] | Canalis - aftapeenheid - 16A - zonder bescherming - vaste polariteit - L2+N+PE+T | Canalis - boîte de dérivation - 16A - sans protection - polarité fixe -L2+N+PE+T | [17 empty] | https://eref.se.com/be/nl/sis-tarif/product/KBC16DCS201T | https://eref.se.com/be/fr/sis-tarif/product/KBC16DCS201T
Schneider Electric | Schneider Electric | 01022021 |  | Schneider Electric |  | SED | KBC16DCS202T |  |  | 45.99 |  | 1 |  | 5 | KBC CON. 16A L2+N+PE+BUS + 2 KABELS 2M | CONNECTEUR L2 |  | CONNECTOR L2 | [18 empty] | 1 | 3606480906640 | 0 |  | 110 | 6 | 5 | 5 | 0.15 | 33606480906641 | 5 | 1340 | 39 | 15 | 10 | [8 empty] | 73606480906649 | 480 | 70000 | 120 | 80 | 75 |  |  |  | 7 | N | [12 empty] | SC1 | LK | 8536901000 | [14 empty] | Canalis - aftapeenheid - 16A - zonder bescherming - vaste polariteit - L3+N+PE+T | Canalis - boîte de dérivation - 16A - sans protection - polarité fixe -L3+N+PE+T | [17 empty] | https://eref.se.com/be/nl/sis-tarif/product/KBC16DCS202T | https://eref.se.com/be/fr/sis-tarif/product/KBC16DCS202T
Schneider Electric | Schneider Electric | 01022021 |  | Schneider Electric |  | SED | KBC16DCS301T |  |  | 45.99 |  | 1 |  | 10 | KBC CON. 16A L3+N+PE+BUS + 2 KABELS 1M | CONNECTEUR L3 |  | CONNECTOR L3 | [18 empty] | 10 | 3606480906626 | 0 |  | 90 | 6 | 5 | 5 | 0.15 | 33606480906627 | 10 | 1460 | 39 | 15 | 10 | [8 empty] | 73606480906625 | 960 | 153000 | 120 | 80 | 73 |  |  |  | 7 | N | [12 empty] | SC1 | LK | 8536901000 | [14 empty] | Canalis aftapeenheid - 16A - zonder bescherming - vaste polar. - L3 +N+PE+T | Boîte de dérivation Canalis - 16A - sans protection -polarité fixe - L3 +N+PE+T | [17 empty] | https://eref.se.com/be/nl/sis-tarif/product/KBC16DCS301T | https://eref.se.com/be/fr/sis-tarif/product/KBC16DCS301T
Schneider Electric | Schneider Electric | 01022021 |  | Schneider Electric |  | SED | KBC16DCS302T |  |  | 45.99 |  | 1 |  | 5 | KBC CON. 16A L3+N+PE+BUS + 2 KABELS 2M | CONNECTEUR L3 |  | CONNECTOR L3 | [18 empty] | 5 | 3606480906657 | 0 |  | 110 | 6 | 5 | 5 | 0.15 | 33606480906658 | 5 | 1340 | 39 | 15 | 10 | [8 empty] | 73606480906656 | 480 | 70000 | 120 | 80 | 75 |  |  |  | 7 | N | [12 empty] | SC1 | LK | 8536901000 | [14 empty] | Canalis aftapeenheid - 16A - zonder bescherming - vaste polar. - L1+L3+N+PE+T | Canalis - boîte de dérivation -16A -sans protection -polarité fixe -L1+L3+N+PE+T | [17 empty] | https://eref.se.com/be/nl/sis-tarif/product/KBC16DCS302T | https://eref.se.com/be/fr/sis-tarif/product/KBC16DCS302T
Schneider Electric | Schneider Electric | 01022021 |  | Schneider Electric |  | SED | KBC16ZB1 |  |  | 1.73 |  | 1 |  | 320 | AFDEKKAP AFTAKOPENING IP55 | Obturateur IP 55 |  | BLANKING PLATE | [18 empty] | 10 | 3606480002366 | 0 |  | 5 | 4 | 4 | 1 | 0.016 | 43606480002364 | 10 | 68000 | 95 | 65 | 60 |  | 43606480002364 | 320 | 2591 | 43.5 | 28.5 | 15.8 |  | 43606480002364 | 320 | 515000000 | 9.2 | 6.2 | 8.5 |  |  |  | 7 | N | [12 empty] | SC1 | LK | 8536901000 | [14 empty] | AFDEKKAP AFTAKOPENING IP55 | OBTURATEUR IP 55 | [17 empty] | https://eref.se.com/be/nl/sis-tarif/product/KBC16ZB1 | https://eref.se.com/be/fr/sis-tarif/product/KBC16ZB1
Schneider Electric | Schneider Electric | 01022021 |  | Schneider Electric |  | SED | KBC16ZC1 |  |  | 1.12 |  | 1 |  | 500 | REAR SUPPORT BRACKET | Clips de bridage |  | REAR SUPPORT BRACKET | [18 empty] | 10 | 3606480002373 | 0 |  | 4 | 10 | 7 | 2 | 0.14 | 43606480002371 | 500 | 2715 | 44 | 16 | 29 |  | 43606480002371 | 500 | 2965 | 43.5 | 28.5 | 15.8 |  |  | 500 | 11050000000000 | 60 | 80 | 80 |  |  |  | 7 | N | [12 empty] | SC1 | LK | 8536901000 | [14 empty] | AANSLUITKLEM | CLIPS DE BRIDAGE | [17 empty] | https://eref.se.com/be/nl/sis-tarif/product/KBC16ZC1 | https://eref.se.com/be/fr/sis-tarif/product/KBC16ZC1
Schneider Electric | Schneider Electric | 01022021 |  | Schneider Electric |  | SED | KBC16ZL10 |  |  | 3.44 |  | 1 |  | 1000 | FASE SELECTIE OP AFTAKOPENING | Dispositif de détrompage |  | INTERLOCKING DEVICE | [18 empty] | 20 | 3606480002380 | 0 |  | 1.15 | 15 | 11 | 1 | 0.165 |  | 1000 | 1200 | 30 | 20 | 20 |  | 33606480002381 | 1000 | 1000 | 30 | 20 | 20 |  |  | 4000 | 16000 | 120 | 80 | 46 |  |  |  | 7 | N | [12 empty] | SC1 | LK | 8538909999 | [14 empty] | SPERINRICHTING | DISPOSITIF DE DETROMPAGE | [17 empty] | https://eref.se.com/be/nl/sis-tarif/product/KBC16ZL10 | https://eref.se.com/be/fr/sis-tarif/product/KBC16ZL10
Schneider Electric | Schneider Electric | 01022021 |  | Schneider Electric |  | SED | KBC16ZL20 |  |  | 3.44 |  | 1 |  | 1000 | FASE SELECTIE OP AFTAKOPENING | Dispositif de détrompage |  | INTERLOCKING DEVICE | [18 empty] | 20 | 3606480002397 | 0 |  | 1 | 15 | 11 | 1 | 0.165 |  | 20 | 21000 | 115 | 70 | 10 |  | 33606480002398 | 1000 | 1200 | 30 | 20 | 20 | [10 empty] | 7 | N | [12 empty] | SC1 | LK | 8538909999 | [14 empty] | SPERINRICHTING | DISPOSITIF DE DETROMPAGE | [17 empty] | https://eref.se.com/be/nl/sis-tarif/product/KBC16ZL20 | https://eref.se.com/be/fr/sis-tarif/product/KBC16ZL20
Schneider Electric | Schneider Electric | 01022021 |  | Schneider Electric |  | SED | KBC16ZL30 |  |  | 3.44 |  | 1 |  | 1000 | FASE SELECTIE OP AFTAKOPENING | Dispositif de détrompage |  | INTERLOCKING DEVICE | [18 empty] | 20 | 3606480002403 | 0 |  | 1 | 15 | 11 | 1 | 0.165 |  | 20 | 18000 | 115 | 70 | 10 |  | 33606480002404 | 1000 | 1055 | 29.5 | 20 | 20 | [10 empty] | 7 | N | [12 empty] | SC1 | LK | 8538909999 | [14 empty] | SPERINRICHTING | DISPOSITIF DE DETROMPAGE | [17 empty] | https://eref.se.com/be/nl/sis-tarif/product/KBC16ZL30 | https://eref.se.com/be/fr/sis-tarif/product/KBC16ZL30
Schneider Electric | Schneider Electric | 01022021 |  | Schneider Electric |  | SED | KBC16ZT1 |  |  | 15.66 |  | 1 |  | 320 | AANSLUITBLOK VOOR BUS T | Bloc de connection au Bus T |  | CONTACT BLOCK | [18 empty] | 1 | 3606480002410 | 0 |  | 9 | 12 | 12 | 3 | 0.432 | 43606480002418 | 10 | 115000 | 12 | 7 | 12 | [8 empty] | 73606480002419 | 960 | 19000 | 60 | 80 | 63 |  |  |  | 2 | Y | [12 empty] | SC1 | LK | 8538909999 | [14 empty] | AANSLUITSTUK VOOR BUS T | BLOC DE CONNECTION AU BUS T | [17 empty] | https://eref.se.com/be/nl/sis-tarif/product/KBC16ZT1 | https://eref.se.com/be/fr/sis-tarif/product/KBC16ZT1
Schneider Electric | Schneider Electric | 01022021 |  | Schneider Electric |  | SED | KFB25CD253 |  |  | 15.82 |  | 1 |  | 6 | CABLE DUCT 25x25x0.6 L=3 METER | Goullotte 25mm |  | CABLE DUCT 25 MM | [18 empty] | 6 | 3606480006357 | 0 |  | 2561 | 305 | 3 | 2 | 1.83 | 13606480006354 | 6 | 8000000 | 306 | 8.5 | 3.5 | [8 empty] | 73606480006356 | 420 | 564000 | 320 | 68 | 50 |  |  |  | 7 | N | [12 empty] | SC1 | LK | 8536900100 | [14 empty] | KABELGOOT 25x25x0.6 L=3M | GOULOTTE 25x25x0.6 L=3 M | [17 empty] | https://eref.se.com/be/nl/sis-tarif/product/KFB25CD253 | https://eref.se.com/be/fr/sis-tarif/product/KFB25CD253
Schneider Electric | Schneider Electric | 01022021 |  | Schneider Electric |  | SED | KFBCA81100 |  |  | 11.36 |  | 1 |  | 44 | Steun 100mm | CONSOLE 100MM |  | CANTILEVER ARM 100 MM | [18 empty] | 4 | 3606480006364 | 0 |  | 250 | 18 | 11 | 6 | 1.188 |  | 4 | 1496000 | 180 | 120 | 110 |  | 33606480006365 | 44 | 16934 | 38.5 | 37 | 19.5 |  | 73606480006363 | 264 | 97800000 | 80 | 120 | 80 |  |  |  | 7 | N | [12 empty] | SC2 | LL | 8536900100 | [14 empty] | CONSOLE 100mm | CONSOLE 100mm | [17 empty] | https://eref.se.com/be/nl/sis-tarif/product/KFBCA81100 | https://eref.se.com/be/fr/sis-tarif/product/KFBCA81100
Schneider Electric | Schneider Electric | 01022021 |  | Schneider Electric |  | SED | KFBCA81200 |  |  | 11.61 |  | 1 |  | 36 | Steun 200mm | Console 200mm |  | CANTILEVER ARM 200 MM | [18 empty] | 4 | 3606480006371 | 0 |  | 445 | 27 | 12 | 11 | 3.564 | 33606480006372 | 36 | 16610 | 40.5 | 38.5 | 22 | [8 empty] | 73606480006370 | 216 | 112000 | 120 | 80 | 80 |  |  |  | 7 | N | [12 empty] | SC3 | LM | 8536900100 | [14 empty] | CONSOLE 200mm | CONSOLE 200mm | [17 empty] | https://eref.se.com/be/nl/sis-tarif/product/KFBCA81200 | https://eref.se.com/be/fr/sis-tarif/product/KFBCA81200
Schneider Electric | Schneider Electric | 01022021 |  | Schneider Electric |  | SED | KITEVG411BEV |  |  | 1573.46 |  | 1 |  | 1 | Kit EV Smart wallbox G4 - 20A - 4P 11kW | Kit EV Smart wallbox G4 - 20A - 4P 11kW |  | Kit EV Smart wallbox G4 - 20A - 4P 11kW | [18 empty] | 1 |  | 0 |  | 10800 | 0.1 | 0.1 | 0.1 | 0.001 | [23 empty] | 5 | N | [12 empty] | ELV | LV | 85044055 | [14 empty] | Laadstationkit + beveiligingen - EV Smart wallbox G4 - 20A - 4P 11kW | Kit borne de recharge + protections - EV Smart wallbox G4 - 20A - 4P 11kW
Schneider Electric | Schneider Electric | 01022021 |  | Schneider Electric |  | SED | KITEVG422BEV |  |  | 1592.53 |  | 1 |  | 1 | Kit EV Smart wallbox G4 - 40A - 4P 22kW | Kit EV Smart wallbox G4 - 40A - 4P 22kW |  | Kit EV Smart wallbox G4 - 40A - 4P 22kW | [18 empty] | 1 |  | 0 |  | 10800 | 0.1 | 0.1 | 0.1 | 0.001 | [23 empty] | 5 | N | [12 empty] | ELV | LV | 8504405590 | [14 empty] | Laadstationkit + beveiligingen - EV Smart wallbox G4 - 40A - 4P 22kW | Kit borne de recharge + protections - EV Smart wallbox G4 - 40A - 4P 22kW
Schneider Electric | Schneider Electric | 01022021 |  | Schneider Electric |  | SED | KITEVG43BEV |  |  | 1480.04 |  | 1 |  | 1 | Kit EV Smart wallbox G4 - 20A - 2P 3,7kW | Kit EV Smart wallbox G4 - 20A - 2P 3,7kW |  | Kit EV Smart wallbox G4 - 20A - 2P 3,7kW | [18 empty] | 1 |  | 0 |  | 10800 | 0.1 | 0.1 | 0.1 | 0.001 | [23 empty] | 5 | N | [12 empty] | ELV | LV | 8504405590 | [14 empty] | Laadstationkit + beveiligingen - EV Smart wallbox G4 - 20A - 2P 3,7kW | Kit borne de recharge + protections - EV Smart wallbox G4 - 20A - 2P 3,7kW
Schneider Electric | Schneider Electric | 01022021 |  | Schneider Electric |  | SED | KITEVG47BEV |  |  | 1496.15 |  | 1 |  | 1 | Kit EV Smart wallbox G4 - 40A - 2P 7,4kW | Kit EV Smart wallbox G4 - 40A - 2P 7,4kW |  | Kit EV Smart wallbox G4 - 40A - 2P 7,4kW | [18 empty] | 1 |  | 0 |  | 10800 | 0.1 | 0.1 | 0.1 | 0.001 | [23 empty] | 5 | N | [12 empty] | ELV | LV | 8504405590 | [14 empty] | Laadstationkit + beveiligingen - EV Smart wallbox G4 - 40A - 2P 7,4kW | Kit borne de recharge + protections - EV Smart wallbox G4 - 40A - 2P 7,4kW
Schneider Electric | Schneider Electric | 01022021 |  | Schneider Electric |  | SED | KITEVG4C22BEV |  |  | 1717.29 |  | 1 |  | 1 | Kit EV Smart wallbox G4 kabel - 40A - 4P - 22kW - RFID | Kit EV Smart wallbox G4 avec câble attaché - 40A - 4P - 22kW - RFID |  | Kit EV Smart wallbox G4 câble - 40A - 2P | [18 empty] | 1 |  | 0 |  | 5300 | 23 | 40 | 13.6 | 12512 | [23 empty] | 5 | N | [12 empty] | ELV | LV | 8504405590 | [14 empty] | Kit EV Smart wallbox G4 kabel - 40A - 4P - 22kW - RFID | Kit EV Smart wallbox G4 avec câble attaché - 40A - 4P - 22kW - RFID
Schneider Electric | Schneider Electric | 01022021 |  | Schneider Electric |  | SED | KITEVG4C22SBEV |  |  | 1551.11 |  | 1 |  | 1 | Kit EV Smart wallbox G4 kabel - 40A - 4P - 22kW - SLEUTEL | Kit EV Smart wallbox G4 avec câble attaché - 40A - 4P - 22kW - CLE |  | Kit EV Smart wallbox G4 câble - 40A - 2P | [18 empty] | 1 |  | 0 |  | 5300 | 23 | 40 | 13.6 | 12512 | [23 empty] | 5 | N | [12 empty] | ELV | LV | 8504405590 | [14 empty] | Kit EV Smart wallbox G4 kabel - 40A - 4P - 22kW - SLEUTEL | Kit EV Smart wallbox G4 avec câble attaché - 40A - 4P - 22kW - CLE
Schneider Electric | Schneider Electric | 01022021 |  | Schneider Electric |  | SED | KITEVG4C7BEV |  |  | 1553.65 |  | 1 |  | 1 | Kit EV Smart wallbox G4 kabel - 40A - 2P - 7,4kW - RFID | Kit EV Smart wallbox G4 avec câble attaché- 40A - 2P - 7,4kW - RFID |  | Kit EV Smart wallbox G4 câble - 40A - 2P | [18 empty] | 1 |  | 0 |  | 5300 | 23 | 40 | 13.6 | 12512 | [23 empty] | 5 | N | [12 empty] | ELV | LV | 8504405590 | [14 empty] | Kit EV Smart wallbox G4 kabel - 40A - 2P - 7,4kW - RFID | Kit EV Smart wallbox G4 avec câble attaché- 40A - 2P - 7,4kW - RFID
Schneider Electric | Schneider Electric | 01022021 |  | Schneider Electric |  | SED | KITEVG4C7SBEV |  |  | 1388.28 |  | 1 |  | 1 | Kit EV Smart wallbox G4 kabel - 40A - 2P - 7,4kW - SLEUTEL | Kit EV Smart wallbox G4 avec câble attaché - 40A - 2P - 7,4kW - CLE |  | Kit EV Smart wallbox G4 câble - 40A - 2P | [18 empty] | 1 |  | 0 |  | 5300 | 23 | 40 | 13.6 | 12512 | [23 empty] | 5 | N | [12 empty] | ELV | LV | 8504405590 | [14 empty] | Kit EV Smart wallbox G4 kabel - 40A - 2P - 7,4kW - SLEUTEL | Kit EV Smart wallbox G4 avec câble attaché - 40A - 2P - 7,4kW - CLE
Schneider Electric | Schneider Electric | 01022021 |  | Schneider Electric |  | SED | KNA100AB4 |  |  | 144.63 |  | 1 |  | 1 | VOEDING LINKS/RECHTS 100A 3P+N | Boite d'alim. KN 100A |  | END FEED UNIT 100 A | [18 empty] | 1 | 3606480002991 | 0 |  | 1173 | 35 | 14 | 13 | 6.37 | 3606480002991 | 1 | 1175 | 12 | 35 | 14 | [8 empty] | 73606480002990 | 45 | 68000 | 92 | 73 | 62 |  |  |  | 2 | Y | [12 empty] | SC2 | LL | 8536900100 | [14 empty] | Canalis - voedingsunit voor KNA - 100 A - montage links of rechts | Canalis - unité d’alimentation pour KNA - 100 A - montage gauche ou droite | [17 empty] | https://eref.se.com/be/nl/sis-tarif/product/KNA100AB4 | https://eref.se.com/be/fr/sis-tarif/product/KNA100AB4
Schneider Electric | Schneider Electric | 01022021 |  | Schneider Electric |  | SED | KNA100ABT4 |  |  | 333.52 |  | 1 |  | 1 | VOEDING MIDDEN 100A 3P+N | Boite dalim. centrale 100A |  | CENTER FEED UNIT 100 A | [18 empty] | 1 | 3606480003004 | 0 |  | 3140 | 69 | 13 | 11 | 9.867 | 3606480003004 | 1 | 3354 | 72 | 13.5 | 13.5 | [8 empty] | 73606480003003 | 12 | 47000 | 92 | 62 | 50 |  |  |  | 7 | N | [12 empty] | SC2 | LL | 8536900100 | [14 empty] | Canalis - voedingsunit voor KNA - 100 A - montage in midden | Canalis - unité d’alimentation pour KNA - 100 A - montage au centre | [17 empty] | https://eref.se.com/be/nl/sis-tarif/product/KNA100ABT4 | https://eref.se.com/be/fr/sis-tarif/product/KNA100ABT4
Schneider Electric | Schneider Electric | 01022021 |  | Schneider Electric |  | SED | KNA100DF410 |  |  | 268.46 |  | 1 |  | 1 | FLEX ELEM. 100A 1M | El. cintrable 100A 1m |  | FLEXIBLE EDGEWISE LENGHT 100A | [18 empty] | 1 | 3606480003011 | 0 |  | 2200 | 101 | 9 | 4 | 3.636 | 3606480003011 | 1 | 4100 | 117 | 11 | 5 | [8 empty] | 73606480003010 | 40 | 97000 | 119 | 62 | 50 |  |  |  | 7 | N | [12 empty] | SC2 | LL | 8536900100 | [14 empty] | Canalis - flexibel gedraaid element - 100 A - 1 m - montage links of rechts | Canalis - longueur latérale flexible - 100 A - 1 m - montage gauche ou droite | [17 empty] | https://eref.se.com/be/nl/sis-tarif/product/KNA100DF410 | https://eref.se.com/be/fr/sis-tarif/product/KNA100DF410
Schneider Electric | Schneider Electric | 01022021 |  | Schneider Electric |  | SED | KNA100DL4 |  |  | 148.83 |  | 1 |  | 1 | FLEX HOEK ELEM.100A | Coude cintrable 100A |  | FLEXIBLE EDGEWISE ELBOWS 100A | [18 empty] | 1 | 3606480003028 | 0 |  | 1037 | 55 | 11 | 4 | 2.42 | 3606480003028 | 1 | 3050 | 55 | 11 | 4 | [8 empty] | 73606480003027 | 48 | 66000 | 92 | 62 | 62 |  |  |  | 7 | N | [12 empty] | SC2 | LL | 8536900100 | [14 empty] | Canalis - flexibel gedraaid kniestuk - 100 A - interne/externe hoek 80 t/m 180° | Canalis - coude latéral flexible - 100 A - angle interne/externe 80 à 180° | [17 empty] | https://eref.se.com/be/nl/sis-tarif/product/KNA100DL4 | https://eref.se.com/be/fr/sis-tarif/product/KNA100DL4
Schneider Electric | Schneider Electric | 01022021 |  | Schneider Electric |  | SED | KNA100ED4204 |  |  | 155.72 |  | 1 |  | 4 | DISTR.ELEM. 100A 3P+N 2M 4AFTAK. | El. de dist. 100A 3P+N 2m 4dériv. |  | STRAIGHT LENGTH100 A | [18 empty] | 1 | 3606480003035 | 0 |  | 4000 | 210 | 10 | 4 | 8.4 | 13606480003032 | 4 | 17000000 | 21.4 | 1.6 | 1.1 | [8 empty] | 73606480003034 | 48 | 192500 | 220 | 64 | 44.5 |  |  |  | 2 | Y | [12 empty] | SC2 | LL | 8536900100 | [14 empty] | Canalis - recht element - 100 A - 4 aftakuitgangen | Canalis - tronçon droit - 100 A - 4 sorties de dérivation | [17 empty] | https://eref.se.com/be/nl/sis-tarif/product/KNA100ED4204 | https://eref.se.com/be/fr/sis-tarif/product/KNA100ED4204
Schneider Electric | Schneider Electric | 01022021 |  | Schneider Electric |  | SED | KNA100ED4301 |  |  | 161.64 |  | 1 |  | 4 | DISTR.ELEM. 100A 3P+N 3M 1AFTAK. | El. de dist. 100A 3P+N 3m 1dériv. |  | STRAIGHT LENGTH 100 A | [18 empty] | 1 | 3606480003042 | 0 |  | 5000 | 310 | 10 | 4 | 12.4 | 13606480003049 | 4 | 22000000 | 31.4 | 1.6 | 1.1 | [8 empty] | 73606480003041 | 48 | 363000 | 320 | 68 | 45.4 |  |  |  | 7 | N | [12 empty] | SC2 | LL | 8536900100 | [14 empty] | Canalis - recht element - 100 A - 1 aftakuitgang | Canalis - tronçon droit - 100 A - 1 sortie de dérivation | [17 empty] | https://eref.se.com/be/nl/sis-tarif/product/KNA100ED4301 | https://eref.se.com/be/fr/sis-tarif/product/KNA100ED4301
Schneider Electric | Schneider Electric | 01022021 |  | Schneider Electric |  | SED | KNA100ED4303 |  |  | 197.75 |  | 1 |  | 4 | DISTR.ELEM. 100A 3P+N 3M 3AFTAK. | El. de dist. 100A 3P+N 3m 3dériv. |  | STRAIGHT LENGTH100 A | [18 empty] | 1 | 3606480003059 | 0 |  | 5000 | 310 | 10 | 4 | 12.4 | 13606480003056 | 4 | 21000000 | 31.4 | 1.55 | 0.97 | [8 empty] | 73606480003058 | 48 | 363000 | 320 | 68 | 43.7 |  |  |  | 2 | Y | [12 empty] | SC2 | LL | 8536900100 | [14 empty] | Canalis - recht element - 100 A - 3 aftakuitgangen | Canalis - tronçon droit - 100 A - 3 sorties de dérivation | [17 empty] | https://eref.se.com/be/nl/sis-tarif/product/KNA100ED4303 | https://eref.se.com/be/fr/sis-tarif/product/KNA100ED4303
Schneider Electric | Schneider Electric | 01022021 |  | Schneider Electric |  | SED | KNA100ED4306 |  |  | 223.43 |  | 1 |  | 4 | DISTR.ELEM. 100A 3P+N 3M 6AFTAK. | El. de dist. 100A 3P+N 3m 6dériv. |  | STRAIGHT LENGTH100 A | [18 empty] | 1 | 3606480003066 | 0 |  | 5000 | 310 | 9 | 4 | 11.16 | 13606480003063 | 4 | 22000000 | 31.4 | 1.6 | 1.1 | [8 empty] | 73606480003065 | 48 | 278500 | 318 | 65 | 44 |  |  |  | 2 | Y | [12 empty] | SC2 | LL | 8536900100 | [14 empty] | Canalis - recht element - 100 A - 6 aftakuitgangen | Canalis - tronçon droit - 100 A - 6 sorties de dérivation | [17 empty] | https://eref.se.com/be/nl/sis-tarif/product/KNA100ED4306 | https://eref.se.com/be/fr/sis-tarif/product/KNA100ED4306
Schneider Electric | Schneider Electric | 01022021 |  | Schneider Electric |  | SED | KNA100EDF430 |  |  | 762.29 |  | 1 |  | 1 | FLEX.ELEM. ALLE RICHTINGEN 100A 3P+N 3M | El. flexible toutes directions 100A 3m |  | FLEXIBLE UNIT 100A 3M | [18 empty] | 1 | 3606485016405 | 0 |  | 5000 | 60 | 40 | 12 | 28.8 | [14 empty] | 73606485016404 | 20 | 108000 | 120 | 80 | 75 |  |  |  | 7 | N | [12 empty] | SC2 | LL | 8536900100 | [14 empty] | Canalis - flexibel element - 100 A - 3 m - voor wijzigen van richting | Canalis - longueur flexible - 100 A - 3 m - pour changement de directions | [17 empty] | https://eref.se.com/be/nl/sis-tarif/product/KNA100EDF430 | https://eref.se.com/be/fr/sis-tarif/product/KNA100EDF430
Schneider Electric | Schneider Electric | 01022021 |  | Schneider Electric |  | SED | KNA160AB4 |  |  | 191.11 |  | 1 |  | 1 | VOEDING LINKS/RECHTS 160A 3P+N | Boite d'alim. gauche/droite 160A |  | END FEED UNIT 160 A | [18 empty] | 1 | 3606480003073 | 0 |  | 3150 | 38 | 20 | 16 | 12.16 | 3606480003073 | 1 | 3100 | 38 | 20 | 16 | [8 empty] | 73606480003072 | 24 | 85000 | 92 | 85 | 62 |  |  |  | 2 | Y | [12 empty] | SC2 | LL | 8536900100 | [14 empty] | Canalis - voedingsunit voor KNA - 160 A - montage links of rechts | Canalis - unité d’alimentation pour KNT - 160 A - montage gauche ou droite | [17 empty] | https://eref.se.com/be/nl/sis-tarif/product/KNA160AB4 | https://eref.se.com/be/fr/sis-tarif/product/KNA160AB4
Schneider Electric | Schneider Electric | 01022021 |  | Schneider Electric |  | SED | KNA160ABT4 |  |  | 450.18 |  | 1 |  | 1 | VOEDING MIDDEN 160A 3P+N | Boite d'alim. centrale 160A |  | CENTER FEED UNIT 160 A | [18 empty] | 1 | 3606480003080 | 0 |  | 6200 | 62 | 25 | 18 | 27.9 | 3606480003080 | 1 | 6145 | 61.5 | 21.5 | 17 | [8 empty] | 73606480003089 | 12 | 85000 | 92 | 85 | 62 |  |  |  | 7 | N | [12 empty] | SC2 | LL | 8536900100 | [14 empty] | Canalis - voedingsunit voor KNA - 160 A - montage in midden | Canalis - unité d’alimentation pour KNA - 160 A - montage au centre | [17 empty] | https://eref.se.com/be/nl/sis-tarif/product/KNA160ABT4 | https://eref.se.com/be/fr/sis-tarif/product/KNA160ABT4
Schneider Electric | Schneider Electric | 01022021 |  | Schneider Electric |  | SED | KNA160AF1 |  |  | 16.73 |  | 1 |  | 1 | END COVER 160A | EMBOUT FERMETURE 160A |  | END COVER 160A | [18 empty] | 1 | 3606485110196 | 0 |  | 100 | 13 | 11 | 4 | 0.572 | [23 empty] | 2 | Y | [12 empty] | SC2 | LL | 3926909790 | [14 empty] | EINDSLUITKAP 160A | EMBOUT DE FERMETURE 160A | [17 empty] | https://eref.se.com/be/nl/sis-tarif/product/KNA160AF1 | https://eref.se.com/be/fr/sis-tarif/product/KNA160AF1
Schneider Electric | Schneider Electric | 01022021 |  | Schneider Electric |  | SED | KNA160DF410 |  |  | 323.16 |  | 1 |  | 1 | FLEX ELEM. 160A 1M | El. cintrable 160A 1m |  | FLEXIBLE LENGTH 160A | [18 empty] | 1 | 3606480003097 | 0 |  | 2200 | 101 | 9 | 4 | 3.636 | 3606480003097 | 1 | 4100 | 122 | 11 | 4 | [8 empty] | 73606480003096 | 40 | 97000 | 119 | 62 | 50 |  |  |  | 7 | N | [12 empty] | SC2 | LL | 8536900100 | [14 empty] | Canalis - flexibel element - 160 A - 1 m - montage links of rechts | Canalis - longueur flexible - 160 A - 1 m - montage gauche ou droite | [17 empty] | https://eref.se.com/be/nl/sis-tarif/product/KNA160DF410 | https://eref.se.com/be/fr/sis-tarif/product/KNA160DF410
Schneider Electric | Schneider Electric | 01022021 |  | Schneider Electric |  | SED | KNA160DL4 |  |  | 191.29 |  | 1 |  | 1 | FLEX HOEK ELEM.160A | Coude cintrable 160A |  | FLEXIBLE ELBOW 160A | [18 empty] | 1 | 3606480003103 | 0 |  | 1080 | 54 | 11 | 4 | 2.376 | 3606480003103 | 1 | 3180 | 55 | 11 | 4 | [8 empty] | 73606480003102 | 48 | 66000 | 92 | 62 | 62 |  |  |  | 7 | N | [12 empty] | SC2 | LL | 8536900100 | [14 empty] | Canalis - flexibel kniestuk - 160 A - interne/externe hoek 80 t/m 180° | Canalis - coude flexible - 160 A - angle interne/externe 80 à 180° | [17 empty] | https://eref.se.com/be/nl/sis-tarif/product/KNA160DL4 | https://eref.se.com/be/fr/sis-tarif/product/KNA160DL4
Schneider Electric | Schneider Electric | 01022021 |  | Schneider Electric |  | SED | KNA160ED4204 |  |  | 194.1 |  | 1 |  | 4 | DISTR.ELEM. 160A 3P+N 2M 4AFTAK. | El. de dist. 160A 3P+N 2m 4dériv. |  | STRAIGHT LENGTH 160 A | [18 empty] | 1 | 3606480003110 | 0 |  | 5500 | 210 | 10 | 4 | 8.4 | 13606480003117 | 4 | 22800000 | 21.45 | 1.6 | 1.1 | [8 empty] | 73606480003119 | 48 | 287160 | 220 | 68 | 45.4 |  |  |  | 2 | Y | [12 empty] | SC2 | LL | 8536900100 | [14 empty] | Canalis - recht element - 160 A - 4 aftakuitgangen | Canalis - tronçon droit - 160 A - 4 sorties de dérivation | [17 empty] | https://eref.se.com/be/nl/sis-tarif/product/KNA160ED4204 | https://eref.se.com/be/fr/sis-tarif/product/KNA160ED4204
Schneider Electric | Schneider Electric | 01022021 |  | Schneider Electric |  | SED | KNA160ED4303 |  |  | 247.2 |  | 1 |  | 4 | DISTR.ELEM. 160A 3P+N 3M 3AFTAK. | El. de dist. 160A 3P+N 3m 3dériv. |  | STRAIGHT LENGTH 160 A | [18 empty] | 1 | 3606480003127 | 0 |  | 6000 | 310 | 10 | 4 | 12.4 | 13606480003124 | 4 | 26000000 | 31.4 | 1.6 | 1.1 | [8 empty] | 73606480003126 | 48 | 316000 | 320 | 64 | 44.5 |  |  |  | 7 | N | [12 empty] | SC2 | LL | 8536900100 | [14 empty] | Canalis - recht element - 160 A - 3 aftakuitgangen | Canalis - tronçon droit - 160 A - 3 sorties de dérivation | [17 empty] | https://eref.se.com/be/nl/sis-tarif/product/KNA160ED4303 | https://eref.se.com/be/fr/sis-tarif/product/KNA160ED4303
Schneider Electric | Schneider Electric | 01022021 |  | Schneider Electric |  | SED | KNA160ED4306 |  |  | 263.88 |  | 1 |  | 4 | DISTR.ELEM. 160A 3P+N 3M 6AFTAK. | El. de dist. 160A 3P+N 3m 6dériv. |  | STRAIGHT LENGTH 160 A | [18 empty] | 1 | 3606480003134 | 0 |  | 6000 | 310 | 10 | 4 | 12.4 | 13606480003131 | 4 | 25000000 | 31.4 | 1.6 | 1.1 | [8 empty] | 73606480003133 | 48 | 319000 | 320 | 65 | 44.2 |  |  |  | 2 | Y | [12 empty] | SC2 | LL | 8536900100 | [14 empty] | Canalis - recht element - 160 A - 6 aftakuitgangen | Canalis - tronçon droit - 160 A - 6 sorties de dérivation | [17 empty] | https://eref.se.com/be/nl/sis-tarif/product/KNA160ED4306 | https://eref.se.com/be/fr/sis-tarif/product/KNA160ED4306
Schneider Electric | Schneider Electric | 01022021 |  | Schneider Electric |  | SED | KNA160ZJ4 |  |  | 51.51 |  | 1 |  | 15 | KOPPEL ELEM. 160A | Eclissage 160A |  | SPARE PART | [18 empty] | 1 | 3606485013237 | 0 |  | 515 | 20 | 10 | 3 | 0.6 | 43606485013235 | 15 | 8000000 | 43.5 | 28.5 | 15.8 | [8 empty] | 73606485013236 | 60 | 182500000 | 92 | 62 | 29 |  |  |  | 7 | N | [12 empty] | SC2 | LL | 8536900100 | [14 empty] | Canalis - elektrische en mechanische verbindingsunit - 160 A | Canalis - unité de jonction électrique et mécanique - 160 A | [17 empty] | https://eref.se.com/be/nl/sis-tarif/product/KNA160ZJ4 | https://eref.se.com/be/fr/sis-tarif/product/KNA160ZJ4
Schneider Electric | Schneider Electric | 01022021 |  | Schneider Electric |  | SED | KNA40ED4301 |  |  | 102.7 |  | 1 |  | 4 | DISTR.ELEM. 40A 3P+N 3M 1AFTAK. | El. de dist. 40A 3P+N 3m 1dériv. |  | STRAIGHT LENGTH 40 A | [18 empty] | 1 | 3606480003141 | 0 |  | 5000 | 310 | 10 | 4 | 12.4 | 13606480003148 | 4 | 22000000 | 31.4 | 1.6 | 1.1 | [8 empty] | 73606480003140 | 48 | 310200 | 320 | 68 | 45.4 |  |  |  | 13 | N | [12 empty] | SC2 | LL | 8536900100 | [14 empty] | Canalis - recht element - 40 A - 1 aftakuitgang | Canalis - tronçon droit - 40 A - 1 sortie de dérivation | [17 empty] | https://eref.se.com/be/nl/sis-tarif/product/KNA40ED4301 | https://eref.se.com/be/fr/sis-tarif/product/KNA40ED4301
Schneider Electric | Schneider Electric | 01022021 |  | Schneider Electric |  | SED | KNA40ED4303 |  |  | 130.02 |  | 1 |  | 4 | DISTR.ELEM. 40A 3P+N 3M 3AFTAK. | El. de dist. 40A 3P+N 3m 3dériv. |  | STRAIGHT LENGTH 40 A | [18 empty] | 1 | 3606480003158 | 0 |  | 5900 | 310 | 10 | 4 | 12.4 | 13606480003155 | 4 | 24400000 | 31.4 | 1.6 | 1.1 | [8 empty] | 73606480003157 | 48 | 310200 | 320 | 68 | 45.4 |  |  |  | 7 | N | [12 empty] | SC2 | LL | 8536900100 | [14 empty] | Canalis - recht element - 40 A - 3 aftakuitgangen | Canalis - tronçon droit - 40 A - 3 sorties de dérivation | [17 empty] | https://eref.se.com/be/nl/sis-tarif/product/KNA40ED4303 | https://eref.se.com/be/fr/sis-tarif/product/KNA40ED4303
Schneider Electric | Schneider Electric | 01022021 |  | Schneider Electric |  | SED | KNA40ED4306 |  |  | 148.35 |  | 1 |  | 4 | DISTR.ELEM. 40A 3P+N 3M 6AFTAK. | El. de dist. 40A 3P+N 3m 6dériv. |  | STRAIGHT LENGTH 40 A | [18 empty] | 1 | 3606480003165 | 0 |  | 4000 | 310 | 10 | 4 | 12.4 | 13606480003162 | 4 | 20000000 | 31.4 | 1.6 | 1.1 | [8 empty] | 73606480003164 | 48 | 256000 | 320 | 64 | 44.5 |  |  |  | 7 | N | [12 empty] | SC2 | LL | 8536900100 | [14 empty] | Canalis - recht element - 40 A - 6 aftakuitgangen | Canalis - tronçon droit - 40 A - 6 sorties de dérivation | [17 empty] | https://eref.se.com/be/nl/sis-tarif/product/KNA40ED4306 | https://eref.se.com/be/fr/sis-tarif/product/KNA40ED4306
Schneider Electric | Schneider Electric | 01022021 |  | Schneider Electric |  | SED | KNA63AB4 |  |  | 84.97 |  | 1 |  | 1 | VOEDING LINKS/RECHTS 63A 3P+N | Boite d'alim. gauche/droite 63A |  | END FEED UNIT 63 A | [18 empty] | 1 | 3606480003172 | 0 |  | 651 | 30 | 11 | 8 | 2.64 | 3606480003172 | 1 | 657 | 30 | 10.5 | 8 | [8 empty] | 73606480003171 | 80 | 71000 | 92 | 62 | 53 |  |  |  | 2 | Y | [12 empty] | SC2 | LL | 8536900100 | [14 empty] | Canalis - voedingsunit voor KNA - 63 A - montage links of rechts | Canalis - unité d’alimentation pour KNA - 63 A - montage gauche ou droite | [17 empty] | https://eref.se.com/be/nl/sis-tarif/product/KNA63AB4 | https://eref.se.com/be/fr/sis-tarif/product/KNA63AB4
Schneider Electric | Schneider Electric | 01022021 |  | Schneider Electric |  | SED | KNA63ABT4 |  |  | 216.98 |  | 1 |  | 1 | VOEDING MIDDEN 63A 3P+N | Boite d'alim. centrale 63A |  | CENTER FEED UNIT 63 A | [18 empty] | 1 | 3606480003189 | 0 |  | 1850 | 72 | 14 | 13 | 13.104 | [14 empty] | 73606480003188 | 12 | 28600000000000 | 80 | 60 | 40 |  |  |  | 7 | N | [12 empty] | SC2 | LL | 8536900100 | [14 empty] | Canalis - voedingsunit voor KNA - 63 A - montage in midden | Canalis - unité d’alimentation pour KNA - 63 A - montage au centre | [17 empty] | https://eref.se.com/be/nl/sis-tarif/product/KNA63ABT4 | https://eref.se.com/be/fr/sis-tarif/product/KNA63ABT4
Schneider Electric | Schneider Electric | 01022021 |  | Schneider Electric |  | SED | KNA63DF410 |  |  | 241.25 |  | 1 |  | 1 | FLEX ELEM. 63A 1M | El. cintrable 63A 1m |  | FLEXIBLE LENGTH 63A | [18 empty] | 1 | 3606480003196 | 0 |  | 2200 | 101 | 9 | 4 | 3.636 | 3606480003196 | 1 | 4100 | 122 | 11 | 4 | [8 empty] | 73606480003195 | 40 | 97000 | 119 | 62 | 50 |  |  |  | 7 | N | [12 empty] | SC2 | LL | 8536900100 | [14 empty] | Canalis - flexibel element - 40 t/m 63 A - 1 m - montage links of rechts | Canalis - longueur flexible - 40 à 63 A - 1 m - montage gauche ou droite | [17 empty] | https://eref.se.com/be/nl/sis-tarif/product/KNA63DF410 | https://eref.se.com/be/fr/sis-tarif/product/KNA63DF410
Schneider Electric | Schneider Electric | 01022021 |  | Schneider Electric |  | SED | KNA63DL4 |  |  | 112.49 |  | 1 |  | 1 | FLEX HOEK ELEM. 63A | Coude cintrable 63A |  | FLEXIBLE EDGEWISE ELBOWS 63A | [18 empty] | 1 | 3606480003202 | 0 |  | 1200 | 53 | 12 | 5 | 3.18 | [14 empty] | 73606480003201 | 48 | 66000 | 92 | 62 | 50 |  |  |  | 7 | N | [12 empty] | SC2 | LL | 8536900100 | [14 empty] | Canalis - flexibel gedraaid kniestuk - 40-63A - interne/externe hoek 80 t/m 180° | Canalis - coude latéral flexible - 40 à 63 A - angle interne/externe 80 à 180° | [17 empty] | https://eref.se.com/be/nl/sis-tarif/product/KNA63DL4 | https://eref.se.com/be/fr/sis-tarif/product/KNA63DL4
Schneider Electric | Schneider Electric | 01022021 |  | Schneider Electric |  | SED | KNA63ED4204 |  |  | 123.43 |  | 1 |  | 4 | DISTR.ELEM. 63A 3P+N 2M 4AFTAK. | El. de dist. 63A 3P+N 2m 4dériv. |  | STRAIGHT LENGTH 63 A | [18 empty] | 1 | 3606480003219 | 0 |  | 3000 | 210 | 10 | 4 | 8.4 | 13606480003216 | 4 | 17000000 | 21.4 | 1.6 | 1.1 | [8 empty] | 73606480003218 | 48 | 192500 | 220 | 64 | 44.5 |  |  |  | 2 | Y | [12 empty] | SC2 | LL | 8536900100 | [14 empty] | Canalis - recht element - 63 A - 4 aftakuitgangen | Canalis - tronçon droit - 63 A - 4 sorties de dérivation | [17 empty] | https://eref.se.com/be/nl/sis-tarif/product/KNA63ED4204 | https://eref.se.com/be/fr/sis-tarif/product/KNA63ED4204
Schneider Electric | Schneider Electric | 01022021 |  | Schneider Electric |  | SED | KNA63ED4301 |  |  | 123.19 |  | 1 |  | 4 | DISTR.ELEM. 63A 3P+N 3M 1AFTAK. | El. de dist. 63A 3P+N 3m 1dériv. |  | STRAIGHT LENGTH 63 A | [18 empty] | 1 | 3606480003226 | 0 |  | 5700 | 310 | 10 | 4 | 12.4 | 13606480003223 | 4 | 23000000 | 31.4 | 1.6 | 1.1 | [8 empty] | 73606480003225 | 48 | 273600 | 320 | 64 | 44 |  |  |  | 7 | N | [12 empty] | SC2 | LL | 8536900100 | [14 empty] | Canalis - recht element - 63 A - 1 aftakuitgang | Canalis - tronçon droit - 63 A - 1 sortie de dérivation | [17 empty] | https://eref.se.com/be/nl/sis-tarif/product/KNA63ED4301 | https://eref.se.com/be/fr/sis-tarif/product/KNA63ED4301
Schneider Electric | Schneider Electric | 01022021 |  | Schneider Electric |  | SED | KNA63ED4303 |  |  | 152.14 |  | 1 |  | 4 | DISTR.ELEM. 63A 3P+N 3M 3AFTAK. | El. de dist. 63A 3P+N 3m 3dériv. |  | STRAIGHT LENGTH 63 A | [18 empty] | 1 | 3606480003233 | 0 |  | 5000 | 310 | 10 | 4 | 12.4 | 13606480003230 | 4 | 21000000 | 31.4 | 1.56 | 1.09 | [8 empty] | 73606480003232 | 48 | 277000 | 320 | 70 | 44.3 |  |  |  | 2 | Y | [12 empty] | SC2 | LL | 8536900100 | [14 empty] | Canalis - recht element - 63 A - 3 aftakuitgangen | Canalis - tronçon droit - 63 A - 3 sorties de dérivation | [17 empty] | https://eref.se.com/be/nl/sis-tarif/product/KNA63ED4303 | https://eref.se.com/be/fr/sis-tarif/product/KNA63ED4303
Schneider Electric | Schneider Electric | 01022021 |  | Schneider Electric |  | SED | KNA63ED4306 |  |  | 177.8 |  | 1 |  | 4 | DISTR.ELEM. 63A 3P+N 3M 6AFTAK. | El. de dist. 63A 3P+N 3m 6dériv. |  | STRAIGHT LENGTH 63 A | [18 empty] | 1 | 3606480003240 | 0 |  | 5000 | 310 | 10 | 4 | 12.4 | 13606480003247 | 4 | 21000000 | 31.4 | 1.55 | 1.05 | [8 empty] | 73606480003249 | 48 | 315000 | 320 | 68 | 45.4 |  |  |  | 2 | Y | [12 empty] | SC2 | LL | 8536900100 | [14 empty] | Canalis - recht element - 63 A - 6 aftakuitgangen | Canalis - tronçon droit - 63 A - 6 sorties de dérivation | [17 empty] | https://eref.se.com/be/nl/sis-tarif/product/KNA63ED4306 | https://eref.se.com/be/fr/sis-tarif/product/KNA63ED4306
Schneider Electric | Schneider Electric | 01022021 |  | Schneider Electric |  | SED | KNA63ZJ4 |  |  | 49.81 |  | 1 |  | 15 | KOPPEL ELEM. 63A | Eclissage 63A |  | SPARE PART | [18 empty] | 1 | 3606485013152 | 0 |  | 466 | 20 | 10 | 3 | 0.6 | 43606485013150 | 15 | 7330 | 15 | 40 | 30 | [8 empty] | 73606485013151 | 60 | 35650000000000 | 80 | 60 | 29.4 |  |  |  | 7 | N | [12 empty] | SC2 | LL | 8536900100 | [14 empty] | Canalis - elektrische en mechanische verbindingsunit - 40 t/m 63 A | Canalis - unité de jonction électrique et mécanique - 40 à 63 A | [17 empty] | https://eref.se.com/be/nl/sis-tarif/product/KNA63ZJ4 | https://eref.se.com/be/fr/sis-tarif/product/KNA63ZJ4
Schneider Electric | Schneider Electric | 01022021 |  | Schneider Electric |  | SED | KNB160ZB1 |  |  | 5.28 |  | 1 |  | 100 | AFDEKKAP AFTAKOPENING IP55 | Fermeture de dérivation IP55 |  | SPARE PART | [18 empty] | 1 | 3606485013329 | 0 |  | 179 | 12 | 9 | 7 | 0.756 | 13606485013326 | 100 | 3000 | 3 | 2 | 2 | [8 empty] | 13606485013326 | 100 | 10700000000000 | 60 | 80 | 50 |  |  |  | 7 | N | [12 empty] | SC2 | LL | 8536900100 | [14 empty] | Canalis - afdekplaat v. aftakuitgang - reserveond.- alle toegest. waarden - IP55 | Canalis - platine perforée sortie dérivation - toutes valeurs nominales - IP55 | [17 empty] | https://eref.se.com/be/nl/sis-tarif/product/KNB160ZB1 | https://eref.se.com/be/fr/sis-tarif/product/KNB160ZB1
Schneider Electric | Schneider Electric | 01022021 |  | Schneider Electric |  | SED | KNB160ZF1 |  |  | 3.71 |  | 1 |  | 10 | UNIVERSELE BEV. BEUGELS 40-160A | Fixation universelle 40-160A |  | KN FIXING BRACKETS 40 A TO 100 A | [18 empty] | 10 | 3606485013176 | 0 |  | 128 | 11 | 6 | 2 | 0.132 | 13606485013173 | 10 | 1300 | 25 | 12 | 6 | [8 empty] | 73606485013175 | 960 | 136264 | 80 | 60 | 71.2 |  |  |  | 2 | Y | [12 empty] | SC2 | LL | 8536900100 | [14 empty] | Canalis - bevestigingsbeugels 40 A t/m 160 A voor KN | Canalis - crochets de fixation 40 A à 160 A pour KN | [17 empty] | https://eref.se.com/be/nl/sis-tarif/product/KNB160ZF1 | https://eref.se.com/be/fr/sis-tarif/product/KNB160ZF1
Schneider Electric | Schneider Electric | 01022021 |  | Schneider Electric |  | SED | KNB160ZF2 |  |  | 3.48 |  | 1 |  | 240 | WANDBEV. BEUGELS 40-160A | Fixation murale 40-160A |  | KN FIXING BRACKETS 40 A TO 100 A | [18 empty] | 10 | 3606485013183 | 0 |  | 34 | 10 | 4 | 3 | 0.12 | 33606485013184 | 10 | 349000 | 15 | 10 | 5 | [8 empty] | 73606485013182 | 960 | 43672 | 60 | 80 | 34 |  |  |  | 7 | N | [12 empty] | SC2 | LL | 8536900100 | [14 empty] | Canalis - bevestigingsbeugels 40 A t/m 160 A voor KN | Canalis - crochets de fixation 40 A à 160 A pour KN | [17 empty] | https://eref.se.com/be/nl/sis-tarif/product/KNB160ZF2 | https://eref.se.com/be/fr/sis-tarif/product/KNB160ZF2
Schneider Electric | Schneider Electric | 01022021 |  | Schneider Electric |  | SED | KNB160ZFG100 |  |  | 19.39 |  | 1 |  | 4 | SUPPORT BEUGEL VOOR GOOT 100MM | Fix KN 40-160A et goulotte 100mm |  | BRACKET TRACKING 100MM | [18 empty] | 4 | 3606485012612 | 0 |  | 300 | 29 | 14 | 1 | 0.406 | 33606485012613 | 4 | 2400 | 34.5 | 20 | 11.5 | [8 empty] | 73606485012611 | 336 | 220000 | 120 | 80 | 92 |  |  |  | 7 | N | [12 empty] | SC2 | LL | 8536900100 | [14 empty] | Canalis - bevestigingsbeugel voor goot - 100 mm | Canalis - crochet de fixation pour cheminement - 100 mm | [17 empty] | https://eref.se.com/be/nl/sis-tarif/product/KNB160ZFG100 | https://eref.se.com/be/fr/sis-tarif/product/KNB160ZFG100
Schneider Electric | Schneider Electric | 01022021 |  | Schneider Electric |  | SED | KNB160ZFKP1 |  |  | 34.37 |  | 1 |  | 4 | BEVESTIGING SYSTEEM | Kit pendard |  | VERTICAL PENDANT KIT 160A | [18 empty] | 4 | 3606480006395 | 0 |  | 340 | 9 | 3 | 34 | 0.918 | 33606480006396 | 4 | 6930 | 107 | 19 | 14 | [8 empty] | 73606480006394 | 64 | 144000 | 120 | 80 | 74 |  |  |  | 7 | N | [12 empty] | SC2 | LL | 8536900100 | [33 empty] | https://eref.se.com/be/nl/sis-tarif/product/KNB160ZFKP1 | https://eref.se.com/be/fr/sis-tarif/product/KNB160ZFKP1
Schneider Electric | Schneider Electric | 01022021 |  | Schneider Electric |  | SED | KNB160ZFPU |  |  | 11.68 |  | 1 |  | 10 | DRAADSTANG BEV. BEUGELS 40-160A | Etrier régl pour tige fil KN 40-160A |  | SPRING FIXING BRACKET KN | [18 empty] | 10 | 3606480006401 | 0 |  | 280 | 27 | 6 | 3 | 0.486 | 33606480006402 | 10 | 4700 | 29 | 20 | 13 | [8 empty] | 73606480006400 | 400 | 121000 | 60 | 80 | 75 |  |  |  | 2 | Y | [12 empty] | SC2 | LL | 8536900100 | [15 empty] | Canalis - crochet de fixation à ressort pour KN | [17 empty] | https://eref.se.com/be/nl/sis-tarif/product/KNB160ZFPU | https://eref.se.com/be/fr/sis-tarif/product/KNB160ZFPU
Schneider Electric | Schneider Electric | 01022021 |  | Schneider Electric |  | SED | KNB160ZL10 |  |  | 2.63 |  | 1 |  | 10 | FASE SELECTIE OP AFTAKOPENING | Dispositif de détrompage |  | TAP OFF LOCATING DEVICE | [18 empty] | 10 | 3606485013190 | 0 |  | 200 | 6 | 3 | 1 | 0.018 | 13606485013197 | 10 | 2100 | 11 | 8 | 1 | [17 empty] | 7 | N | [12 empty] | SC2 | LL | 8536900100 | [14 empty] | Canalis - vergrendelingscomponent aftakuitgang en aftakunit voor KNB - wit | Canalis - dispositif verr. pour sortie et coffret de dérivation pour KNB - blanc | [17 empty] | https://eref.se.com/be/nl/sis-tarif/product/KNB160ZL10 | https://eref.se.com/be/fr/sis-tarif/product/KNB160ZL10
Schneider Electric | Schneider Electric | 01022021 |  | Schneider Electric |  | SED | KNB160ZL20 |  |  | 2.63 |  | 1 |  | 400 | FASE SELECTIE OP AFTAKOPENING | Dispositif de détrompage |  | TAP OFF LOCATING DEVICE | [18 empty] | 10 | 3606485013206 | 0 |  | 200 | 6 | 3 | 1 | 0.018 |  | 400 | 82000 | 30 | 20 | 12.5 | [9 empty] | 400 | 104500000000000 | 60 | 80 | 50 |  |  |  | 7 | N | [12 empty] | SC2 | LL | 8536900100 | [14 empty] | Canalis - vergrendelingscomponent aftakuitgang en aftakunit voor KNB - rood | Canalis - dispositif verr. pour sortie et coffret de dérivation pour KNB - rouge | [17 empty] | https://eref.se.com/be/nl/sis-tarif/product/KNB160ZL20 | https://eref.se.com/be/fr/sis-tarif/product/KNB160ZL20
Schneider Electric | Schneider Electric | 01022021 |  | Schneider Electric |  | SED | KNB160ZL30 |  |  | 2.63 |  | 1 |  | 400 | FASE SELECTIE OP AFTAKOPENING | Dispositif de détrompage |  | TAP OFF LOCATING DEVICE | [18 empty] | 10 | 3606485013244 | 0 |  | 200 | 6 | 3 | 1 | 0.018 |  | 10 | 2100 | 11 | 8 | 1 | [9 empty] | 400 | 92500000000000 | 30 | 20 | 12.5 |  |  |  | 7 | N | [12 empty] | SC2 | LL | 8536900100 | [14 empty] | Canalis - vergrendelingscomponent voor aftakuitgang en aftakunit voor KNB - geel | Canalis - dispositif verr. pour sortie et coffret de dérivation pour KNB - jaune | [17 empty] | https://eref.se.com/be/nl/sis-tarif/product/KNB160ZL30 | https://eref.se.com/be/fr/sis-tarif/product/KNB160ZL30
Schneider Electric | Schneider Electric | 01022021 |  | Schneider Electric |  | SED | KNB160ZL40 |  |  | 2.63 |  | 1 |  | 400 | FASE SELECTIE OP AFTAKOPENING | Dispositif de détrompage |  | TAP OFF LOCATING DEVICE | [18 empty] | 10 | 3606485013312 | 0 |  | 200 | 6 | 3 | 1 | 0.018 | 43606485013310 | 10 | 23000 | 110 | 75 | 10 | [9 empty] | 400 | 92500000000000 | 43.5 | 14.2 | 7.9 |  |  |  | 7 | N | [12 empty] | SC2 | LL | 8536900100 | [14 empty] | Canalis - vergrendelingscomponent voor aftakuitgang en aftakunit voor KNB -blauw | Canalis - dispositif verr. pour sortie et coffret de dérivation pour KNB - bleu | [17 empty] | https://eref.se.com/be/nl/sis-tarif/product/KNB160ZL40 | https://eref.se.com/be/fr/sis-tarif/product/KNB160ZL40
Schneider Electric | Schneider Electric | 01022021 |  | Schneider Electric |  | SED | KNB16CF2 |  |  | 39.26 |  | 1 |  | 50 | AFTAKKAST 16A P+N BEVEILIGD NF | Con. de dér. 16A P+N prot.fus. NF |  | TAPOFF UNIT 16A L N PE FOR UTE FUSES | [18 empty] | 1 | 3606480003257 | 0 |  | 172 | 14 | 5 | 8 | 0.56 | 43606480003255 | 50 | 8815000 | 43.5 | 28.5 | 15.8 |  | 43606480003255 | 50 | 8815 | 43.5 | 28.5 | 15.8 |  |  | 50 | 16000000000000 | 44 | 29 | 16 |  |  |  | 2 | Y | [12 empty] | SC2 | LL | 8536901000 | [14 empty] | Canalis - aftakunit voor NF-zekering - 8,5 x 31,5 - 16 A - L + N + PE | Canalis - coffret de dérivation pour fusible NF - 8,5 x 31,5 - 16 A - L + N + PE | [17 empty] | https://eref.se.com/be/nl/sis-tarif/product/KNB16CF2 | https://eref.se.com/be/fr/sis-tarif/product/KNB16CF2
Schneider Electric | Schneider Electric | 01022021 |  | Schneider Electric |  | SED | KNB16CM2 |  |  | 70.66 |  | 1 |  | 30 | AFTAKKAST 16A P+N BEVEILIGD iC60 C | Con. de dér. 16A P+N prot. iC60c |  | TAPOFF UNIT 16A LNPE | [18 empty] | 1 | 3606480003271 | 0 |  | 340 | 14 | 8 | 7 | 0.784 | 43606480003279 | 30 | 10615000 | 43.5 | 28.5 | 15.8 | [8 empty] | 73606480003270 | 60 | 30000 | 60 | 80 | 46.5 |  |  |  | 7 | N | [12 empty] | SC2 | LL | 8536901000 | [14 empty] | Canalis - aftakking met C60 - 16 A - faseselectie - L + N + PE - IP41 | Canalis - dérivation avec C60 - 16 A - sélection de phase - L + N + PE - IP41 | [17 empty] | https://eref.se.com/be/nl/sis-tarif/product/KNB16CM2 | https://eref.se.com/be/fr/sis-tarif/product/KNB16CM2
Schneider Electric | Schneider Electric | 01022021 |  | Schneider Electric |  | SED | KNB16CM2H |  |  | 71.68 |  | 1 |  | 12 | AFTAKKAST 16A P+N BEVEILIGD iC60 H | Con. de dér. 16A P+N prot. iC60h |  | TAPOFF UNIT 16A LNPE | [18 empty] | 12 | 3606480003288 | 0 |  | 336 | 14 | 8 | 7 | 0.784 | [23 empty] | 16 | N | [12 empty] | SC2 | LL | 8536901000 | [14 empty] | Canalis - aftakking met C60 - 16 A - faseselectie - L + N + PE - IP41 | Canalis - dérivation avec C60 - 16 A - sélection de phase - L + N + PE - IP41 | [17 empty] | https://eref.se.com/be/nl/sis-tarif/product/KNB16CM2H | https://eref.se.com/be/fr/sis-tarif/product/KNB16CM2H
Schneider Electric | Schneider Electric | 01022021 |  | Schneider Electric |  | SED | KNB16CN5 |  |  | 92.71 |  | 1 |  | 1 | AFTAKKAST 16A 3P+N BEVEILIGD DIN | Con. de dér. 16A 3P+N prot.fus. DIN |  | TAPOFF UNIT 16A FOR DIN FUSES | [18 empty] | 1 | 3606480006166 | 0 |  | 920 | 17 | 14 | 13 | 3.094 | 3606480006166 | 1 | 851 | 17.5 | 15.5 | 13.5 | [8 empty] | 73606480006165 | 144 | 133000 | 120 | 80 | 80 |  |  |  | 7 | N | [12 empty] | SC2 | LL | 8536900100 | [14 empty] | Canalis - aftakunit voor DIN-zekering - Neozed E14 - 16 A - 3L + N + PE | Canalis - coffret dérivation pour fusible DIN - Néozed E14 - 16 A - 3L + N + PE | [17 empty] | https://eref.se.com/be/nl/sis-tarif/product/KNB16CN5 | https://eref.se.com/be/fr/sis-tarif/product/KNB16CN5
Schneider Electric | Schneider Electric | 01022021 |  | Schneider Electric |  | SED | KNB25CF5 |  |  | 60.76 |  | 1 |  | 24 | AFTAKKAST 25A 3P+N BEVEILIGD NF | Con. de dér. 25A 3P+N prot.fus. NF |  | TAPOFF UNIT 25A FOR NF FUSES | [18 empty] | 1 | 3606480003295 | 0 |  | 291 | 16 | 12 | 8 | 1.536 | 33606480003296 | 1 | 288000 | 16 | 11 | 8 | [8 empty] | 73606480003294 | 384 | 133872 | 120 | 80 | 82.3 |  |  |  | 2 | Y | [12 empty] | SC2 | LL | 8536901000 | [14 empty] | Canalis - aftakunit voor NF-zekering - 10 x 38 - 25 A - 3L + N + PE | Canalis - coffret de dérivation pour fusible NF - 10 x 38 - 25 A - 3L + N + PE | [17 empty] | https://eref.se.com/be/nl/sis-tarif/product/KNB25CF5 | https://eref.se.com/be/fr/sis-tarif/product/KNB25CF5
Schneider Electric | Schneider Electric | 01022021 |  | Schneider Electric |  | SED | KNB25SD4 |  |  | 148.51 |  | 1 |  | 1 | AFTAKKAST 25A 3P+N BEVEILIGD E27 | Coffret sect. 25A 3P+N prot.fus. E27 |  | TAPOFF UNIT 25 A WITH ISOLATOR FOR DIN F | [18 empty] | 1 | 3606480006180 | 0 |  | 1940 | 35 | 17 | 14 | 8.33 | 3606480006180 | 1 | 1937 | 35.5 | 18.5 | 14.5 | [9 empty] | 52 | 127880 | 120 | 80 | 80 |  |  |  | 2 | Y | [12 empty] | SC2 | LL | 8537109899 | [14 empty] | Canalis - aftakunit voor DIN-zekering - Diazed E27 - 25 A met isolator | Canalis - coffret dérivation pour fusible DIN - Diazed E27 - 25 A avec isolant | [17 empty] | https://eref.se.com/be/nl/sis-tarif/product/KNB25SD4 | https://eref.se.com/be/fr/sis-tarif/product/KNB25SD4
Schneider Electric | Schneider Electric | 01022021 |  | Schneider Electric |  | SED | KNB32CM55 |  |  | 70.66 |  | 1 |  | 1 | AFTAKKAST 32A 3P+N DIN RAIL 10MOD | Coffret de dér. 32A 3P+N rail DIN 10mod |  | TAPOFF UNIT 32A FOR MODULAR EQUIPMENT | [18 empty] | 1 | 3606480006197 | 0 |  | 656 | 18 | 16 | 14 | 4.032 | 3606480006197 | 1 | 656 | 17.5 | 16 | 13.5 | [9 empty] | 144 | 106464 | 120 | 80 | 80 |  |  |  | 2 | Y | [12 empty] | SC2 | LL | 8536900100 | [14 empty] | Canalis - aftakking voor 4-polige modulaire component - 32 A - voorbedraad | Canalis - dérivation pour périphérique modulaire 4 pôles - 32 A - pré-câblé | [17 empty] | https://eref.se.com/be/nl/sis-tarif/product/KNB32CM55 | https://eref.se.com/be/fr/sis-tarif/product/KNB32CM55
Schneider Electric | Schneider Electric | 01022021 |  | Schneider Electric |  | SED | KNB32CP |  |  | 102.21 |  | 1 |  | 1 | AFTAKKAST 32A 3P+N DIN RAIL 16MOD 2WCD | Cof. 32A 3P+N vide rail DIN 16m pour 2PC |  | TAPOFF UNIT 32A EMPTY FOR 2 SOCKETS | [18 empty] | 1 | 3606480006203 | 0 |  | 1300 | 44 | 17 | 13 | 9.724 | 3606480006203 | 1 | 1373 | 45 | 19 | 12.5 | [8 empty] | 73606480006202 | 46 | 86000 | 120 | 80 | 80 |  |  |  | 2 | Y | [12 empty] | SC2 | LL | 8536900100 | [14 empty] | Canalis - aftakunit - 32 A - leeg voor 2 stekkerdozen voor KNB | Canalis - coffret de dérivation - 32 A - vide pour 2 prises pour KNB | [17 empty] | https://eref.se.com/be/nl/sis-tarif/product/KNB32CP | https://eref.se.com/be/fr/sis-tarif/product/KNB32CP
Schneider Electric | Schneider Electric | 01022021 |  | Schneider Electric |  | SED | KNB32CP11D |  |  | 134.35 |  | 1 |  | 1 | AFTAKKAST 32A 3P+N DIN RAIL 16MOD 2SCHK | Cof. 32A 3P+N rail DIN 16m équ. 2PC sck |  | TAPOFF UNIT 32A WITH 2 DIN SOCKETS | [18 empty] | 1 | 3606480006210 | 0 |  | 1710 | 44 | 17 | 16 | 11.968 | 3606480006210 | 1 | 1730 | 44.5 | 19 | 18 | [8 empty] | 73606480006219 | 33 | 82000 | 120 | 80 | 80 |  |  |  | 7 | N | [12 empty] | SC2 | LL | 8536900100 | [14 empty] | Canalis - aftakunit - 32 A - 2 huishoudelijke Schuko-stekkerdozen | Canalis - coffret de dérivation - 32 A - 2 prises domestiques Schuko | [17 empty] | https://eref.se.com/be/nl/sis-tarif/product/KNB32CP11D | https://eref.se.com/be/fr/sis-tarif/product/KNB32CP11D
Schneider Electric | Schneider Electric | 01022021 |  | Schneider Electric |  | SED | KNB32CP11F |  |  | 128.74 |  | 1 |  | 1 | AFTAKKAST 32A 3P+N DIN RAIL 16MOD 2 NF | Cof. 32A 3P+N rail DIN 16m équ. 2PC NF |  | TAPOFF UNIT 32A WITH 2 NF SOCKETS | [18 empty] | 1 | 3606480006227 | 0 |  | 1510 | 44 | 17 | 16 | 11.968 | 3606480006227 | 1 | 1747 | 44.5 | 18.5 | 18 | [8 empty] | 73606480006226 | 33 | 81000 | 120 | 80 | 80 |  |  |  | 7 | N | [12 empty] | SC2 | LL | 8536900100 | [14 empty] | Canalis - aftakunit - 32 A - 2 huishoudelijke NF-stekkerdozen | Canalis - coffret de dérivation - 32 A - 2 prises domestiques NF | [17 empty] | https://eref.se.com/be/nl/sis-tarif/product/KNB32CP11F | https://eref.se.com/be/fr/sis-tarif/product/KNB32CP11F
Schneider Electric | Schneider Electric | 01022021 |  | Schneider Electric |  | SED | KNB32CP15D |  |  | 135.76 |  | 1 |  | 1 | AFTAK. 32A 3P+N DIN RAIL 16M 1SCHK 1CEE | Cof 32A 3P+N rail DIN 16m PC 1DIN 1IEC |  | TAPOFF UNIT 32A WITH 1 DIN AND 1 IEC SOC | [18 empty] | 1 | 3606480006234 | 0 |  | 1740 | 44 | 17 | 17 | 12.716 | 3606480006234 | 1 | 1806 | 44.5 | 19 | 18 | [8 empty] | 73606480006233 | 33 | 76000 | 120 | 80 | 80 |  |  |  | 7 | N | [12 empty] | SC2 | LL | 8536900100 | [14 empty] | Canalis - aftakunit - 32 A - 1 huishoud. DIN- en 1 indust. IEC-stekkerdoos | Canalis - coffret dérivat. - 32 A - 1 prise domest. DIN et 1 prise industr. IEC | [17 empty] | https://eref.se.com/be/nl/sis-tarif/product/KNB32CP15D | https://eref.se.com/be/fr/sis-tarif/product/KNB32CP15D
Schneider Electric | Schneider Electric | 01022021 |  | Schneider Electric |  | SED | KNB32CP15F |  |  | 137.14 |  | 1 |  | 1 | AFTAK.32A 3P+N DIN RAIL 16M 1SCHK NF1CEE | Cof. 32A 3P+N rail DIN 16m PC 1NF 1IEC |  | TAPOFF UNIT 32A WITH 1 NF AND 1 IEC SOCK | [18 empty] | 1 | 3606480006241 | 0 |  | 1740 | 44 | 17 | 17 | 12.716 | 3606480006241 | 1 | 1816 | 44.5 | 19 | 18 | [9 empty] | 33 | 84420 | 120 | 80 | 80 |  |  |  | 7 | N | [12 empty] | SC2 | LL | 8536900100 | [14 empty] | Canalis - aftakunit - 32 A - 1 huishoud. NF- en 1 industr. IEC-stekkerdoos | Canalis - coffret dérivation - 32 A - 1 prise domest. NF et 1 prise industr. IEC | [17 empty] | https://eref.se.com/be/nl/sis-tarif/product/KNB32CP15F | https://eref.se.com/be/fr/sis-tarif/product/KNB32CP15F
Schneider Electric | Schneider Electric | 01022021 |  | Schneider Electric |  | SED | KNB32CP35 |  |  | 144.45 |  | 1 |  | 1 | AFTAK. 32A 3P+N DIN RAIL 16M 2CEE 2P 3P | Cof 32A 3P+N rail DIN 16m PC 2IEC |  | TAPOFF UNIT 32A WITH 2 IEC SOCKETS | [18 empty] | 1 | 3606480006258 | 0 |  | 1940 | 44 | 17 | 17 | 12.716 | 3606480006258 | 1 | 1847 | 44.5 | 19 | 18 | [9 empty] | 33 | 91020 | 120 | 80 | 80 |  |  |  | 7 | N | [12 empty] | SC2 | LL | 8536900100 | [14 empty] | Canalis - aftakunit - 32 A - 2 industriële IEC-stekkerdozen voor KNB | Canalis - coffret de dérivation - 32 A - 2 prises industrielles IEC pour KNB | [17 empty] | https://eref.se.com/be/nl/sis-tarif/product/KNB32CP35 | https://eref.se.com/be/fr/sis-tarif/product/KNB32CP35
Schneider Electric | Schneider Electric | 01022021 |  | Schneider Electric |  | SED | KNB50SD4 |  |  | 174.7 |  | 1 |  | 1 | AFTAKKAST 50A 3P+N BEVEILIGD E33 | Coffret sect. 50A 3P+N fusible E33 |  | TAPOFF UNIT 50 A WITH ISOLATOR FOR DIN F | [18 empty] | 1 | 3606480006272 | 0 |  | 2150 | 35 | 17 | 14 | 8.33 | 3606480006272 | 1 | 2044 | 36 | 19 | 15 | [8 empty] | 73606480006271 | 52 | 121000 | 120 | 80 | 80 |  |  |  | 2 | Y | [12 empty] | SC2 | LL | 8537109899 | [14 empty] | Canalis - aftakunit voor DIN-zekering - Diazed E33 - 50 A met isolator | Canalis - coffret de dérivation pour fusible DIN - Diazed E33 - 50 A - isolant | [17 empty] | https://eref.se.com/be/nl/sis-tarif/product/KNB50SD4 | https://eref.se.com/be/fr/sis-tarif/product/KNB50SD4
Schneider Electric | Schneider Electric | 01022021 |  | Schneider Electric |  | SED | KNB50SF4 |  |  | 135.99 |  | 1 |  | 1 | AFTAKKAST 50A 3P+N BEVEILIGD NF | Coffret sect. 50A 3P+N fusible NF |  | TAPOFF UNIT 50 A WITH ISOLATOR FOR NF FU | [18 empty] | 1 | 3606480006289 | 0 |  | 1650 | 35 | 17 | 14 | 8.33 | 3606480006289 | 1 | 1732 | 36 | 19 | 14.5 | [8 empty] | 73606480006288 | 52 | 104000 | 120 | 80 | 80 |  |  |  | 2 | Y | [12 empty] | SC2 | LL | 8537109899 | [14 empty] | Canalis - aftakunit voor NF-zekering - 14 x 51 - 50 A met isolator | Canalis - tap-off unit for NF fuse - 14 x 51 - 50 A avec isolant | [17 empty] | https://eref.se.com/be/nl/sis-tarif/product/KNB50SF4 | https://eref.se.com/be/fr/sis-tarif/product/KNB50SF4
Schneider Electric | Schneider Electric | 01022021 |  | Schneider Electric |  | SED | KNB50SN4 |  |  | 139.04 |  | 1 |  | 1 | AFTAKKAST 50A 3P+N BEVEILIGD E18 | Coffret sect. 50A 3P+N fusible E33 |  | TAPOFF UNIT 50 A WITH ISOLATOR FOR DIN F | [18 empty] | 1 | 3606480006296 | 0 |  | 1740 | 35 | 17 | 14 | 8.33 | 3606480006296 | 1 | 1807 | 36 | 19 | 14.5 | [8 empty] | 73606480006295 | 52 | 115000 | 120 | 80 | 80 |  |  |  | 2 | Y | [12 empty] | SC2 | LL | 8537109899 | [14 empty] | Canalis - aftakunit voor DIN-zekering - Neozed E18 - 50 A met isolator | Canalis - coffret de dérivation pour fusible DIN - Néozed E18 - 50 A - isolant | [17 empty] | https://eref.se.com/be/nl/sis-tarif/product/KNB50SN4 | https://eref.se.com/be/fr/sis-tarif/product/KNB50SN4
Schneider Electric | Schneider Electric | 01022021 |  | Schneider Electric |  | SED | KNB63SM412 |  |  | 246.11 |  | 1 |  | 1 | AFTAKKAST 63A 3P+N DIN RAIL 24MOD | Coffret sect. 63A 3P+N rail DIN 24mod |  | TAPOFF UNIT 63A FOR MODULAR EQUIPMENT | [18 empty] | 1 | 3606480006302 | 0 |  | 1760 | 42 | 17 | 14 | 9.996 | 3606480006302 | 1 | 1730 | 43 | 18.5 | 14.5 | [8 empty] | 73606480006301 | 44 | 100000 | 120 | 80 | 80 |  |  |  | 2 | Y | [12 empty] | SC2 | LL | 8536901000 | [14 empty] | Canalis - aftakking voor 4-polige modulaire compon. - 63 A - modules 12 x 18 mm | Canalis - dérivation pour périph. modulaire 4 pôles - 63 A - modules 12 x 18 mm | [17 empty] | https://eref.se.com/be/nl/sis-tarif/product/KNB63SM412 | https://eref.se.com/be/fr/sis-tarif/product/KNB63SM412
Schneider Electric | Schneider Electric | 01022021 |  | Schneider Electric |  | SED | KNB63SM48 |  |  | 120.26 |  | 1 |  | 1 | AFTAKKAST 63A 3P+N DIN RAIL 16MOD v 9mm | Coffret sect. 63A 3P+N rail DIN 16mod |  | TAPOFF UNIT 63A FOR MODULAR EQUIPMENT | [18 empty] | 1 | 3606480006319 | 0 |  | 1500 | 35 | 17 | 14 | 8.33 | 3606480006319 | 1 | 1551 | 36 | 19 | 14.5 | [9 empty] | 52 | 101880 | 120 | 80 | 60 |  |  |  | 2 | Y | [12 empty] | SC2 | LL | 8536900100 | [14 empty] | Canalis - aftakking voor 4-polige modulaire component - 63 A - modules 8 x 18 mm | Canalis - dérivation pour périph. modulaire 4 pôles - 63 A - modules 8 x 18 mm | [17 empty] | https://eref.se.com/be/nl/sis-tarif/product/KNB63SM48 | https://eref.se.com/be/fr/sis-tarif/product/KNB63SM48
Schneider Electric | Schneider Electric | 01022021 |  | Schneider Electric |  | SED | KNT100AB4 |  |  | 160.56 |  | 1 |  | 1 | VOEDING LINKS/RECHTS 100A 3P+N BUS | Boite d'alim gauche/droite 100A 3P+N+bus |  | END FEED UNIT 100 A | [18 empty] | 1 | 3606480003301 | 0 |  | 1200 | 34 | 13 | 11 | 4.862 | 3606480003301 | 1 | 1203 | 35 | 14 | 12 | [8 empty] | 73606480003300 | 45 | 68000 | 92 | 73 | 62 |  |  |  | 7 | N | [12 empty] | SC2 | LL | 8536900100 | [14 empty] | Canalis - voedingsunit voor KNT - 100 A - montage links of rechts | Canalis - unité d’alimentation pour KNT - 100 A - montage gauche ou droite | [17 empty] | https://eref.se.com/be/nl/sis-tarif/product/KNT100AB4 | https://eref.se.com/be/fr/sis-tarif/product/KNT100AB4
Schneider Electric | Schneider Electric | 01022021 |  | Schneider Electric |  | SED | KNT100ABT4 |  |  | 366.09 |  | 1 |  | 1 | VOEDING MIDDEN 100A 3P+N BUS | Boite d'alim centrale 100A 3P+N+bus |  | CENTER FEED UNIT 100 A | [18 empty] | 1 | 3606480003318 | 0 |  | 3140 | 69 | 13 | 11 | 9.867 | 3606480003318 | 1 | 3140 | 69.5 | 14 | 12.2 | [17 empty] | 12 | N | [12 empty] | SC2 | LL | 8536900100 | [14 empty] | Canalis - voedingsunit voor KNT - 100 A - montage in midden | Canalis - unité d’alimentation pour KNT - 100 A - montage au centre | [17 empty] | https://eref.se.com/be/nl/sis-tarif/product/KNT100ABT4 | https://eref.se.com/be/fr/sis-tarif/product/KNT100ABT4
Schneider Electric | Schneider Electric | 01022021 |  | Schneider Electric |  | SED | KNT100DF410 |  |  | 283.34 |  | 1 |  | 1 | FLEX ELEM. 100A 1M BUS | El. cintrable 100A 1m +bus |  | FLEXIBLE LENGTH 63A | [18 empty] | 1 | 3606480003325 | 0 |  | 2200 | 101 | 9 | 4 | 3.636 | 3606480003325 | 1 | 2200 | 119 | 11.5 | 4.5 | [17 empty] | 16 | N | [12 empty] | SC2 | LL | 8536900100 | [14 empty] | Canalis - flexibel element - 100 A - 1 m - montage links of rechts | Canalis - longueur flexible - 100 A - 1 m - montage gauche ou droite | [17 empty] | https://eref.se.com/be/nl/sis-tarif/product/KNT100DF410 | https://eref.se.com/be/fr/sis-tarif/product/KNT100DF410
Schneider Electric | Schneider Electric | 01022021 |  | Schneider Electric |  | SED | KNT100DL4 |  |  | 179.53 |  | 1 |  | 1 | FLEX HOEK ELEM.100A BUS | Coude cintrable 100A +bus |  | FLEXIBLE ELBOW 63A | [18 empty] | 1 | 3606480003332 | 0 |  | 1200 | 37 | 9 | 4 | 1.332 | [23 empty] | 16 | N | [12 empty] | SC2 | LL | 8536900100 | [14 empty] | Canalis - flexibel gedraaid kniestuk - 100 A - interne/externe hoek 80 t/m 180° | Canalis - coude latéral flexible - 100 A - angle interne/externe 80 à 180° | [17 empty] | https://eref.se.com/be/nl/sis-tarif/product/KNT100DL4 | https://eref.se.com/be/fr/sis-tarif/product/KNT100DL4
Schneider Electric | Schneider Electric | 01022021 |  | Schneider Electric |  | SED | KNT100ED4204 |  |  | 203.28 |  | 1 |  | 4 | DISTR.ELEM. 100A 3P+N 2M 4AFTAK.BUS | El. de distr. 100A 3P+N 2m 4dériv. +bus |  | STRAIGHT LENGTH 100 A | [18 empty] | 1 | 3606480003349 | 0 |  | 4000 | 210 | 10 | 4 | 8.4 | 13606480003346 | 4 | 18000000 | 21.45 | 1.55 | 1.1 | [8 empty] | 73606480003348 | 48 | 272760 | 220 | 68 | 45.4 |  |  |  | 7 | N | [12 empty] | SC2 | LL | 8536900100 | [14 empty] | Canalis - recht element - 100 A - 4 aftakuitgangen | Canalis - tronçon droit - 100 A - 4 sorties de dérivation | [17 empty] | https://eref.se.com/be/nl/sis-tarif/product/KNT100ED4204 | https://eref.se.com/be/fr/sis-tarif/product/KNT100ED4204
Schneider Electric | Schneider Electric | 01022021 |  | Schneider Electric |  | SED | KNT100ED4303 |  |  | 250.17 |  | 1 |  | 4 | DISTR.ELEM. 100A 3P+N 3M 3AFTAK.BUS | El. de distr. 100A 3P+N 3m 3dériv. +bus |  | STRAIGHT LENGTH 100 A | [18 empty] | 1 | 3606480003356 | 0 |  | 5000 | 310 | 10 | 4 | 12.4 | 13606480003353 | 4 | 22000000 | 31.4 | 1.6 | 1.1 | [8 empty] | 73606480003355 | 48 | 367800 | 320 | 68 | 45.4 |  |  |  | 7 | N | [12 empty] | SC2 | LL | 8536900100 | [14 empty] | Canalis - recht element - 100 A - 3 aftakuitgangen | Canalis - tronçon droit - 100 A - 3 sorties de dérivation | [17 empty] | https://eref.se.com/be/nl/sis-tarif/product/KNT100ED4303 | https://eref.se.com/be/fr/sis-tarif/product/KNT100ED4303
Schneider Electric | Schneider Electric | 01022021 |  | Schneider Electric |  | SED | KNT100ED4306 |  |  | 274.36 |  | 1 |  | 4 | DISTR.ELEM. 100A 3P+N 3M 6AFTAK.BUS | El. de dist. 100A 3P+N 3m 6dériv. +bus |  | STRAIGHT LENGTH 100 A | [18 empty] | 1 | 3606480003363 | 0 |  | 5000 | 310 | 10 | 4 | 12.4 | 13606480003360 | 4 | 22000000 | 31.4 | 1.6 | 1.1 | [8 empty] | 73606480003362 | 48 | 286000 | 320 | 64 | 44 |  |  |  | 7 | N | [12 empty] | SC2 | LL | 8536900100 | [14 empty] | Canalis - recht element - 100 A - 6 aftakuitgangen | Canalis - tronçon droit - 100 A - 6 sorties de dérivation | [17 empty] | https://eref.se.com/be/nl/sis-tarif/product/KNT100ED4306 | https://eref.se.com/be/fr/sis-tarif/product/KNT100ED4306
Schneider Electric | Schneider Electric | 01022021 |  | Schneider Electric |  | SED | KNT100ZJ4 |  |  | 68.31 |  | 1 |  | 15 | KOPPEL ELEM. 100A BUS | Eclissage 100A +bus |  | SPARE PART | [18 empty] | 1 | 3606485013213 | 0 |  | 640 | 20 | 10 | 4 | 0.8 | 43606485013211 | 1 | 700000000 | 30 | 20 | 5 |  | 43606485013211 | 15 | 10915 | 43.5 | 28.5 | 15.8 |  | 43606485013211 | 15 | 13000000 | 44 | 29 | 16 |  |  |  | 7 | N | [12 empty] | SC2 | LL | 8536900100 | [14 empty] | Canalis - elektrische en mechanische verbindingsunit - 100 A | Canalis - unité de jonction électrique et mécanique - 100 A | [17 empty] | https://eref.se.com/be/nl/sis-tarif/product/KNT100ZJ4 | https://eref.se.com/be/fr/sis-tarif/product/KNT100ZJ4
Schneider Electric | Schneider Electric | 01022021 |  | Schneider Electric |  | SED | KNT40ED4303 |  |  | 171.94 |  | 1 |  | 4 | DISTR.ELEM. 40A 3P+N 3M 3AFTAK.BUS | El. de distr. 40A 3P+N 3m 3dériv. +bus |  | STRAIGHT LENGTH 40 A | [18 empty] | 1 | 3606480003370 | 0 |  | 5000 | 310 | 10 | 4 | 12.4 | 13606480003377 | 4 | 20000000 | 31.4 | 1.6 | 1.1 | [8 empty] | 73606480003379 | 48 | 264000 | 320 | 64 | 45 |  |  |  | 13 | N | [12 empty] | SC2 | LL | 8536900100 | [14 empty] | Canalis - recht element - 40 A - 3 aftakuitgangen | Canalis - élément droit - 40 A - 3 trappes de dérivation | [17 empty] | https://eref.se.com/be/nl/sis-tarif/product/KNT40ED4303 | https://eref.se.com/be/fr/sis-tarif/product/KNT40ED4303
Schneider Electric | Schneider Electric | 01022021 |  | Schneider Electric |  | SED | KNT40ED4306 |  |  | 203.77 |  | 1 |  | 4 | DISTR.ELEM. 40A 3P+N 3M 6AFTAK.BUS | El. de distr. 40A 3P+N 3m 6dériv. +bus |  | STRAIGHT LENGTH 40 A | [18 empty] | 1 | 3606480003387 | 0 |  | 5000 | 310 | 10 | 4 | 12.4 | 13606480003384 | 4 | 21000000 | 31.4 | 1.6 | 1.1 | [8 empty] | 73606480003386 | 48 | 265000 | 320 | 64 | 45 |  |  |  | 13 | N | [12 empty] | SC2 | LL | 8536900100 | [14 empty] | Canalis - recht element - 40 A - 6 aftakuitgangen | Canalis - tronçon droit - 40 A - 6 sorties de dérivation | [17 empty] | https://eref.se.com/be/nl/sis-tarif/product/KNT40ED4306 | https://eref.se.com/be/fr/sis-tarif/product/KNT40ED4306
Schneider Electric | Schneider Electric | 01022021 |  | Schneider Electric |  | SED | KNT63AB4 |  |  | 103.43 |  | 1 |  | 1 | VOEDING LINKS/RECHTS 63A 3P+N BUS | Boite d'alim. gauche/droite 63A 3P+N+bus |  | END FEED UNITS 63 A | [18 empty] | 1 | 3606480003394 | 0 |  | 680 | 30 | 11 | 8 | 2.64 | 3606480003394 | 1 | 689 | 30 | 10.5 | 8 | [9 empty] | 4 | 9128 | 80 | 60 | 36 |  |  |  | 7 | N | [12 empty] | SC2 | LL | 8536900100 | [14 empty] | Canalis - voedingsunit voor KNT - 63 A - montage links of rechts | Canalis - unité d’alimentation pour KNT - 63 A - montage gauche ou droite | [17 empty] | https://eref.se.com/be/nl/sis-tarif/product/KNT63AB4 | https://eref.se.com/be/fr/sis-tarif/product/KNT63AB4
Schneider Electric | Schneider Electric | 01022021 |  | Schneider Electric |  | SED | KNT63DF410 |  |  | 263.4 |  | 1 |  | 1 | FLEX ELEM. 63A 1M BUS | El. cintrable 63A 1m +bus |  | FLEXIBLE LENGTH 63A | [18 empty] | 1 | 3606480003417 | 0 |  | 2100 | 101 | 9 | 4 | 3.636 | [23 empty] | 16 | N | [12 empty] | SC2 | LL | 8536900100 | [14 empty] | Canalis - flexibel element - 40 t/m 63 A - 1 m - montage links of rechts | Canalis - longueur flexible - 40 à 63 A - 1 m - montage gauche ou droite | [17 empty] | https://eref.se.com/be/nl/sis-tarif/product/KNT63DF410 | https://eref.se.com/be/fr/sis-tarif/product/KNT63DF410
Schneider Electric | Schneider Electric | 01022021 |  | Schneider Electric |  | SED | KNT63DL4 |  |  | 158.82 |  | 1 |  | 1 | FLEX HOEK ELEM.63A BUS | Coude cintrable 63A +bus |  | FLEXIBLE ELBOW 63A | [18 empty] | 1 | 3606480003424 | 0 |  | 1200 | 37 | 9 | 4 | 1.332 | [23 empty] | 16 | N | [12 empty] | SC2 | LL | 8536900100 | [14 empty] | Canalis - flexibel kniestuk - 40 t/m 63 A - interne/externe hoek 80 t/m 180° | Canalis - coude flexible - 40 à 63 A - angle interne/externe 80 à 180° | [17 empty] | https://eref.se.com/be/nl/sis-tarif/product/KNT63DL4 | https://eref.se.com/be/fr/sis-tarif/product/KNT63DL4
Schneider Electric | Schneider Electric | 01022021 |  | Schneider Electric |  | SED | KNT63ED4204 |  |  | 168.66 |  | 1 |  | 4 | DISTR.ELEM. 63A 3P+N 2M 4AFTAK.BUS | El. de dist. 63A 3P+N 2m 4dériv. +bus |  | STRAIGHT LENGTH 63 A | [18 empty] | 1 | 3606480003431 | 0 |  | 4200 | 210 | 10 | 4 | 8.4 | 13606480003438 | 4 | 17800000 | 21.4 | 1.6 | 1.1 | [8 empty] | 73606480003430 | 48 | 224760 | 220 | 68 | 45.4 |  |  |  | 7 | N | [12 empty] | SC2 | LL | 8536900100 | [14 empty] | Canalis - recht element - 63 A - 4 aftakuitgangen | Canalis - tronçon droit - 63 A - 4 sorties de dérivation | [17 empty] | https://eref.se.com/be/nl/sis-tarif/product/KNT63ED4204 | https://eref.se.com/be/fr/sis-tarif/product/KNT63ED4204
Schneider Electric | Schneider Electric | 01022021 |  | Schneider Electric |  | SED | KNT63ED4303 |  |  | 206.01 |  | 1 |  | 4 | DISTR.ELEM. 63A 3P+N 3M 3AFTAK.BUS | El. de dist. 63A 3P+N 3m 3dériv. +bus |  | STRAIGHT LENGTH 63 A | [18 empty] | 1 | 3606480003448 | 0 |  | 5000 | 310 | 10 | 4 | 12.4 | 13606480003445 | 4 | 22000000 | 31.4 | 1.6 | 1.1 | [8 empty] | 73606480003447 | 48 | 281000 | 320 | 65 | 45 |  |  |  | 7 | N | [12 empty] | SC2 | LL | 8536900100 | [14 empty] | Canalis - recht element - 63 A - 3 aftakuitgangen | Canalis - tronçon droit - 63 A - 3 sorties de dérivation | [17 empty] | https://eref.se.com/be/nl/sis-tarif/product/KNT63ED4303 | https://eref.se.com/be/fr/sis-tarif/product/KNT63ED4303
Schneider Electric | Schneider Electric | 01022021 |  | Schneider Electric |  | SED | KNT63ED4306 |  |  | 239.75 |  | 1 |  | 4 | DISTR.ELEM. 63A 3P+N 3M 6AFTAK.BUS | El. de dist. 63A 3P+N 3m 6dériv. +bus |  | STRAIGHT LENGTH 63 A | [18 empty] | 1 | 3606480003455 | 0 |  | 5000 | 310 | 10 | 4 | 12.4 | 13606480003452 | 4 | 22000000 | 31.4 | 1.6 | 1.1 | [8 empty] | 73606480003454 | 48 | 291000 | 320 | 65 | 44.5 |  |  |  | 7 | N | [12 empty] | SC2 | LL | 8536900100 | [14 empty] | Canalis - recht element - 63 A - 6 aftakuitgangen | Canalis - tronçon droit - 63 A - 6 sorties de dérivation | [17 empty] | https://eref.se.com/be/nl/sis-tarif/product/KNT63ED4306 | https://eref.se.com/be/fr/sis-tarif/product/KNT63ED4306
Schneider Electric | Schneider Electric | 01022021 |  | Schneider Electric |  | SED | KNT63ZJ4 |  |  | 58.17 |  | 1 |  | 15 | KOPPEL ELEM. 63A BUS | Eclissage 63A +bus |  | SPARE PART | [18 empty] | 1 | 3606485013169 | 0 |  | 600 | 20 | 10 | 4 | 0.8 | 43606485013167 | 15 | 9415000 | 43.5 | 28.5 | 15.8 | [8 empty] | 43606485013167 | 15 | 95200 | 44 | 29 | 16 |  |  |  | 7 | N | [12 empty] | SC2 | LL | 8536900100 | [14 empty] | Canalis - elektrisch en mechanisch verbindingscomponent - 40 t/m 63 A | Canalis - appareil de jonction électrique et mécanique - 40 à 63 A | [17 empty] | https://eref.se.com/be/nl/sis-tarif/product/KNT63ZJ4 | https://eref.se.com/be/fr/sis-tarif/product/KNT63ZJ4
Schneider Electric | Schneider Electric | 01022021 |  | Schneider Electric |  | SED | KNT63ZT1 |  |  | 23.49 |  | 1 |  | 32 | REMOTE CONTROLE VOOR CONNECTOR | Bloc de connection au Bus T |  | REMOTE CONTROL POWER SOCKET BLOCK | [18 empty] | 1 | 3606485013220 | 0 |  | 52 | 10 | 7 | 6 | 0.42 | 43606485013228 | 32 | 2079000 | 43.5 | 28.5 | 15.8 | [8 empty] | 73606485013229 | 128 | 15000 | 60 | 80 | 44 |  |  |  | 7 | N | [12 empty] | SC2 | LL | 8504909000 | [14 empty] | Canalis - stekkerdoosblok met afstandsbediening voor aftakunit | Canalis - bloc de prise distant du coffret de dérivation | [17 empty] | https://eref.se.com/be/nl/sis-tarif/product/KNT63ZT1 | https://eref.se.com/be/fr/sis-tarif/product/KNT63ZT1
Schneider Electric | Schneider Electric | 01022021 |  | Schneider Electric |  | SED | KSA1000ABD4 |  |  | 1869.22 |  | 1 |  | 1 | VOEDING RECHTS 800-1000A | Boite d'alim. doite 800-1000A |  | END FEED BOX 1000 A RIGHT SIDE | [18 empty] | 1 | 3606480003462 | 0 |  | 30600 | 78 | 53 | 41 | 169.494 | 3606480003462 | 1 | 37000 | 80 | 60 | 55.5 | [8 empty] | 3606480003462 | 1 | 37000 | 80 | 60 | 55.5 |  |  |  | 7 | N | [12 empty] | SC3 | LM | 8536900100 | [14 empty] | Canalis - voedingsunit voor KSA - 1000 A - montage rechts | Canalis - unité d’alimentation pour KSA - 1000 A - montage droite | [17 empty] | https://eref.se.com/be/nl/sis-tarif/product/KSA1000ABD4 | https://eref.se.com/be/fr/sis-tarif/product/KSA1000ABD4
Schneider Electric | Schneider Electric | 01022021 |  | Schneider Electric |  | SED | KSA1000ABDD4 |  |  | 1983.6 |  | 1 |  | 1 | VOEDING RECHTS 800-1000A OP MAAT | Boite d'alim. doite 800-1000A spéciale |  | END FEED BOX 1000 A SIDE CIRCUIT BREAKER | [18 empty] | 1 | 3606485015859 | 0 |  | 52000 | 123 | 50 | 48 | 295.2 | [23 empty] | 16 | N | [12 empty] | SC3 | LM | 8536900100 | [14 empty] | Canalis - voedingseenheid voor KSA - 1000 A | [18 empty] | https://eref.se.com/be/nl/sis-tarif/product/KSA1000ABDD4 | https://eref.se.com/be/fr/sis-tarif/product/KSA1000ABDD4
Schneider Electric | Schneider Electric | 01022021 |  | Schneider Electric |  | SED | KSA1000ABDD5 |  |  | 1983.6 |  | 1 |  | 1 | VOEDING RECHTS 800-1000A OP MAAT | END FEED BOX 1000 A RIGHT SIDE CIRCUIT |  | END FEED BOX 1000 A RIGHT SIDE CIRCUIT | [18 empty] | 1 | 3606485015873 | 0 |  | 59360 | 123 | 50 | 48 | 295.2 | [23 empty] | 16 | N | [12 empty] | SC3 | LM | 8536900100 | [33 empty] | https://eref.se.com/be/nl/sis-tarif/product/KSA1000ABDD5 | https://eref.se.com/be/fr/sis-tarif/product/KSA1000ABDD5
Schneider Electric | Schneider Electric | 01022021 |  | Schneider Electric |  | SED | KSA1000ABG4 |  |  | 1869.22 |  | 1 |  | 1 | VOEDING LINKS 800-1000A | Boite d'alim. gauche 800-1000A |  | END FEED BOX 1000 A | [18 empty] | 1 | 3606480003479 | 0 |  | 29600 | 78 | 53 | 41 | 169.494 | 3606480003479 | 1 | 36000 | 60 | 80 | 55.5 | [8 empty] | 3606480003479 | 1 | 36000 | 60 | 80 | 55.5 |  |  |  | 7 | N | [12 empty] | SC3 | LM | 8536900100 | [14 empty] | Canalis - voedingsunit voor KSA - 1000 A - montage links | Canalis - unité d’alimentation pour KSA - 1 000 A - montage gauche | [17 empty] | https://eref.se.com/be/nl/sis-tarif/product/KSA1000ABG4 | https://eref.se.com/be/fr/sis-tarif/product/KSA1000ABG4
Schneider Electric | Schneider Electric | 01022021 |  | Schneider Electric |  | SED | KSA1000ABGD4 |  |  | 1983.6 |  | 1 |  | 1 | VOEDING LINKS 800-1000A | Boite d'alim. gauche 800-1000A |  | END FEED BOX 1000 A LEFT SIDE CIRCUIT BR | [18 empty] | 1 | 3606485015866 | 0 |  | 54000 | 123 | 50 | 48 | 295.2 | [23 empty] | 16 | N | [12 empty] | SC3 | LM | 8536900100 | [14 empty] | Canalis - voedingseenheid voor KSA - 1000 A | [18 empty] | https://eref.se.com/be/nl/sis-tarif/product/KSA1000ABGD4 | https://eref.se.com/be/fr/sis-tarif/product/KSA1000ABGD4
Schneider Electric | Schneider Electric | 01022021 |  | Schneider Electric |  | SED | KSA1000ABGD5 |  |  | 1983.6 |  | 1 |  | 1 | VOEDING LINKS 800-1000A | END FEED BOX 1000 A LEFT SIDE CIRCUIT BR |  | END FEED BOX 1000 A LEFT SIDE CIRCUIT BR | [18 empty] | 1 | 3606485015880 | 0 |  | 56200 | 123 | 50 | 48 | 295.2 | [23 empty] | 16 | N | [12 empty] | SC3 | LM | 8536900100 | [33 empty] | https://eref.se.com/be/nl/sis-tarif/product/KSA1000ABGD5 | https://eref.se.com/be/fr/sis-tarif/product/KSA1000ABGD5
Schneider Electric | Schneider Electric | 01022021 |  | Schneider Electric |  | SED | KSA1000ABT4 |  |  | 3127.51 |  | 1 |  | 1 | VOEDING MIDDEN 800-1000A | Boite d'alim. centrale 800-1000A |  | CENTRE FEED BOX 1000 A | [18 empty] | 1 | 3606480003486 | 0 |  | 56000 | 127 | 62 | 89 | 700.786 | 3606480003486 | 1 | 59000 | 127 | 64 | 68 | [9 empty] | 1 | 64000 | 130 | 64 | 68 |  |  |  | 7 | N | [12 empty] | SC3 | LM | 8536900100 | [14 empty] | Canalis - voedingsunit voor KSA - 1000 A - montage in midden | Canalis - unité d’alimentation pour KSA - 1 000 A - montage au centre | [17 empty] | https://eref.se.com/be/nl/sis-tarif/product/KSA1000ABT4 | https://eref.se.com/be/fr/sis-tarif/product/KSA1000ABT4
Schneider Electric | Schneider Electric | 01022021 |  | Schneider Electric |  | SED | KSA1000AE4 |  |  | 1251 |  | 1 |  | 1 | VOEDING VERDELERKAST 800-1000A | Embout de raccordement 800-1000A |  | FLANGE FEED UNIT 1000 A | [18 empty] | 1 | 3606480003493 | 0 |  | 7500 | 34 | 37 | 29 | 36.482 | [23 empty] | 2 | Y | [12 empty] | SC3 | LM | 8536900100 | [14 empty] | Canalis - voedingsunit met verbreder - 1000 A | Canalis - unité d’alimentation avec entretoise - 1 000 A | [17 empty] | https://eref.se.com/be/nl/sis-tarif/product/KSA1000AE4 | https://eref.se.com/be/fr/sis-tarif/product/KSA1000AE4
Schneider Electric | Schneider Electric | 01022021 |  | Schneider Electric |  | SED | KSA1000AF1 |  |  | 49.01 |  | 1 |  | 16 | EINDKAP 1000A | Embout de fermeture 1000A |  | END COVER 1000 A | [18 empty] | 1 | 3606485012810 | 0 |  | 325 | 19 | 15 | 7 | 1.995 | 13606485012817 | 16 | 5755 | 40 | 30 | 30 |  | 13606485012817 | 16 | 5755 | 40 | 30 | 30 | [10 empty] | 7 | N | [12 empty] | SC3 | LM | 8536900100 | [15 empty] | Canalis - couvercle de finition - 1 000 A | [17 empty] | https://eref.se.com/be/nl/sis-tarif/product/KSA1000AF1 | https://eref.se.com/be/fr/sis-tarif/product/KSA1000AF1
Schneider Electric | Schneider Electric | 01022021 |  | Schneider Electric |  | SED | KSA1000DLC40 |  |  | 1322.95 |  | 1 |  | 1 | HOEK ELEM.LINKS/RECHTS 800-1000A | Coude gauche/droite 800-1000A |  | ELBOW 1000 A | [18 empty] | 1 | 3606480003509 | 0 |  | 15400 | 47 | 39 | 21 | 38.493 | 3606480003509 | 1 | 15119 | 46 | 39.5 | 20 | [8 empty] | 73606480003508 | 6 | 95000 | 92 | 80 | 62 |  |  |  | 27 | N | [12 empty] | SC3 | LM | 8536900100 | [14 empty] | Canalis - kniestuk voor wijzigen van richting - 1000 A - montage rechts of links | Canalis - coude pour changement de direction - 1000 A - montage gauche ou droite | [17 empty] | https://eref.se.com/be/nl/sis-tarif/product/KSA1000DLC40 | https://eref.se.com/be/fr/sis-tarif/product/KSA1000DLC40
Schneider Electric | Schneider Electric | 01022021 |  | Schneider Electric |  | SED | KSA1000DTC40 |  |  | 1693.8 |  | 1 |  | 1 | T-ELEM. 800-1000A | Element en T 800-1000A |  | TEE ELBOW 1000 A | [18 empty] | 1 | 3606480003707 | 0 |  | 10000 | 72 | 35 | 17 | 42.84 | [23 empty] | 16 | N | [12 empty] | SC3 | LM | 8536900100 | [14 empty] | Canalis - T-stuk voor wijzigen van richting - 1000 A - montage rechtstandig | Canalis - té pour changement de direction - 1000 A - montage perpendiculaire | [17 empty] | https://eref.se.com/be/nl/sis-tarif/product/KSA1000DTC40 | https://eref.se.com/be/fr/sis-tarif/product/KSA1000DTC40
Schneider Electric | Schneider Electric | 01022021 |  | Schneider Electric |  | SED | KSA1000DXC40 |  |  | 2258.11 |  | 1 |  | 1 | X-ELEM. 800-1000A | Element en X 800-1000A |  | CROSS ELBOW 1000 A | [18 empty] | 1 | 3606480003714 | 0 |  | 11500 | 58 | 58 | 27 | 90.828 | [23 empty] | 16 | N | [12 empty] | SC3 | LM | 8536900100 | [15 empty] | Canalis - croix pour changer de direction - 1000 A | [17 empty] | https://eref.se.com/be/nl/sis-tarif/product/KSA1000DXC40 | https://eref.se.com/be/fr/sis-tarif/product/KSA1000DXC40
Schneider Electric | Schneider Electric | 01022021 |  | Schneider Electric |  | SED | KSA1000ED4154 |  |  | 1535.13 |  | 1 |  | 1 | DISTR.ELEM. 1000A 1.5M 4AFTAK. | El. de dist. 1000A 1,5m 4 dériv. |  | STRAIGHT DISTRIBUTION LENGTH 1M50 1000 A | [18 empty] | 1 | 3606480003790 | 0 |  | 30500 | 164 | 12 | 17 | 33.456 | [23 empty] | 16 | N | [12 empty] | SC3 | LM | 8536900100 | [14 empty] | Canalis - recht element - 1000 A - 1,5 m - 4 aftakuitgangen | Canalis - tronçon droit - 1000 A - 1.5 m - 4 sorties de dérivation | [17 empty] | https://eref.se.com/be/nl/sis-tarif/product/KSA1000ED4154 | https://eref.se.com/be/fr/sis-tarif/product/KSA1000ED4154
Schneider Electric | Schneider Electric | 01022021 |  | Schneider Electric |  | SED | KSA1000ED4206 |  |  | 1385.82 |  | 1 |  | 1 | DISTR.ELEM. 1000A 2M 6AFTAK. | El. de dist. 1000A 2m 6 dériv. |  | STRAIGHT DISTRIBUTION LENGTH 2M 1000 A | [18 empty] | 1 | 3606480003806 | 0 |  | 36000 | 217 | 13 | 17 | 47.957 | 3606480003806 | 1 | 40000 | 217 | 15 | 13 | [8 empty] | 73606480003805 | 12 | 444500 | 220 | 65 | 64 |  |  |  | 7 | N | [12 empty] | SC3 | LM | 8536900100 | [14 empty] | Canalis - recht element - 1000 A - 2 m - 6 aftakuitgangen | Canalis - tronçon droit - 1000 A - 2 m - 6 sorties de dérivation | [17 empty] | https://eref.se.com/be/nl/sis-tarif/product/KSA1000ED4206 | https://eref.se.com/be/fr/sis-tarif/product/KSA1000ED4206
Schneider Electric | Schneider Electric | 01022021 |  | Schneider Electric |  | SED | KSA1000ED4306 |  |  | 1970.76 |  | 1 |  | 1 | DISTR.ELEM. 1000A 3M 6AFTAK. | El. de dist. 1000A 3m 6 dériv. |  | STRAIGHT DISTRIBUTION LENGTH 3M 1000 A | [18 empty] | 1 | 3606480003813 | 0 |  | 51000 | 317 | 13 | 16 | 65.936 | 3606480003813 | 1 | 57000 | 317 | 17 | 11.5 | [8 empty] | 73606480003812 | 12 | 632000 | 320 | 64 | 48.7 |  |  |  | 7 | N | [12 empty] | SC3 | LM | 8536900100 | [14 empty] | Canalis - recht element - 1000 A - 3 m - 6 aftakuitgangen | Canalis - tronçon droit - 1000 A - 3 m - 6 sorties de dérivation | [17 empty] | https://eref.se.com/be/nl/sis-tarif/product/KSA1000ED4306 | https://eref.se.com/be/fr/sis-tarif/product/KSA1000ED4306
Schneider Electric | Schneider Electric | 01022021 |  | Schneider Electric |  | SED | KSA1000ED45010 |  |  | 3059.17 |  | 1 |  | 1 | DISTR.ELEM. 1000A 5M 10AFTAK. | El. de dist. 1000A 5m 10 dériv. |  | STRAIGHT DISTRIBUTION LENGTH 5M 1000 A | [18 empty] | 1 | 3606480003820 | 0 |  | 90500 | 514 | 12 | 17 | 104.856 | [14 empty] | 73606480003829 | 12 | 1132500 | 200 | 68 | 48.4 |  |  |  | 16 | N | [12 empty] | SC3 | LM | 8536900100 | [14 empty] | Canalis - recht element - 1000 A - 5 m - 10 aftakuitgangen | Canalis - tronçon droit - 1000 A - 5 m - 10 sorties de dérivation | [17 empty] | https://eref.se.com/be/nl/sis-tarif/product/KSA1000ED45010 | https://eref.se.com/be/fr/sis-tarif/product/KSA1000ED45010
Schneider Electric | Schneider Electric | 01022021 |  | Schneider Electric |  | SED | KSA1000ET430 |  |  | 1620.49 |  | 1 |  | 1 | TRANSPORT ELEM. 1000A 3M | El. de transport 1000A 3m |  | TRANSPORT LENGTH 3M 1000A | [18 empty] | 1 | 3606480003837 | 0 |  | 56200 | 314 | 12 | 17 | 64.056 | [23 empty] | 12 | N | [12 empty] | SC3 | LM | 8536900100 | [14 empty] | Canalis - recht transportelement - 1000 A - 3 m - | Canalis - élémentdroit de transport - 1000 A - 3 m - | [17 empty] | https://eref.se.com/be/nl/sis-tarif/product/KSA1000ET430 | https://eref.se.com/be/fr/sis-tarif/product/KSA1000ET430
Schneider Electric | Schneider Electric | 01022021 |  | Schneider Electric |  | SED | KSA1000ET450 |  |  | 2193.75 |  | 1 |  | 1 | TRANSPORT ELEM. 1000A 5M | El. de transport 1000A 5m |  | TRANSPORT LENGTH 5M 1000A | [18 empty] | 1 | 3606480003844 | 0 |  | 90500 | 514 | 12 | 17 | 104.856 | [23 empty] | 12 | N | [12 empty] | SC3 | LM | 8536900100 | [14 empty] | Canalis - rechte transportlengte - 1000 A - 5 m - | Canalis - élément droit de transport - 1000 A - 5 m - | [17 empty] | https://eref.se.com/be/nl/sis-tarif/product/KSA1000ET450 | https://eref.se.com/be/fr/sis-tarif/product/KSA1000ET450
Schneider Electric | Schneider Electric | 01022021 |  | Schneider Electric |  | SED | KSA1000ET4AF |  |  | 2171.11 |  | 1 |  | 1 | OP MAAT ELEM. 1000A 0.9-2.3M BRANDKERING | ELEMENT COUPE FEU 1000 A |  | FIRE BARRIER LENGTH 1000 A | [18 empty] | 1 | 3606480003868 | 0 |  | 43350 | 248 | 17 | 12 | 50.592 | [23 empty] | 27 | N | [12 empty] | SC3 | LM | 8536900100 | [14 empty] | Canalis - rechte speciale lengte met brandbarrière - 1000 A - 900 tot 2340 mm | Canalis - élément droit spécial avec coupe feu - 1000 A - 900 to 2340 mm | [17 empty] | https://eref.se.com/be/nl/sis-tarif/product/KSA1000ET4AF | https://eref.se.com/be/fr/sis-tarif/product/KSA1000ET4AF
Schneider Electric | Schneider Electric | 01022021 |  | Schneider Electric |  | SED | KSA1000ZJ4 |  |  | 711.54 |  | 1 |  | 1 | KOPPEL ELEM. 800-1000A | Eclisse 800-1000A |  | JOINTING DEVICE 1000 A | [18 empty] | 1 | 3606485012940 | 0 |  | 4696 | 29 | 19 | 15 | 8.265 | 3606485012940 | 1 | 6700 | 28.5 | 19 | 14.5 | [9 empty] | 30 | 155000000 | 74 | 120 | 80 |  |  |  | 7 | N | [12 empty] | SC3 | LM | 8536900100 | [14 empty] | Canalis - elektrische en mechanische verbindingseenheid - 1000 A | Canalis - éclisse électrique et méchanique - 1000 A | [17 empty] | https://eref.se.com/be/nl/sis-tarif/product/KSA1000ZJ4 | https://eref.se.com/be/fr/sis-tarif/product/KSA1000ZJ4
Schneider Electric | Schneider Electric | 01022021 |  | Schneider Electric |  | SED | KSA100AB4 |  |  | 155.03 |  | 1 |  | 1 | VOEDING RECHTS 100A | Embout d'alim. droite 100A |  | END FEED BOX 100 A | [18 empty] | 1 | 3606480003899 | 0 |  | 1850 | 39 | 11 | 21 | 9.009 | 3606480003899 | 1 | 2006 | 39 | 12.5 | 22 | [8 empty] | 13606480003896 | 16 | 45125 | 80 | 60 | 73.5 |  |  |  | 2 | Y | [12 empty] | SC3 | LM | 8536909500 | [14 empty] | Canalis - voedingsunit voor KSA - 100 A - montage links of rechts | Canalis - unité d’alimentation pour KSA - 100 A - montage gauche ou droite | [17 empty] | https://eref.se.com/be/nl/sis-tarif/product/KSA100AB4 | https://eref.se.com/be/fr/sis-tarif/product/KSA100AB4
Schneider Electric | Schneider Electric | 01022021 |  | Schneider Electric |  | SED | KSA100ED43012 |  |  | 259.5 |  | 1 |  | 1 | DISTR.ELEM. 100A 3M 12AFTAK. | El. de dist. 100A 3m 12 dériv. |  | STRAIGHT DISTRIBUTION LENGTH 3M 100 A | [18 empty] | 1 | 3606480003912 | 0 |  | 11000 | 311 | 15 | 6 | 27.99 | 3606480003912 | 1 | 14100 | 311 | 17 | 7 | [8 empty] | 73606480003911 | 20 | 249000 | 32 | 6.8 | 5.1 |  |  |  | 7 | N | [12 empty] | SC3 | LM | 8536909500 | [14 empty] | Canalis - stijgverdelingselement - 100 A - 3 m - 12 aftakuitgangen | Canalis - long. distrib. colonne montante - 100 A - 3 m - 12 sorties dérivation | [17 empty] | https://eref.se.com/be/nl/sis-tarif/product/KSA100ED43012 | https://eref.se.com/be/fr/sis-tarif/product/KSA100ED43012
Schneider Electric | Schneider Electric | 01022021 |  | Schneider Electric |  | SED | KSA100ED4306 |  |  | 238.38 |  | 1 |  | 1 | DISTR.ELEM. 100A 3M 6AFTAK. | El. de dist. 100A 3m 6 dériv. |  | STRAIGHT DISTRIBUTION LENGTH 3M 100 A | [18 empty] | 1 | 3606480003929 | 0 |  | 11000 | 311 | 7 | 17 | 37.009 | 3606480003929 | 1 | 14100 | 311 | 17 | 7.5 | [8 empty] | 73606480003928 | 20 | 240000 | 320 | 64 | 50 |  |  |  | 7 | N | [12 empty] | SC3 | LM | 8536909500 | [14 empty] | Canalis - recht element - 100 A - 3 m - 6 aftakuitgangen | Canalis - tronçon droit - 100 A - 3 m - 6 sorties de dérivation | [17 empty] | https://eref.se.com/be/nl/sis-tarif/product/KSA100ED4306 | https://eref.se.com/be/fr/sis-tarif/product/KSA100ED4306
Schneider Electric | Schneider Electric | 01022021 |  | Schneider Electric |  | SED | KSA100ED45010 |  |  | 355.87 |  | 1 |  | 1 | DISTR.ELEM. 100A 5M 10AFTAK. | El. de dist. 100A 5m 10 dériv. |  | STRAIGHT DISTRIBUTION LENGTH 5M 100 A | [18 empty] | 1 | 3606480003936 | 0 |  | 17000 | 512 | 15 | 6 | 46.08 | 3606480003936 | 1 | 21600 | 511 | 17 | 7.5 | [8 empty] | 73606480003935 | 20 | 384000 | 51.2 | 6.55 | 4.65 |  |  |  | 2 | Y | [12 empty] | SC3 | LM | 8536909500 | [14 empty] | Canalis - recht element - 100 A - 5 m - 10 aftakuitgangen | Canalis - tronçon droit - 100 A - 5 m - 10 sorties de dérivation | [17 empty] | https://eref.se.com/be/nl/sis-tarif/product/KSA100ED45010 | https://eref.se.com/be/fr/sis-tarif/product/KSA100ED45010
Schneider Electric | Schneider Electric | 01022021 |  | Schneider Electric |  | SED | KSA100ED45020 |  |  | 367.19 |  | 1 |  | 1 | DISTR.ELEM. 100A 5M 20AFTAK. | El. de dist. 100A 5m 20 dériv. |  | STRAIGHT DISTRIBUTION LENGTH 5M 100 A | [18 empty] | 1 | 3606480003943 | 0 |  | 18000 | 511 | 16 | 6 | 49.056 | 3606480003943 | 1 | 21200 | 511 | 17 | 7.5 | [8 empty] | 73606480003942 | 20 | 388000 | 51.2 | 6.9 | 4.75 |  |  |  | 7 | N | [12 empty] | SC3 | LM | 8536900100 | [14 empty] | Canalis - recht element - 100 A - 5 m - 20 aftakuitgangen | Canalis - tronçon droit - 100 A - 5 m - 20 sorties de dérivation | [17 empty] | https://eref.se.com/be/nl/sis-tarif/product/KSA100ED45020 | https://eref.se.com/be/fr/sis-tarif/product/KSA100ED45020
Schneider Electric | Schneider Electric | 01022021 |  | Schneider Electric |  | SED | KSA160ED43012 |  |  | 330.67 |  | 1 |  | 1 | DISTR.ELEM. 160A 3M 12AFTAK. | El. de dist. 160A 3m 12 dériv. |  | STRAIGHT DISTRIBUTION LENGTH 3M 160 A | [18 empty] | 1 | 3606480003981 | 0 |  | 13000 | 311 | 7 | 17 | 37.009 | 3606480003981 | 1 | 15400 | 311 | 17 | 6.5 | [8 empty] | 73606480003980 | 20 | 280000 | 320 | 64 | 49.5 |  |  |  | 2 | Y | [12 empty] | SC3 | LM | 8536909500 | [14 empty] | Canalis - recht element - 160 A - 3 m - 12 aftakuitgangen | Canalis - tronçon droit - 160 A - 3 m - 12 sorties de dérivation | [17 empty] | https://eref.se.com/be/nl/sis-tarif/product/KSA160ED43012 | https://eref.se.com/be/fr/sis-tarif/product/KSA160ED43012
Schneider Electric | Schneider Electric | 01022021 |  | Schneider Electric |  | SED | KSA160ED4306 |  |  | 314.1 |  | 1 |  | 1 | DISTR.ELEM. 160A 3M 6AFTAK. | El. de dist. 160A 3m 6 dériv. |  | STRAIGHT DISTRIBUTION LENGTH 3M 160 A | [18 empty] | 1 | 3606480003998 | 0 |  | 13000 | 311 | 8 | 17 | 42.296 | 3606480003998 | 1 | 15400 | 311 | 17 | 6.5 | [8 empty] | 73606480003997 | 20 | 280000 | 320 | 64 | 49 |  |  |  | 2 | Y | [12 empty] | SC3 | LM | 8536909500 | [14 empty] | Canalis - recht element - 160 A - 3 m - 6 aftakuitgangen | Canalis - tronçon droit - 160 A - 3 m - 6 sorties de dérivation | [17 empty] | https://eref.se.com/be/nl/sis-tarif/product/KSA160ED4306 | https://eref.se.com/be/fr/sis-tarif/product/KSA160ED4306
Schneider Electric | Schneider Electric | 01022021 |  | Schneider Electric |  | SED | KSA160ED45010 |  |  | 489.92 |  | 1 |  | 1 | DISTR.ELEM. 160A 5M 10AFTAK. | El. de dist. 160A 5m 10 dériv. |  | STRAIGHT DISTRIBUTION LENGTH 5M 160 A | [18 empty] | 1 | 3606480004001 | 0 |  | 20000 | 511 | 17 | 7 | 60.809 | 3606480004001 | 1 | 21400 | 512 | 17 | 7.5 | [8 empty] | 73606480004000 | 20 | 422000 | 520 | 64 | 47.5 |  |  |  | 2 | Y | [12 empty] | SC3 | LM | 8536909500 | [14 empty] | Canalis - recht element - 160 A - 5 m - 10 aftakuitgangen | Canalis - tronçon droit - 160 A - 5 m - 10 sorties de dérivation | [17 empty] | https://eref.se.com/be/nl/sis-tarif/product/KSA160ED45010 | https://eref.se.com/be/fr/sis-tarif/product/KSA160ED45010
Schneider Electric | Schneider Electric | 01022021 |  | Schneider Electric |  | SED | KSA160ED45020 |  |  | 515.72 |  | 1 |  | 1 | DISTR.ELEM. 160A 5M 20AFTAK. | El. de dist. 160A 5m 20 dériv. |  | STRAIGHT DISTRIBUTION LENGTH 5M 160 A | [18 empty] | 1 | 3606480004018 | 0 |  | 20000 | 511 | 7 | 17 | 60.809 | 3606480004018 | 1 | 23000 | 512 | 17 | 7.5 | [8 empty] | 73606480004017 | 20 | 422000 | 520 | 64 | 48 |  |  |  | 2 | Y | [12 empty] | SC3 | LM | 8536900100 | [14 empty] | Canalis - recht element - 160 A - 5 m - 20 aftakuitgangen | Canalis - tronçon droit - 160 A - 5 m - 20 sorties de dérivation | [17 empty] | https://eref.se.com/be/nl/sis-tarif/product/KSA160ED45020 | https://eref.se.com/be/fr/sis-tarif/product/KSA160ED45020
Schneider Electric | Schneider Electric | 01022021 |  | Schneider Electric |  | SED | KSA250AB4 |  |  | 351.47 |  | 1 |  | 1 | EIND VOEDING 250A | Boite d'alim. 250A |  | END FEED BOX 250 A | [18 empty] | 1 | 3606480004025 | 0 |  | 9900 | 51 | 32 | 18 | 29.376 | 3606480004025 | 1 | 9737 | 44.5 | 42 | 26 | [9 empty] | 6 | 67900 | 60 | 80 | 60 |  |  |  | 2 | Y | [12 empty] | SC3 | LM | 8536909500 | [14 empty] | Canalis - voedingsunit voor KSA - 250 A - montage links of rechts | Canalis - unité d’alimentation pour KSA - 250 A - montage gauche ou droite | [17 empty] | https://eref.se.com/be/nl/sis-tarif/product/KSA250AB4 | https://eref.se.com/be/fr/sis-tarif/product/KSA250AB4
Schneider Electric | Schneider Electric | 01022021 |  | Schneider Electric |  | SED | KSA250ABDD4 |  |  | 1295.89 |  | 1 |  | 1 | VOEDING 250A OP MAAT | Boite d'alim. 250A spéciale |  | END FEED BOX 250 A RIGHT SIDE CIRCUIT | [18 empty] | 1 | 3606485015897 | 0 |  | 17100 | 75 | 35 | 22 | 57.75 | 3606485015897 | 1 | 30000 | 90 | 52 | 47 | [8 empty] | 3606485015897 | 1 | 30000000 | 59 | 91 | 54 |  |  |  | 16 | N | [12 empty] | SC3 | LM | 8536909500 | [14 empty] | Canalis - voedingseenheid voor KSA - 250 A | [18 empty] | https://eref.se.com/be/nl/sis-tarif/product/KSA250ABDD4 | https://eref.se.com/be/fr/sis-tarif/product/KSA250ABDD4
Schneider Electric | Schneider Electric | 01022021 |  | Schneider Electric |  | SED | KSA250ABDD5 |  |  | 1295.89 |  | 1 |  | 1 | VOEDING 250A OP MAAT | Boite d'alim. 250A spéciale |  | END FEED BOX 250 A RIGHT SIDE CIRCUIT | [18 empty] | 1 | 3606485015903 | 0 |  | 17300 | 75 | 35 | 22 | 57.75 | 3606485015903 | 1 | 30000 | 90 | 52 | 47 | [8 empty] | 3606485015903 | 1 | 30000 | 9.1 | 5.4 | 5.9 |  |  |  | 16 | N | [12 empty] | SC3 | LM | 8536900100 | [14 empty] | Canalis - voedingseenheid voor KSA - 250 A | [18 empty] | https://eref.se.com/be/nl/sis-tarif/product/KSA250ABDD5 | https://eref.se.com/be/fr/sis-tarif/product/KSA250ABDD5
Schneider Electric | Schneider Electric | 01022021 |  | Schneider Electric |  | SED | KSA250ABGD4 |  |  | 1295.89 |  | 1 |  | 1 | VOEDING 250A OP MAAT | Boite d'alim. 250A spéciale |  | END FEED BOX 250 A LEFT SIDE CIRCUIT BR | [18 empty] | 1 | 3606485015910 | 0 |  | 17300 | 75 | 35 | 22 | 57.75 | [23 empty] | 16 | N | [12 empty] | SC3 | LM | 8536909500 | [14 empty] | Canalis - voedingseenheid voor KSA - 250 A | [18 empty] | https://eref.se.com/be/nl/sis-tarif/product/KSA250ABGD4 | https://eref.se.com/be/fr/sis-tarif/product/KSA250ABGD4
Schneider Electric | Schneider Electric | 01022021 |  | Schneider Electric |  | SED | KSA250ABGD5 |  |  | 1295.89 |  | 1 |  | 1 | VOEDING 250A OP MAAT | Boite d'alim. 250A spéciale |  | END FEED BOX 250 A LEFT SIDE CIRCUIT BR | [18 empty] | 1 | 3606485015927 | 0 |  | 17300 | 75 | 35 | 22 | 57.75 | [23 empty] | 16 | N | [12 empty] | SC3 | LM | 8536900100 | [14 empty] | Canalis - voedingseenheid voor KSA - 250 A | [18 empty] | https://eref.se.com/be/nl/sis-tarif/product/KSA250ABGD5 | https://eref.se.com/be/fr/sis-tarif/product/KSA250ABGD5
Schneider Electric | Schneider Electric | 01022021 |  | Schneider Electric |  | SED | KSA250ABT4 |  |  | 807.03 |  | 1 |  | 1 | VOEDING MIDDEN 250A | Boite d'alim. centrale 250A |  | CENTRE FEED BOX 250 A | [18 empty] | 1 | 3606480004032 | 0 |  | 13700 | 63 | 48 | 21 | 63.504 | 3606480004032 | 1 | 13355 | 63.5 | 47.5 | 20 | [8 empty] | 73606480004031 | 5 | 74900000 | 82 | 80 | 60 |  |  |  | 2 | Y | [12 empty] | SC3 | LM | 8536909500 | [14 empty] | Canalis - voedingsunit voor KSA - 250 A - montage in midden | Canalis - unité d’alimentation pour KSA - 250 A - montage au centre | [17 empty] | https://eref.se.com/be/nl/sis-tarif/product/KSA250ABT4 | https://eref.se.com/be/fr/sis-tarif/product/KSA250ABT4
Schneider Electric | Schneider Electric | 01022021 |  | Schneider Electric |  | SED | KSA250AE4 |  |  | 295.33 |  | 1 |  | 1 | VOEDING VERDELERKAST 250A | Embout de raccordement 250A |  | FLANGE FEED UNIT 250 A | [18 empty] | 1 | 3606480004049 | 0 |  | 1700 | 29 | 26 | 8 | 6.032 | 3606480004049 | 1 | 1950 | 30 | 27.5 | 8.5 | [8 empty] | 13606480004046 | 16 | 40200 | 80 | 60 | 73.5 |  |  |  | 7 | N | [12 empty] | SC3 | LM | 8536909500 | [14 empty] | Canalis - voedingsunit met verbreder - 250 A | Canalis - unité d’alimentation avec entretoise - 250 A | [17 empty] | https://eref.se.com/be/nl/sis-tarif/product/KSA250AE4 | https://eref.se.com/be/fr/sis-tarif/product/KSA250AE4
Schneider Electric | Schneider Electric | 01022021 |  | Schneider Electric |  | SED | KSA250DTC40 |  |  | 585.06 |  | 1 |  | 1 | T-ELEM. 250A | El. en T 250A |  | TEE ELBOW 250 A | [18 empty] | 1 | 3606480004254 | 0 |  | 4800 | 44 | 22 | 25 | 24.2 | 3606480004254 | 1 | 4817 | 43.5 | 21.5 | 25.5 | [8 empty] | 73606480004253 | 6 | 35089 | 60 | 40 | 64 |  |  |  | 7 | N | [12 empty] | SC3 | LM | 8536909500 | [14 empty] | Canalis - T-stuk voor wijzigen van richting - 250 A - montage rechtstandig | Canalis - té pour changement de direction - 250 A - montage perpendiculaire | [17 empty] | https://eref.se.com/be/nl/sis-tarif/product/KSA250DTC40 | https://eref.se.com/be/fr/sis-tarif/product/KSA250DTC40
Schneider Electric | Schneider Electric | 01022021 |  | Schneider Electric |  | SED | KSA250DXC40 |  |  | 640.4 |  | 1 |  | 1 | X-ELEM. 250A | El. en X 250A |  | CROSS ELBOW 250 A | [18 empty] | 1 | 3606480004261 | 0 |  | 4500 | 42 | 33 | 17 | 23.562 | [23 empty] | 16 | N | [12 empty] | SC3 | LM | 8536900100 | [15 empty] | Canalis - croix pour changer de direction - 250 A | [17 empty] | https://eref.se.com/be/nl/sis-tarif/product/KSA250DXC40 | https://eref.se.com/be/fr/sis-tarif/product/KSA250DXC40
Schneider Electric | Schneider Electric | 01022021 |  | Schneider Electric |  | SED | KSA250ED33012 |  |  | 386.93 |  | 1 |  | 1 | Distr.elem. 3P+PE 250A 3m 12aftak. | El. de dist. 3P+PE 250A 3m 12 dériv. |  | STRAIGHT DISTRIBUTION LENGTH 3M 250 A | [18 empty] | 1 | 3606480004339 | 0 |  | 13000 | 309 | 6 | 16 | 29.664 | [23 empty] | 12 | N | [12 empty] | SC3 | LM | 8536900100 | [33 empty] | https://eref.se.com/be/nl/sis-tarif/product/KSA250ED33012 | https://eref.se.com/be/fr/sis-tarif/product/KSA250ED33012
Schneider Electric | Schneider Electric | 01022021 |  | Schneider Electric |  | SED | KSA250ED35020 |  |  | 609.68 |  | 1 |  | 1 | Distr.elem. 3P+PE 250A 5m 20aftak. | El. de dist. 3P 250A 5m 20 dériv. |  | STRAIGHT DISTRIBUTION LENGTH 5M 250 A | [18 empty] | 1 | 3606480004346 | 0 |  | 21000 | 509 | 6 | 16 | 48.864 | [23 empty] | 12 | N | [12 empty] | SC3 | LM | 8536900100 | [33 empty] | https://eref.se.com/be/nl/sis-tarif/product/KSA250ED35020 | https://eref.se.com/be/fr/sis-tarif/product/KSA250ED35020
Schneider Electric | Schneider Electric | 01022021 |  | Schneider Electric |  | SED | KSA250ED4156 |  |  | 307.06 |  | 1 |  | 1 | DISTR.ELEM. 250A 1.5M 6AFTAK. | El. de dist. 250A 1,5m 6 dériv. |  | STRAIGHT DISTRIBUTION LENGTH 1M50 250 A | [18 empty] | 1 | 3606480004360 | 0 |  | 9000 | 161 | 8 | 17 | 21.896 | 3606480004360 | 1 | 9000 | 161 | 17 | 7.5 | [8 empty] | 73606480004369 | 20 | 192500 | 220 | 64 | 50 |  |  |  | 2 | Y | [12 empty] | SC3 | LM | 8536909500 | [14 empty] | Canalis - recht element - 250 A - 1,5 m - 6 aftakuitgangen | Canalis - tronçon droit - 250 A - 1.5 m - 6 sorties de dérivation | [17 empty] | https://eref.se.com/be/nl/sis-tarif/product/KSA250ED4156 | https://eref.se.com/be/fr/sis-tarif/product/KSA250ED4156
Schneider Electric | Schneider Electric | 01022021 |  | Schneider Electric |  | SED | KSA250ED4208 |  |  | 351.18 |  | 1 |  | 1 | DISTR.ELEM. 250A 2M 8AFTAK. | El. de dist. 250A 2m 8 dériv. |  | STRAIGHT DISTRIBUTION LENGTH 2M 250 A | [18 empty] | 1 | 3606480004377 | 0 |  | 11000 | 211 | 7 | 17 | 25.109 | 3606480004377 | 1 | 11000 | 210 | 16.5 | 7.5 | [8 empty] | 73606480004376 | 20 | 232500 | 220 | 64 | 49 |  |  |  | 2 | Y | [12 empty] | SC3 | LM | 8536909500 | [14 empty] | Canalis - recht element - 250 A - 2 m - 8 aftakuitgangen | Canalis - tronçon droit - 250 A - 2 m - 8 sorties de dérivation | [17 empty] | https://eref.se.com/be/nl/sis-tarif/product/KSA250ED4208 | https://eref.se.com/be/fr/sis-tarif/product/KSA250ED4208
Schneider Electric | Schneider Electric | 01022021 |  | Schneider Electric |  | SED | KSA250ED43012 |  |  | 452.93 |  | 1 |  | 1 | DISTR.ELEM. 250A 3M 12AFTAK. | El. de dist. 250A 3m 12 dériv. |  | STRAIGHT DISTRIBUTION LENGTH 3M 250 A | [18 empty] | 1 | 3606480004384 | 0 |  | 15000 | 311 | 7 | 17 | 37.009 | 3606480004384 | 1 | 17700 | 311 | 17 | 6.5 | [8 empty] | 73606480004383 | 20 | 320000 | 320 | 64 | 49 |  |  |  | 2 | Y | [12 empty] | SC3 | LM | 8536909500 | [14 empty] | Canalis - recht element - 250 A - 3 m - 12 aftakuitgangen | Canalis - tronçon droit - 250 A - 3 m - 12 sorties de dérivation | [17 empty] | https://eref.se.com/be/nl/sis-tarif/product/KSA250ED43012 | https://eref.se.com/be/fr/sis-tarif/product/KSA250ED43012
Schneider Electric | Schneider Electric | 01022021 |  | Schneider Electric |  | SED | KSA250ED4306 |  |  | 430.25 |  | 1 |  | 1 | DISTR.ELEM. 250A 3M 6AFTAK. | El. de dist. 250A 3m 6 dériv. |  | STRAIGHT DISTRIBUTION LENGTH 3M 250 A | [18 empty] | 1 | 3606480004391 | 0 |  | 15000 | 311 | 7 | 17 | 37.009 | 3606480004391 | 1 | 16580 | 311 | 7.5 | 16.5 | [8 empty] | 73606480004390 | 20 | 320000 | 320 | 64 | 48.2 |  |  |  | 2 | Y | [12 empty] | SC3 | LM | 8536909500 | [14 empty] | Canalis - recht element - 250 A - 3 m - 6 aftakuitgangen | Canalis - tronçon droit - 250 A - 3 m - 6 sorties de dérivation | [17 empty] | https://eref.se.com/be/nl/sis-tarif/product/KSA250ED4306 | https://eref.se.com/be/fr/sis-tarif/product/KSA250ED4306
Schneider Electric | Schneider Electric | 01022021 |  | Schneider Electric |  | SED | KSA250ED45010 |  |  | 675.76 |  | 1 |  | 1 | DISTR.ELEM. 250A 5M 10AFTAK. | El. de dist. 250A 5m 10 dériv. |  | STRAIGHT DISTRIBUTION LENGTH 5M 250 A | [18 empty] | 1 | 3606480004407 | 0 |  | 23000 | 511 | 7 | 17 | 60.809 | 3606480004407 | 1 | 26900 | 511 | 17 | 7 | [8 empty] | 73606480004406 | 20 | 482000 | 520 | 64 | 47 |  |  |  | 2 | Y | [12 empty] | SC3 | LM | 8536909500 | [14 empty] | Canalis - recht element - 250 A - 5 m - 10 aftakuitgangen | Canalis - tronçon droit - 250 A - 5 m - 10 sorties de dérivation | [17 empty] | https://eref.se.com/be/nl/sis-tarif/product/KSA250ED45010 | https://eref.se.com/be/fr/sis-tarif/product/KSA250ED45010
Schneider Electric | Schneider Electric | 01022021 |  | Schneider Electric |  | SED | KSA250ED45020 |  |  | 711.39 |  | 1 |  | 1 | DISTR.ELEM. 250A 5M 20AFTAK. | El. de dist. 250A 5m 20 dériv. |  | STRAIGHT DISTRIBUTION LENGTH 5M 250 A | [18 empty] | 1 | 3606480004414 | 0 |  | 24000 | 511 | 7 | 17 | 60.809 | 3606480004414 | 1 | 26430 | 511 | 7.5 | 16.5 | [8 empty] | 73606480004413 | 20 | 502000 | 520 | 64 | 48 |  |  |  | 2 | Y | [12 empty] | SC3 | LM | 8536900100 | [14 empty] | Canalis - recht element - 250 A - 5 m - 20 aftakuitgangen | Canalis - tronçon droit - 250 A - 5 m - 20 sorties de dérivation | [17 empty] | https://eref.se.com/be/nl/sis-tarif/product/KSA250ED45020 | https://eref.se.com/be/fr/sis-tarif/product/KSA250ED45020
Schneider Electric | Schneider Electric | 01022021 |  | Schneider Electric |  | SED | KSA250FA4 |  |  | 168.92 |  | 1 |  | 1 | ADAPTER OUDE 250A | Adaptateur ancien KS 3P+N 250A |  | OLD KS 250A ADAPTER | [18 empty] | 1 | 3606485014517 | 0 |  | 2796 | 23 | 20 | 12 | 5.52 | 3606485014517 | 1 | 2796 | 12 | 22.5 | 19.5 | [8 empty] | 73606485014516 | 30 | 183000 | 92 | 75 | 62 |  |  |  | 7 | N | [12 empty] | SC3 | LM | 8536900100 | [15 empty] | Canalis - adaptateur pour ancien KS - 250 A | [17 empty] | https://eref.se.com/be/nl/sis-tarif/product/KSA250FA4 | https://eref.se.com/be/fr/sis-tarif/product/KSA250FA4
Schneider Electric | Schneider Electric | 01022021 |  | Schneider Electric |  | SED | KSA250ZJ4 |  |  | 100.79 |  | 1 |  | 1 | KOPPEL ELEM. 250A | Eclisse 250A |  | JOINTING DEVICE 400 A | [18 empty] | 1 | 3606485012865 | 0 |  | 1800 | 23 | 20 | 12 | 5.52 | 3606485012865 | 1 | 1821 | 22 | 19.5 | 12 | [8 empty] | 73606485012864 | 40 | 90000 | 60 | 80 | 80 |  |  |  | 2 | Y | [12 empty] | SC3 | LM | 8536900100 | [14 empty] | Canalis - elektrische en mechanische verbindingsunit - 250 A | Canalis - unité de jonction électrique et mécanique - 250 A | [17 empty] | https://eref.se.com/be/nl/sis-tarif/product/KSA250ZJ4 | https://eref.se.com/be/fr/sis-tarif/product/KSA250ZJ4
Schneider Electric | Schneider Electric | 01022021 |  | Schneider Electric |  | SED | KSA400AB4 |  |  | 934.02 |  | 1 |  | 1 | VOEDING 400A | Boite d'alim. 400A |  | END FEED BOX 400 A | [18 empty] | 1 | 3606480004469 | 0 |  | 11500 | 44 | 42 | 26 | 48.048 | 3606480004469 | 1 | 11569 | 44 | 42 | 25.5 | [8 empty] | 73606480004468 | 6 | 69000 | 84 | 60 | 91 |  |  |  | 2 | Y | [12 empty] | SC3 | LM | 8536909500 | [14 empty] | Canalis - voedingsunit voor KSA - 400 A - montage links of rechts | Canalis - unité d’alimentation pour KSA - 400 A - montage gauche ou droite | [17 empty] | https://eref.se.com/be/nl/sis-tarif/product/KSA400AB4 | https://eref.se.com/be/fr/sis-tarif/product/KSA400AB4
Schneider Electric | Schneider Electric | 01022021 |  | Schneider Electric |  | SED | KSA400ABDD4 |  |  | 1490.22 |  | 1 |  | 1 | VOEDING 400A | Boite d'alim. 400A |  | END FEED BOX 400A RIGHT SIDE CIRCUIT BR | [18 empty] | 1 | 3606485015934 | 0 |  | 22200 | 87 | 39 | 22 | 74.646 | [23 empty] | 16 | N | [12 empty] | SC3 | LM | 8536909500 | [15 empty] | Canalis - alimentation pour KS - 400 A - montage à droite | [17 empty] | https://eref.se.com/be/nl/sis-tarif/product/KSA400ABDD4 | https://eref.se.com/be/fr/sis-tarif/product/KSA400ABDD4
Schneider Electric | Schneider Electric | 01022021 |  | Schneider Electric |  | SED | KSA400ABDD5 |  |  | 1490.22 |  | 1 |  | 1 | VOEDING 400A | Boite d'alim. 400A |  | END FEED BOX 400A RIGHT SIDE CIRCUIT BR | [18 empty] | 1 | 3606485015941 | 0 |  | 22600 | 87 | 39 | 22 | 74.646 | [23 empty] | 16 | N | [12 empty] | SC3 | LM | 8536900100 | [15 empty] | Canalis - alimentation pour KS - 400 A - montage à droite | [17 empty] | https://eref.se.com/be/nl/sis-tarif/product/KSA400ABDD5 | https://eref.se.com/be/fr/sis-tarif/product/KSA400ABDD5
Schneider Electric | Schneider Electric | 01022021 |  | Schneider Electric |  | SED | KSA400ABGD4 |  |  | 1490.22 |  | 1 |  | 1 | VOEDING 400A | Boite d'alim. 400A |  | END FEED BOX 400 A LEFT SIDE CIRCUIT BR | [18 empty] | 1 | 3606485015958 | 0 |  | 22700 | 87 | 39 | 22 | 74.646 | [23 empty] | 16 | N | [12 empty] | SC3 | LM | 8536900100 | [15 empty] | Canalis - alimentation pour KS - 400 A - montage à gauche ou à droite | [17 empty] | https://eref.se.com/be/nl/sis-tarif/product/KSA400ABGD4 | https://eref.se.com/be/fr/sis-tarif/product/KSA400ABGD4
Schneider Electric | Schneider Electric | 01022021 |  | Schneider Electric |  | SED | KSA400ABGD5 |  |  | 1490.22 |  | 1 |  | 1 | VOEDING 400A | Boite d'alim. 400A |  | END FEED BOX 400 A LEFT SIDE CIRCUIT BR | [18 empty] | 1 | 3606485015965 | 0 |  | 22600 | 87 | 39 | 22 | 74.646 | [23 empty] | 16 | N | [12 empty] | SC3 | LM | 8536900100 | [15 empty] | Canalis - alimentation pour KS - 400 A - montage à gauche ou à droite | [17 empty] | https://eref.se.com/be/nl/sis-tarif/product/KSA400ABGD5 | https://eref.se.com/be/fr/sis-tarif/product/KSA400ABGD5
Schneider Electric | Schneider Electric | 01022021 |  | Schneider Electric |  | SED | KSA400ABT4 |  |  | 1533.92 |  | 1 |  | 1 | MIDDENVOEDING 400A | Boite d'alim. centrale 400A |  | CENTRE FEED BOX 400 A | [18 empty] | 1 | 3606480004476 | 0 |  | 19000 | 78 | 53 | 32 | 132.288 | 3606480004476 | 1 | 17200 | 78 | 51 | 32 | [9 empty] | 2 | 73000 | 60 | 80 | 79 |  |  |  | 7 | N | [12 empty] | SC3 | LM | 8536909500 | [14 empty] | Canalis - voedingsunit voor KSA - 400 A - montage in midden | Canalis - unité d’alimentation pour KSA - 400 A - montage au centre | [17 empty] | https://eref.se.com/be/nl/sis-tarif/product/KSA400ABT4 | https://eref.se.com/be/fr/sis-tarif/product/KSA400ABT4
Schneider Electric | Schneider Electric | 01022021 |  | Schneider Electric |  | SED | KSA400AE4 |  |  | 575.84 |  | 1 |  | 1 | VOEDING 400A | Boite d'alim. 400A |  | FLANGE FEED UNIT 400 A | [18 empty] | 1 | 3606480004483 | 0 |  | 2754 | 21 | 33 | 8 | 5.544 | [23 empty] | 7 | N | [12 empty] | SC3 | LM | 8536909500 | [14 empty] | Canalis - voedingsunit met verbreder - 400 A | Canalis - unité d’alimentation avec entretoise - 400 A | [17 empty] | https://eref.se.com/be/nl/sis-tarif/product/KSA400AE4 | https://eref.se.com/be/fr/sis-tarif/product/KSA400AE4
Schneider Electric | Schneider Electric | 01022021 |  | Schneider Electric |  | SED | KSA400AF1 |  |  | 43.93 |  | 1 |  | 30 | EINDKAP 400A | Embout de fermeture 400A |  | END COVER 400 A | [18 empty] | 1 | 3606485012858 | 0 |  | 213 | 19 | 10 | 4 | 0.76 | 13606485012855 | 30 | 7004 | 60 | 40 | 30 |  | 13606485012855 | 30 | 7100 | 60 | 40 | 30 |  |  | 240 | 68000 | 120 | 80 | 75 |  |  |  | 2 | Y | [12 empty] | SC3 | LM | 8536909500 | [33 empty] | https://eref.se.com/be/nl/sis-tarif/product/KSA400AF1 | https://eref.se.com/be/fr/sis-tarif/product/KSA400AF1
Schneider Electric | Schneider Electric | 01022021 |  | Schneider Electric |  | SED | KSA400DLC401 |  |  | 766.02 |  | 1 |  | 1 | 90° HOEK LEFT/RIGHT 165x165 400A | CANALIS - KSA - COUDE - A DROITE OU GAUC |  | CANALIS - KSA - ELBOW - TURN RIGHT OR LE | [18 empty] | 1 | 3606489602031 | 0 |  | 4339 | 27 | 23 | 18 | 11.178 | 3606489602031 | 1 | 5800 | 17.8 | 26.5 | 20.5 | [9 empty] | 18 | 110000 | 60 | 80 | 60 |  |  |  | 7 | N | [12 empty] | SC3 | LM | 8536909500 | [33 empty] | https://eref.se.com/be/nl/sis-tarif/product/KSA400DLC401 | https://eref.se.com/be/fr/sis-tarif/product/KSA400DLC401
Schneider Electric | Schneider Electric | 01022021 |  | Schneider Electric |  | SED | KSA400DTC40 |  |  | 785.13 |  | 1 |  | 1 | T-ELEM. 400A | El. en T 400A |  | TEE ELBOW 400 A | [18 empty] | 1 | 3606480004698 | 0 |  | 4700 | 29 | 33 | 17 | 16.269 | [8 empty] | 1 | 6400 | 60 | 40 | 30 | [10 empty] | 16 | N | [12 empty] | SC3 | LM | 8536909500 | [14 empty] | Canalis - T-stuk voor wijzigen van richting - 400 A - montage rechtstandig | Canalis - té pour changement de direction - 400 A - montage perpendiculaire | [17 empty] | https://eref.se.com/be/nl/sis-tarif/product/KSA400DTC40 | https://eref.se.com/be/fr/sis-tarif/product/KSA400DTC40
Schneider Electric | Schneider Electric | 01022021 |  | Schneider Electric |  | SED | KSA400DXC40 |  |  | 970.9 |  | 1 |  | 1 | X-ELEM. 400A | ELEMENT EN X 400A |  | CROSS ELBOW 400 A | [18 empty] | 1 | 3606480004704 | 0 |  | 7000 | 42 | 33 | 17 | 23.562 | [23 empty] | 16 | N | [12 empty] | SC3 | LM | 8536900100 | [15 empty] | Canalis - croix pour changer de direction - 400 A | [17 empty] | https://eref.se.com/be/nl/sis-tarif/product/KSA400DXC40 | https://eref.se.com/be/fr/sis-tarif/product/KSA400DXC40
Schneider Electric | Schneider Electric | 01022021 |  | Schneider Electric |  | SED | KSA400ED33012 |  |  | 887.41 |  | 1 |  | 1 | Distr.elem. 3P+PE 400A 3m 12aftak. | STRAIGHT DISTRIBUTION LENGTH 3M 400 A |  | STRAIGHT DISTRIBUTION LENGTH 3M 400 A | [18 empty] | 1 | 3606480004773 | 0 |  | 15000 | 309 | 16 | 6 | 29.664 | 3606480004773 | 1 | 15880 | 311 | 7.5 | 16.5 | [17 empty] | 12 | N | [12 empty] | SC3 | LM | 8536909500 | [14 empty] | Canalis - recht element - 400 A - 3 m - 12 aftakuitgangen | Canalis - tronçon droit - 400 A - 3 m - 12 sorties de dérivation | [17 empty] | https://eref.se.com/be/nl/sis-tarif/product/KSA400ED33012 | https://eref.se.com/be/fr/sis-tarif/product/KSA400ED33012
Schneider Electric | Schneider Electric | 01022021 |  | Schneider Electric |  | SED | KSA400ED35020 |  |  | 1262.03 |  | 1 |  | 1 | Distr.elem. 3P+PE 400A 5m 20aftak. | STRAIGHT DISTRIBUTION LENGTH 5M 400 A |  | STRAIGHT DISTRIBUTION LENGTH 5M 400 A | [18 empty] | 1 | 3606480004780 | 0 |  | 24000 | 509 | 6 | 16 | 48.864 | 3606480004780 | 1 | 27000 | 511 | 17 | 7.5 | [8 empty] | 73606480004789 | 20 | 575500000 | 5.12 | 0.675 | 0.46 |  |  |  | 7 | N | [12 empty] | SC3 | LM | 8536900100 | [14 empty] | Canalis - recht element - 400 A - 5 m - 20 aftakuitgangen | Canalis - tronçon droit - 400 A - 5 m - 20 sorties de dérivation | [17 empty] | https://eref.se.com/be/nl/sis-tarif/product/KSA400ED35020 | https://eref.se.com/be/fr/sis-tarif/product/KSA400ED35020
Schneider Electric | Schneider Electric | 01022021 |  | Schneider Electric |  | SED | KSA400ED4156 |  |  | 778.19 |  | 1 |  | 1 | DISTR.ELEM. 400A 1.5M 6AFTAK. | El. de dist. 400A 1,5m 6 dériv. |  | STRAIGHT DISTRIBUTION LENGTH 1M50 400 A | [18 empty] | 1 | 3606480004803 | 0 |  | 10850 | 159 | 6 | 16 | 15.264 | [23 empty] | 2 | Y | [12 empty] | SC3 | LM | 8536909500 | [14 empty] | Canalis - recht element - 400 A - 1,5 m - 6 aftakuitgangen | Canalis - tronçon droit - 400 A - 1.5 m - 6 sorties de dérivation | [17 empty] | https://eref.se.com/be/nl/sis-tarif/product/KSA400ED4156 | https://eref.se.com/be/fr/sis-tarif/product/KSA400ED4156
Schneider Electric | Schneider Electric | 01022021 |  | Schneider Electric |  | SED | KSA400ED4208 |  |  | 833.68 |  | 1 |  | 1 | DISTR.ELEM. 400A 2M 8AFTAK. | El. de dist. 400A 2m 8 dériv. |  | STRAIGHT DISTRIBUTION LENGTH 2M 400 A | [18 empty] | 1 | 3606480004810 | 0 |  | 11000 | 211 | 8 | 17 | 28.696 | 3606480004810 | 1 | 14000 | 210.5 | 17 | 6.5 | [8 empty] | 73606480004819 | 20 | 232500 | 220 | 64 | 49.5 |  |  |  | 2 | Y | [12 empty] | SC3 | LM | 8536909500 | [14 empty] | Canalis - recht element - 400 A - 2 m - 8 aftakuitgangen | Canalis - tronçon droit - 400 A - 2 m - 8 sorties de dérivation | [17 empty] | https://eref.se.com/be/nl/sis-tarif/product/KSA400ED4208 | https://eref.se.com/be/fr/sis-tarif/product/KSA400ED4208
Schneider Electric | Schneider Electric | 01022021 |  | Schneider Electric |  | SED | KSA400ED43012 |  |  | 1124.64 |  | 1 |  | 1 | DISTR.ELEM. 400A 3M 12AFTAK. | El. de dist. 400A 3m 12 dériv. |  | STRAIGHT DISTRIBUTION LENGTH 3M 400 A | [18 empty] | 1 | 3606480004827 | 0 |  | 19000 | 311 | 7 | 17 | 37.009 | 3606480004827 | 1 | 22000 | 311 | 17 | 7 | [8 empty] | 73606480004826 | 20 | 400000 | 320 | 64 | 48.5 |  |  |  | 2 | Y | [12 empty] | SC3 | LM | 8536909500 | [14 empty] | Canalis - recht element - 400 A - 3 m - 12 aftakuitgangen | Canalis - tronçon droit - 400 A - 3 m - 12 sorties de dérivation | [17 empty] | https://eref.se.com/be/nl/sis-tarif/product/KSA400ED43012 | https://eref.se.com/be/fr/sis-tarif/product/KSA400ED43012
Schneider Electric | Schneider Electric | 01022021 |  | Schneider Electric |  | SED | KSA400ED4306 |  |  | 1017.91 |  | 1 |  | 1 | DISTR.ELEM. 400A 3M 6AFTAK. | El. de dist. 400A 3m 6 dériv. |  | STRAIGHT DISTRIBUTION LENGTH 3M 400 A | [18 empty] | 1 | 3606480004834 | 0 |  | 20000 | 311 | 7 | 17 | 37.009 | 3606480004834 | 1 | 22400 | 312 | 17 | 7.5 | [8 empty] | 73606480004833 | 20 | 420000 | 320 | 64 | 49.5 |  |  |  | 2 | Y | [12 empty] | SC3 | LM | 8536909500 | [14 empty] | Canalis - recht element - 400 A - 3 m - 6 aftakuitgangen | Canalis - tronçon droit - 400 A - 3 m - 6 sorties de dérivation | [17 empty] | https://eref.se.com/be/nl/sis-tarif/product/KSA400ED4306 | https://eref.se.com/be/fr/sis-tarif/product/KSA400ED4306
Schneider Electric | Schneider Electric | 01022021 |  | Schneider Electric |  | SED | KSA400ED45010 |  |  | 1442.96 |  | 1 |  | 1 | DISTR.ELEM. 400A 5M 10AFTAK. | El. de dist. 400A 5m 10 dériv. |  | STRAIGHT DISTRIBUTION LENGTH 5M 400 A | [18 empty] | 1 | 3606480004841 | 0 |  | 31000 | 511 | 7 | 17 | 60.809 | 3606480004841 | 1 | 34850 | 512 | 17 | 7.5 | [8 empty] | 73606480004840 | 20 | 642000 | 520 | 64 | 47.5 |  |  |  | 2 | Y | [12 empty] | SC3 | LM | 8536909500 | [14 empty] | Canalis - recht element - 400 A - 5 m - 10 aftakuitgangen | Canalis - tronçon droit - 400 A - 5 m - 10 sorties de dérivation | [17 empty] | https://eref.se.com/be/nl/sis-tarif/product/KSA400ED45010 | https://eref.se.com/be/fr/sis-tarif/product/KSA400ED45010
Schneider Electric | Schneider Electric | 01022021 |  | Schneider Electric |  | SED | KSA400ED45020 |  |  | 1592.74 |  | 1 |  | 1 | DISTR.ELEM. 400A 5M 20AFTAK. | El. de dist. 400A 5m 20 dériv. |  | STRAIGHT DISTRIBUTION LENGTH 5M 400 A | [18 empty] | 1 | 3606480004858 | 0 |  | 30000 | 511 | 15 | 6 | 45.99 | 3606480004858 | 1 | 34080 | 511 | 7.5 | 16.5 | [8 empty] | 73606480004857 | 20 | 727900 | 51.1 | 6.8 | 4.8 |  |  |  | 2 | Y | [12 empty] | SC3 | LM | 8536900100 | [14 empty] | Canalis - recht element - 400 A - 5 m - 20 aftakuitgangen | Canalis - tronçon droit - 400 A - 5 m - 20 sorties de dérivation | [17 empty] | https://eref.se.com/be/nl/sis-tarif/product/KSA400ED45020 | https://eref.se.com/be/fr/sis-tarif/product/KSA400ED45020
Schneider Electric | Schneider Electric | 01022021 |  | Schneider Electric |  | SED | KSA400ET430 |  |  | 901.5 |  | 1 |  | 1 | TRANSPORT ELEM. 400A 3M | El. de trans. 3P+N 400A 3m |  | TRANSPORT LENGTH 3M 400A | [18 empty] | 1 | 3606480004865 | 0 |  | 20400 | 309 | 6 | 16 | 29.664 | [23 empty] | 16 | N | [12 empty] | SC3 | LM | 8536909500 | [14 empty] | Canalis - rechte transportlengte - 400 A - 3 m - | Canalis - élément droit de transport - 400 A - 3 m - | [17 empty] | https://eref.se.com/be/nl/sis-tarif/product/KSA400ET430 | https://eref.se.com/be/fr/sis-tarif/product/KSA400ET430
Schneider Electric | Schneider Electric | 01022021 |  | Schneider Electric |  | SED | KSA400ET450 |  |  | 1310.38 |  | 1 |  | 1 | TRANSPORT ELEM. 400A 5M | El. de trans. 400A 5m |  | TRANSPORT LENGTH 5M 400A | [18 empty] | 1 | 3606480004872 | 0 |  | 32850 | 509 | 6 | 16 | 48.864 | [23 empty] | 16 | N | [12 empty] | SC3 | LM | 8536900100 | [14 empty] | Canalis - rechte transportlengte - 400 A - 5 m - | Canalis - élément droit de transport - 400 A - 5 m - | [17 empty] | https://eref.se.com/be/nl/sis-tarif/product/KSA400ET450 | https://eref.se.com/be/fr/sis-tarif/product/KSA400ET450
Schneider Electric | Schneider Electric | 01022021 |  | Schneider Electric |  | SED | KSA400ET4AF |  |  | 1051.11 |  | 1 |  | 1 | OP MAAT ELEM. 500A 0.9-2.2M BRANDKERING | ELEMENT COUPE FEU 400 A |  | FIRE BARRIER LENGTH 400 A | [18 empty] | 1 | 3606480004896 | 0 |  | 23200 | 99 | 64 | 17 | 107.712 | [23 empty] | 16 | N | [12 empty] | SC3 | LM | 8536909500 | [14 empty] | Canalis - rechte speciale lengte met brandbarrière - 400 A - 900 tot 2200 mm | Canalis - élément droit spécial avec coupe feu - 400 A - 900 to 2200 mm | [17 empty] | https://eref.se.com/be/nl/sis-tarif/product/KSA400ET4AF | https://eref.se.com/be/fr/sis-tarif/product/KSA400ET4AF
Schneider Electric | Schneider Electric | 01022021 |  | Schneider Electric |  | SED | KSA400FA4 |  |  | 307.42 |  | 1 |  | 1 | ADAPTER OUDE 400A | Adaptateur ancien KS 3P+N 400A |  | OLD KS 400A ADAPTER | [18 empty] | 1 | 3606485014524 | 0 |  | 4650 | 32 | 19 | 11 | 6.688 | 3606485014524 | 1 | 6500 | 33 | 23.5 | 11.5 | [8 empty] | 73606485014523 | 20 | 138000 | 92 | 75 | 62 |  |  |  | 7 | N | [12 empty] | SC3 | LM | 8536909500 | [15 empty] | Canalis - adaptateur pour ancien KS - 400 A | [17 empty] | https://eref.se.com/be/nl/sis-tarif/product/KSA400FA4 | https://eref.se.com/be/fr/sis-tarif/product/KSA400FA4
Schneider Electric | Schneider Electric | 01022021 |  | Schneider Electric |  | SED | KSA400ZJ4 |  |  | 181.36 |  | 1 |  | 1 | KOPPEL ELEM. 400A | Eclisse 400A |  | JOINTING DEVICE 400 A | [18 empty] | 1 | 3606485012872 | 0 |  | 2240 | 22 | 20 | 12 | 5.28 | 3606485012872 | 1 | 2251 | 22.5 | 19.5 | 12 | [8 empty] | 73606485012871 | 20 | 168000000000000 | 92 | 62 | 52 |  |  |  | 7 | N | [12 empty] | SC3 | LM | 8536909500 | [14 empty] | Canalis - elektrische en mechanische verbindingsunit - 400 A | Canalis - unité de jonction électrique et mécanique - 400 A | [17 empty] | https://eref.se.com/be/nl/sis-tarif/product/KSA400ZJ4 | https://eref.se.com/be/fr/sis-tarif/product/KSA400ZJ4
Schneider Electric | Schneider Electric | 01022021 |  | Schneider Electric |  | SED | KSA500ED3306 |  |  | 1073.97 |  | 1 |  | 1 | Distr.elem. 3P+PE 500A 3m 6aftak. | El. de dist. 3P+PE 500A 3m 6 dériv. |  | STRAIGHT DISTRIBUTION LENGTH 3M 500 A | [18 empty] | 1 | 3606480004926 | 0 |  | 25900 | 314 | 12 | 17 | 64.056 | [23 empty] | 12 | N | [12 empty] | SC3 | LM | 8536900100 | [14 empty] | Canalis - recht element - 500 A - 3 m - 6 aftakuitgangen | Canalis - tronçon droit - 500 A - 3 m - 6 sorties de dérivation | [17 empty] | https://eref.se.com/be/nl/sis-tarif/product/KSA500ED3306 | https://eref.se.com/be/fr/sis-tarif/product/KSA500ED3306
Schneider Electric | Schneider Electric | 01022021 |  | Schneider Electric |  | SED | KSA500ED35010 |  |  | 1530.96 |  | 1 |  | 1 | Distr.elem. 3P+PE 500A 3m 10aftak. | El. de dist. 3P+PE 500A 3m 10 dériv. |  | STRAIGHT DISTRIBUTION LENGTH 5M 500 A | [18 empty] | 1 | 3606480004933 | 0 |  | 42875 | 514 | 12 | 17 | 104.856 | [23 empty] | 12 | N | [12 empty] | SC3 | LM | 8536900100 | [14 empty] | Canalis - recht element - 500 A - 3 m - 10 aftakuitgangen | Canalis - tronçon droit - 500 A - 3 m - 10 sorties de dérivation | [17 empty] | https://eref.se.com/be/nl/sis-tarif/product/KSA500ED35010 | https://eref.se.com/be/fr/sis-tarif/product/KSA500ED35010
Schneider Electric | Schneider Electric | 01022021 |  | Schneider Electric |  | SED | KSA500ED43010 |  |  | 1303.39 |  | 1 |  | 1 | DISTR.ELEM. 500A 3M 10AFTAK. | El. de dist. 500A 3m 10 dériv. |  | STRAIGHT DISTRIBUTION LENGTH 3M 500 A | [18 empty] | 1 | 3606480004940 | 0 |  | 35900 | 314 | 12 | 17 | 64.056 | 3606480004940 | 1 | 36900 | 317 | 16 | 12 | [17 empty] | 16 | N | [12 empty] | SC3 | LM | 8536900100 | [14 empty] | Canalis - recht element - 500 A - 3 m - 10 aftakuitgangen | Canalis - tronçon droit - 500 A - 3 m - 10 sorties de dérivation | [17 empty] | https://eref.se.com/be/nl/sis-tarif/product/KSA500ED43010 | https://eref.se.com/be/fr/sis-tarif/product/KSA500ED43010
Schneider Electric | Schneider Electric | 01022021 |  | Schneider Electric |  | SED | KSA500ED4306 |  |  | 1228.89 |  | 1 |  | 1 | DISTR.ELEM. 500A 3M 6AFTAK. | El. de distr. 500A 3m 6 dériv. |  | STRAIGHT DISTRIBUTION LENGTH 3M 500 A | [18 empty] | 1 | 3606480004957 | 0 |  | 34000 | 318 | 15 | 11 | 52.47 | [15 empty] | 12 | 450800000 | 3.15 | 0.655 | 0.495 |  |  |  | 7 | N | [12 empty] | SC3 | LM | 8536909500 | [14 empty] | Canalis - recht element - 500 A - 3 m - 6 aftakuitgangen | Canalis - tronçon droit - 500 A - 3 m - 6 sorties de dérivation | [17 empty] | https://eref.se.com/be/nl/sis-tarif/product/KSA500ED4306 | https://eref.se.com/be/fr/sis-tarif/product/KSA500ED4306
Schneider Electric | Schneider Electric | 01022021 |  | Schneider Electric |  | SED | KSA500ED45010 |  |  | 1787.86 |  | 1 |  | 1 | DISTR.ELEM. 500A 5M 10AFTAK. | El. de distr. 500A 5m 10 dériv. |  | STRAIGHT DISTRIBUTION LENGTH 5M 500 A | [18 empty] | 1 | 3606480004964 | 0 |  | 53000 | 518 | 15 | 11 | 85.47 | [14 empty] | 73606480004963 | 12 | 686000000 | 5.18 | 0.64 | 0.49 |  |  |  | 7 | N | [12 empty] | SC3 | LM | 8536909500 | [14 empty] | Canalis - recht element - 500 A - 5 m - 10 aftakuitgangen | Canalis - tronçon droit - 500 A - 5 m - 10 sorties de dérivation | [17 empty] | https://eref.se.com/be/nl/sis-tarif/product/KSA500ED45010 | https://eref.se.com/be/fr/sis-tarif/product/KSA500ED45010
Schneider Electric | Schneider Electric | 01022021 |  | Schneider Electric |  | SED | KSA500ED45018 |  |  | 1786.74 |  | 1 |  | 1 | DISTR.ELEM. 500A 5M 18AFTAK. | El. de dist. 500A 3m 18 dériv. |  | STRAIGHT DISTRIBUTION LENGTH 5M 500 A | [18 empty] | 1 | 3606480004971 | 0 |  | 55500 | 514 | 17 | 12 | 104.856 | 3606480004971 | 1 | 56250 | 514 | 17 | 14.5 | [17 empty] | 16 | N | [12 empty] | SC3 | LM | 8536900100 | [14 empty] | Canalis - recht element - 500 A - 5 m - 18 aftakuitgangen | Canalis - tronçon droit - 500 A - 5 m - 18 sorties de dérivation | [17 empty] | https://eref.se.com/be/nl/sis-tarif/product/KSA500ED45018 | https://eref.se.com/be/fr/sis-tarif/product/KSA500ED45018
Schneider Electric | Schneider Electric | 01022021 |  | Schneider Electric |  | SED | KSA500ET430 |  |  | 986.41 |  | 1 |  | 1 | TRANSPORT ELEM. 500A 3M | El. de transport 500A 3m |  | TRANSPORT LENGTH 3M 500A | [18 empty] | 1 | 3606480004988 | 0 |  | 35900 | 314 | 12 | 17 | 64.056 | [23 empty] | 12 | N | [12 empty] | SC3 | LM | 8536909500 | [14 empty] | Canalis - recht transportelement - 500 A - 3 m | Canalis - élément droit de transport - 500 A - 3 m | [17 empty] | https://eref.se.com/be/nl/sis-tarif/product/KSA500ET430 | https://eref.se.com/be/fr/sis-tarif/product/KSA500ET430
Schneider Electric | Schneider Electric | 01022021 |  | Schneider Electric |  | SED | KSA500ET450 |  |  | 1533.6 |  | 1 |  | 1 | TRANSPORT ELEM. 500A 5M | El. de transport 500A 5m |  | TRANSPORT LENGTH 5M 500A | [18 empty] | 1 | 3606480004995 | 0 |  | 55500 | 514 | 12 | 17 | 104.856 | [23 empty] | 12 | N | [12 empty] | SC3 | LM | 8536900100 | [14 empty] | Canalis - rechte transportlengte - 500 A - 5 m - | Canalis - élément droit de transport - 500 A - 5 m | [17 empty] | https://eref.se.com/be/nl/sis-tarif/product/KSA500ET450 | https://eref.se.com/be/fr/sis-tarif/product/KSA500ET450
Schneider Electric | Schneider Electric | 01022021 |  | Schneider Electric |  | SED | KSA500ET4AF |  |  | 1365.64 |  | 1 |  | 1 | OP MAAT ELEM. 500A 0.9-2.3M BRANDKERING | ELEMENT COUPE FEU 500 A |  | FIRE BARRIER LENGTH 500 A | [18 empty] | 1 | 3606480005008 | 0 |  | 34350 | 248 | 17 | 12 | 50.592 | [23 empty] | 18 | N | [12 empty] | SC3 | LM | 8536909500 | [14 empty] | Canalis - rechte speciale lengte met brandbarrière - 500 A - 900 tot 2340 mm | Canalis - élément droit spécial avec coupe feu - 500 A - 900 to 2340 mm | [17 empty] | https://eref.se.com/be/nl/sis-tarif/product/KSA500ET4AF | https://eref.se.com/be/fr/sis-tarif/product/KSA500ET4AF
Schneider Electric | Schneider Electric | 01022021 |  | Schneider Electric |  | SED | KSA500FA4 |  |  | 391.43 |  | 1 |  | 1 | ADAPTER OUDE 500A | Adaptateur ancien KS 500A |  | OLD KS 500A ADAPTER | [18 empty] | 1 | 3606485014388 | 0 |  | 3650 | 32 | 20 | 14 | 8.96 | 3606485014388 | 1 | 6549 | 39 | 20 | 15 | [8 empty] | 73606485014387 | 6 | 50000000 | 60 | 80 | 43 |  |  |  | 7 | N | [12 empty] | SC3 | LM | 8536900100 | [15 empty] | Canalis - adaptateur pour ancien KS - 500 A | [17 empty] | https://eref.se.com/be/nl/sis-tarif/product/KSA500FA4 | https://eref.se.com/be/fr/sis-tarif/product/KSA500FA4
Schneider Electric | Schneider Electric | 01022021 |  | Schneider Electric |  | SED | KSA630ABD4 |  |  | 1328.42 |  | 1 |  | 1 | VOEDING 630A | Boite d'alim. 630A |  | END FEED BOX 630 A RIGHT SIDE | [18 empty] | 1 | 3606480005039 | 0 |  | 24000 | 78 | 52 | 32 | 129.792 | 3606480005039 | 1 | 23000 | 78 | 52 | 32 | [9 empty] | 2 | 60000 | 60 | 80 | 78 |  |  |  | 2 | Y | [12 empty] | SC3 | LM | 8536909500 | [14 empty] | Canalis - voedingsunit 630 A voor KSA - 630 A - montage rechts | Canalis - unité d’alimentation pour 630 A pour KSA - 630 A - montage droite | [17 empty] | https://eref.se.com/be/nl/sis-tarif/product/KSA630ABD4 | https://eref.se.com/be/fr/sis-tarif/product/KSA630ABD4
Schneider Electric | Schneider Electric | 01022021 |  | Schneider Electric |  | SED | KSA630ABDD5 |  |  | 1792.84 |  | 1 |  | 1 | VOEDING RECHTS 630A | Boite d'alim. droite 630A |  | END FEED BOX 630 A | [18 empty] | 1 | 3606485015835 | 0 |  | 39900 | 123 | 50 | 40 | 246 | [23 empty] | 16 | N | [12 empty] | SC3 | LM | 8536900100 | [33 empty] | https://eref.se.com/be/nl/sis-tarif/product/KSA630ABDD5 | https://eref.se.com/be/fr/sis-tarif/product/KSA630ABDD5
Schneider Electric | Schneider Electric | 01022021 |  | Schneider Electric |  | SED | KSA630ABG4 |  |  | 1328.42 |  | 1 |  | 1 | VOEDING LINKS 630A | Boite d'alim. gauche 630A |  | END FEED BOX 630 A LEFT SIDE | [18 empty] | 1 | 3606480005046 | 0 |  | 24000 | 78 | 52 | 32 | 129.792 | 3606480005046 | 1 | 24000 | 78 | 52 | 32 | [9 empty] | 2 | 63000 | 60 | 80 | 78 |  |  |  | 2 | Y | [12 empty] | SC3 | LM | 8536909500 | [14 empty] | Canalis - voedingsunit voor KSA - 630 A - montage links | Canalis - unité d’alimentation pour KSA - 630 A - montage gauche | [17 empty] | https://eref.se.com/be/nl/sis-tarif/product/KSA630ABG4 | https://eref.se.com/be/fr/sis-tarif/product/KSA630ABG4
Schneider Electric | Schneider Electric | 01022021 |  | Schneider Electric |  | SED | KSA630ABGD4 |  |  | 1792.84 |  | 1 |  | 1 | VOEDING LINKS 630A | Boite d'alim. gauche 630A |  | END FEED BOX 630 A LEFT SIDE CIRCUIT BR | [18 empty] | 1 | 3606485015828 | 0 |  | 39200 | 123 | 50 | 40 | 246 | [23 empty] | 16 | N | [12 empty] | SC3 | LM | 8536909500 | [15 empty] | Canalis - alimentation pour KS - 630 A - montage à gauche ou à droite | [17 empty] | https://eref.se.com/be/nl/sis-tarif/product/KSA630ABGD4 | https://eref.se.com/be/fr/sis-tarif/product/KSA630ABGD4
Schneider Electric | Schneider Electric | 01022021 |  | Schneider Electric |  | SED | KSA630ABGD5 |  |  | 1792.84 |  | 1 |  | 1 | VOEDING LINKS 630A | Boite d'alim. gauche 630A |  | END FEED BOX 630 A LEFT SIDE CIRCUIT BR | [18 empty] | 1 | 3606485015842 | 0 |  | 39900 | 123 | 50 | 40 | 246 | [23 empty] | 16 | N | [12 empty] | SC3 | LM | 8536900100 | [33 empty] | https://eref.se.com/be/nl/sis-tarif/product/KSA630ABGD5 | https://eref.se.com/be/fr/sis-tarif/product/KSA630ABGD5
Schneider Electric | Schneider Electric | 01022021 |  | Schneider Electric |  | SED | KSA630ABT4 |  |  | 2149.29 |  | 1 |  | 1 | VOEDING MIDDEN 500-630A | Boite d'alim. centrale 500-630A |  | CENTRE FEED BOX 630 A | [18 empty] | 1 | 3606480005053 | 0 |  | 32000 | 100 | 56 | 39 | 218.4 | 3606480005053 | 1 | 49000 | 127 | 64 | 56 | [9 empty] | 1 | 61000 | 128 | 65 | 68 |  |  |  | 7 | N | [12 empty] | SC3 | LM | 8536909500 | [14 empty] | Canalis - voedingsunit voor KSA - 630 A - montage in midden | Canalis - unité d’alimentation pour KSA - 630 A - montage au centre | [17 empty] | https://eref.se.com/be/nl/sis-tarif/product/KSA630ABT4 | https://eref.se.com/be/fr/sis-tarif/product/KSA630ABT4
Schneider Electric | Schneider Electric | 01022021 |  | Schneider Electric |  | SED | KSA630AE4 |  |  | 720.87 |  | 1 |  | 1 | VOEDING VERDELERKAST 500-630A | Embout de raccordement 500-630A |  | FLANGE FEED UNIT 630 A | [18 empty] | 1 | 3606480005060 | 0 |  | 10600 | 51 | 39 | 22 | 43.758 | [23 empty] | 16 | N | [12 empty] | SC3 | LM | 8536909500 | [14 empty] | Canalis - voedingsunit met verbreder - 630 A | Canalis - unité d’alimentation avec entretoise - 630 A | [17 empty] | https://eref.se.com/be/nl/sis-tarif/product/KSA630AE4 | https://eref.se.com/be/fr/sis-tarif/product/KSA630AE4
Schneider Electric | Schneider Electric | 01022021 |  | Schneider Electric |  | SED | KSA630DTC40 |  |  | 1116.66 |  | 1 |  | 1 | T-ELEM. 500-630A | El. en T 500-630A |  | TEE ELBOW 630 A | [18 empty] | 1 | 3606480005275 | 0 |  | 10000 | 72 | 35 | 17 | 42.84 | [23 empty] | 16 | N | [12 empty] | SC3 | LM | 8536909500 | [14 empty] | Canalis - T-stuk voor wijzigen van richting - 630 A - montage rechtstandig | Canalis - té pour changement de direction - 630 A - montage perpendiculaire | [17 empty] | https://eref.se.com/be/nl/sis-tarif/product/KSA630DTC40 | https://eref.se.com/be/fr/sis-tarif/product/KSA630DTC40
Schneider Electric | Schneider Electric | 01022021 |  | Schneider Electric |  | SED | KSA630DXC40 |  |  | 1375.28 |  | 1 |  | 1 | X-ELEM. 500-630A | El. en X 500-630A |  | CROSS ELBOW 630 A | [18 empty] | 1 | 3606480005282 | 0 |  | 11000 | 58 | 58 | 27 | 90.828 | [23 empty] | 16 | N | [12 empty] | SC3 | LM | 8536900100 | [15 empty] | Canalis - croix pour changer de direction - 630 A | [17 empty] | https://eref.se.com/be/nl/sis-tarif/product/KSA630DXC40 | https://eref.se.com/be/fr/sis-tarif/product/KSA630DXC40
Schneider Electric | Schneider Electric | 01022021 |  | Schneider Electric |  | SED | KSA630ED3306 |  |  | 1278.6 |  | 1 |  | 1 | Transport elem. 630A 3m | El. de transport 630A 3m |  | STRAIGHT DISTRIBUTION LENGTH 3M 630 A | [18 empty] | 1 | 3606480005350 | 0 |  | 29400 | 314 | 12 | 17 | 64.056 | [23 empty] | 12 | N | [12 empty] | SC3 | LM | 8536900100 | [14 empty] | Canalis - recht element - 630 A - 3 m- 6 aftakuitgangen | Canalis - tronçon droit - 630 A - 3 m - 6 sorties de dérivation | [17 empty] | https://eref.se.com/be/nl/sis-tarif/product/KSA630ED3306 | https://eref.se.com/be/fr/sis-tarif/product/KSA630ED3306
Schneider Electric | Schneider Electric | 01022021 |  | Schneider Electric |  | SED | KSA630ED35010 |  |  | 1786.4 |  | 1 |  | 1 | Transport elem. 630A 5m | El. de transport 630A 5m |  | STRAIGHT DISTRIBUTION LENGTH 5M 630 A | [18 empty] | 1 | 3606480005367 | 0 |  | 46000 | 514 | 12 | 17 | 104.856 | [23 empty] | 12 | N | [12 empty] | SC3 | LM | 8536900100 | [14 empty] | Canalis - recht element - 630 A - 5 m - 10 aftakuitgangen | Canalis - tronçon droit - 630 A - 5 m - 10 sorties de dérivation | [17 empty] | https://eref.se.com/be/nl/sis-tarif/product/KSA630ED35010 | https://eref.se.com/be/fr/sis-tarif/product/KSA630ED35010
Schneider Electric | Schneider Electric | 01022021 |  | Schneider Electric |  | SED | KSA630ED4154 |  |  | 1032.7 |  | 1 |  | 1 | DISTR.ELEM. 630A 1.5M 4AFTAK. | El. de dist. 630A 1,5 m 4 dériv. |  | STRAIGHT DISTRIBUTION LENGTH 1M50 630 A | [18 empty] | 1 | 3606480005381 | 0 |  | 20000 | 167 | 15 | 11 | 27.555 | 3606480005381 | 1 | 20000 | 168 | 16 | 13.5 | [8 empty] | 73606480005380 | 12 | 271590 | 22 | 6.8 | 5.02 |  |  |  | 7 | N | [12 empty] | SC3 | LM | 8536909500 | [14 empty] | Canalis - recht element - 630 A - 1.5 m - 4 aftakuitgangen | Canalis - tronçon droit - 630 A - 1.5 m - 4 sorties de dérivation | [17 empty] | https://eref.se.com/be/nl/sis-tarif/product/KSA630ED4154 | https://eref.se.com/be/fr/sis-tarif/product/KSA630ED4154
Schneider Electric | Schneider Electric | 01022021 |  | Schneider Electric |  | SED | KSA630ED4206 |  |  | 1182.35 |  | 1 |  | 1 | DISTR.ELEM. 630A 2M 6AFTAK. | El. de dist. 630A 2 m 6 dériv. |  | STRAIGHT DISTRIBUTION LENGTH 2M 630 A | [18 empty] | 1 | 3606480005398 | 0 |  | 25000 | 217 | 13 | 16 | 45.136 | 3606480005398 | 1 | 27500 | 218 | 16 | 12 | [9 empty] | 12 | 312500 | 220 | 64 | 48.7 |  |  |  | 2 | Y | [12 empty] | SC3 | LM | 8536909500 | [14 empty] | Canalis - recht element - 630 A - 2 m - 6 aftakuitgangen | Canalis - tronçon droit - 630 A - 2 m - 6 sorties de dérivation | [17 empty] | https://eref.se.com/be/nl/sis-tarif/product/KSA630ED4206 | https://eref.se.com/be/fr/sis-tarif/product/KSA630ED4206
Schneider Electric | Schneider Electric | 01022021 |  | Schneider Electric |  | SED | KSA630ED43010 |  |  | 1591.81 |  | 1 |  | 1 | DISTR.ELEM. 630A 3M 10AFTAK. | El. de dist. 630A 3 m 10 dériv. |  | STRAIGHT DISTRIBUTION LENGTH 3M 630 A | [18 empty] | 1 | 3606480005404 | 0 |  | 37400 | 314 | 12 | 17 | 64.056 | 3606480005404 | 1 | 38150 | 314 | 17 | 14.5 | [9 empty] | 12 | 493700 | 320 | 68 | 50.2 |  |  |  | 7 | N | [12 empty] | SC3 | LM | 8536900100 | [14 empty] | Canalis - recht element - 630 A - 3 m - 10 aftakuitgangen | Canalis - tronçon droit - 630 A - 3 m - 10 sorties de dérivation | [17 empty] | https://eref.se.com/be/nl/sis-tarif/product/KSA630ED43010 | https://eref.se.com/be/fr/sis-tarif/product/KSA630ED43010
Schneider Electric | Schneider Electric | 01022021 |  | Schneider Electric |  | SED | KSA630ED4306 |  |  | 1501.3 |  | 1 |  | 1 | DISTR.ELEM. 630A 3M 6AFTAK. | El. de dist. 630A 3 m 6 dériv. |  | STRAIGHT DISTRIBUTION LENGTH 3M 630 A | [18 empty] | 1 | 3606480005411 | 0 |  | 37400 | 314 | 17 | 12 | 64.056 | 3606480005411 | 1 | 38400 | 317.5 | 17 | 13 | [9 empty] | 12 | 460800 | 318 | 66 | 49 |  |  |  | 7 | N | [12 empty] | SC3 | LM | 8536909500 | [14 empty] | Canalis - recht element - 630 A - 3 m - 6 aftakuitgangen | Canalis - tronçon droit - 630 A - 3 m - 6 sorties de dérivation | [17 empty] | https://eref.se.com/be/nl/sis-tarif/product/KSA630ED4306 | https://eref.se.com/be/fr/sis-tarif/product/KSA630ED4306
Schneider Electric | Schneider Electric | 01022021 |  | Schneider Electric |  | SED | KSA630ED45010 |  |  | 2047.28 |  | 1 |  | 1 | DISTR.ELEM. 630A 5M 10AFTAK. | El. de dist. 630A 5 m 10 dériv. |  | STRAIGHT DISTRIBUTION LENGTH 5M 630 A | [18 empty] | 1 | 3606480005428 | 0 |  | 54000 | 518 | 16 | 11 | 91.168 | 3606480005428 | 1 | 60000 | 518 | 16 | 12 | [8 empty] | 73606480005427 | 12 | 670000 | 520 | 64 | 49 |  |  |  | 2 | Y | [12 empty] | SC3 | LM | 8536909500 | [14 empty] | Canalis - recht element - 630 A - 5 m - 10 aftakuitgangen | Canalis - tronçon droit - 630 A - 5 m - 10 sorties de dérivation | [17 empty] | https://eref.se.com/be/nl/sis-tarif/product/KSA630ED45010 | https://eref.se.com/be/fr/sis-tarif/product/KSA630ED45010
Schneider Electric | Schneider Electric | 01022021 |  | Schneider Electric |  | SED | KSA630ED45018 |  |  | 2214.18 |  | 1 |  | 1 | DISTR.ELEM. 630A 5M 18AFTAK. | El. de dist. 630A 5 m 18 dériv. |  | STRAIGHT DISTRIBUTION LENGTH 5M 630 A | [18 empty] | 1 | 3606480005435 | 0 |  | 55000 | 518 | 15 | 11 | 85.47 | 3606480005435 | 1 | 60000 | 518 | 17 | 12 | [8 empty] | 73606480005434 | 12 | 702000 | 51.8 | 6.5 | 2.9 |  |  |  | 2 | Y | [12 empty] | SC3 | LM | 8536900100 | [14 empty] | Canalis - recht element - 630 A - 5 m - 18 aftakuitgangen | Canalis - tronçon droit - 630 A - 5 m - 18 sorties de dérivation | [17 empty] | https://eref.se.com/be/nl/sis-tarif/product/KSA630ED45018 | https://eref.se.com/be/fr/sis-tarif/product/KSA630ED45018
Schneider Electric | Schneider Electric | 01022021 |  | Schneider Electric |  | SED | KSA630ET430 |  |  | 1203.36 |  | 1 |  | 1 | TRANSPORT ELEM. 630A 3M | El. de transport 630A 3m |  | TRANSPORT LENGTH 3M 630A | [18 empty] | 1 | 3606480005442 | 0 |  | 37400 | 314 | 12 | 17 | 64.056 | [23 empty] | 16 | N | [12 empty] | SC3 | LM | 8536909500 | [14 empty] | Canalis - recht transportelement - 630 A - 3 m - | Canalis - élément droit de transport - 630 A - 3 m | [17 empty] | https://eref.se.com/be/nl/sis-tarif/product/KSA630ET430 | https://eref.se.com/be/fr/sis-tarif/product/KSA630ET430
Schneider Electric | Schneider Electric | 01022021 |  | Schneider Electric |  | SED | KSA630ET450 |  |  | 1861.01 |  | 1 |  | 1 | TRANSPORT ELEM. 630A 5M | El. de transport 630A 5m |  | TRANSPORT LENGTH 5M 630A | [18 empty] | 1 | 3606480005459 | 0 |  | 59200 | 514 | 12 | 17 | 104.856 | 3606480005459 | 1 | 59950 | 514 | 17 | 14.5 | [9 empty] | 12 | 756900 | 514 | 68 | 48.4 |  |  |  | 16 | N | [12 empty] | SC3 | LM | 8536900100 | [14 empty] | Canalis - recht transportelement - 630 A - 5 m - | Canalis - élément droit de transport - 630 A - 5 m | [17 empty] | https://eref.se.com/be/nl/sis-tarif/product/KSA630ET450 | https://eref.se.com/be/fr/sis-tarif/product/KSA630ET450
Schneider Electric | Schneider Electric | 01022021 |  | Schneider Electric |  | SED | KSA630ZJ4 |  |  | 535.88 |  | 1 |  | 1 | KOPPEL ELEM. 630A | Eclisse 630A |  | JOINTING DEVICE 630 A | [18 empty] | 1 | 3606485012889 | 0 |  | 4300 | 28 | 19 | 15 | 7.98 | 3606485012889 | 1 | 6300 | 29 | 18.5 | 14.5 | [9 empty] | 20 | 134500 | 60 | 80 | 50 |  |  |  | 7 | N | [12 empty] | SC3 | LM | 8536909500 | [14 empty] | Canalis - elektrische en mechanische verbindingsunit - 630 A | Canalis - unité de jonction électrique et mécanique - 630 A | [17 empty] | https://eref.se.com/be/nl/sis-tarif/product/KSA630ZJ4 | https://eref.se.com/be/fr/sis-tarif/product/KSA630ZJ4
Schneider Electric | Schneider Electric | 01022021 |  | Schneider Electric |  | SED | KSA800ED3306 |  |  | 1487.83 |  | 1 |  | 1 | Distr.elem. 800A 3m 6aftak. | El. de dist. 800A 3 m 6 dériv. |  | STRAIGHT DISTRIBUTION LENGTH 3M 800 A | [18 empty] | 1 | 3606480005503 | 0 |  | 32800 | 314 | 12 | 17 | 64.056 | [23 empty] | 12 | N | [12 empty] | SC3 | LM | 8536900100 | [14 empty] | Canalis - recht element - 800 A - 3 m - 6 aftakuitgangen | Canalis - tronçon droit - 800 A - 3 m - 6 sorties de dérivation | [17 empty] | https://eref.se.com/be/nl/sis-tarif/product/KSA800ED3306 | https://eref.se.com/be/fr/sis-tarif/product/KSA800ED3306
Schneider Electric | Schneider Electric | 01022021 |  | Schneider Electric |  | SED | KSA800ED35010 |  |  | 2329.85 |  | 1 |  | 1 | Distr.elem. 800A 5m 10aftak. | El. de dist. 800A 5 m 10 dériv. |  | STRAIGHT DISTRIBUTION LENGTH 5M 800 A | [18 empty] | 1 | 3606480005510 | 0 |  | 53000 | 514 | 12 | 17 | 104.856 | 3606480005510 | 1 | 57000 | 518 | 16 | 12 | [9 empty] | 12 | 726000000 | 5.18 | 0.65 | 0.49 |  |  |  | 13 | N | [12 empty] | SC3 | LM | 8536900100 | [14 empty] | Canalis - recht element - 800 A - 5 m - 10 aftakuitgangen | Canalis - tronçon droit - 800 A - 5 m - 10 sorties de dérivation | [17 empty] | https://eref.se.com/be/nl/sis-tarif/product/KSA800ED35010 | https://eref.se.com/be/fr/sis-tarif/product/KSA800ED35010
Schneider Electric | Schneider Electric | 01022021 |  | Schneider Electric |  | SED | KSA800ED43010 |  |  | 1762.97 |  | 1 |  | 1 | DISTR.ELEM. 800A 3M 10AFTAK. | El. de dist. 800A 3 m 10 dériv. |  | STRAIGHT DISTRIBUTION LENGTH 3M 800 A | [18 empty] | 1 | 3606480005527 | 0 |  | 44100 | 314 | 12 | 17 | 64.056 | [14 empty] | 73606480005526 | 12 | 528000 | 317 | 70 | 49 |  |  |  | 7 | N | [12 empty] | SC3 | LM | 8536900100 | [14 empty] | Canalis - recht element - 800 A - 3 m - 10 aftakuitgangen | Canalis - tronçon droit - 800 A - 3 m - 10 sorties de dérivation | [17 empty] | https://eref.se.com/be/nl/sis-tarif/product/KSA800ED43010 | https://eref.se.com/be/fr/sis-tarif/product/KSA800ED43010
Schneider Electric | Schneider Electric | 01022021 |  | Schneider Electric |  | SED | KSA800ED4306 |  |  | 1533.07 |  | 1 |  | 1 | DISTR.ELEM. 800A 3M 6AFTAK. | El. de dist. 800A 3 m 6 dériv. |  | STRAIGHT DISTRIBUTION LENGTH 3M 800 A | [18 empty] | 1 | 3606480005534 | 0 |  | 42000 | 318 | 17 | 14 | 75.684 | 3606480005534 | 1 | 45100 | 317 | 17 | 11.5 | [8 empty] | 73606480005533 | 12 | 524000 | 320 | 64 | 48.2 |  |  |  | 10 | N | [12 empty] | SC3 | LM | 8536909500 | [14 empty] | Canalis - recht element - 800 A - 3 m - 6 aftakuitgangen | Canalis - tronçon droit - 800 A - 3 m - 6 sorties de dérivation | [17 empty] | https://eref.se.com/be/nl/sis-tarif/product/KSA800ED4306 | https://eref.se.com/be/fr/sis-tarif/product/KSA800ED4306
Schneider Electric | Schneider Electric | 01022021 |  | Schneider Electric |  | SED | KSA800ED45010 |  |  | 2469.85 |  | 1 |  | 1 | DISTR.ELEM. 800A 5M 10AFTAK. | El. de dist. 800A 5 m 10 dériv. |  | STRAIGHT DISTRIBUTION LENGTH 5M 800 A | [18 empty] | 1 | 3606480005541 | 0 |  | 68000 | 518 | 15 | 11 | 85.47 | 3606480005541 | 1 | 71200 | 518 | 17 | 12 | [8 empty] | 73606480005540 | 12 | 831000 | 51.8 | 6.5 | 4.82 |  |  |  | 7 | N | [12 empty] | SC3 | LM | 8536909500 | [14 empty] | Canalis - recht element - 800 A - 5 m - 10 aftakuitgangen | Canalis - tronçon droit - 800 A - 5 m - 10 sorties de dérivation | [17 empty] | https://eref.se.com/be/nl/sis-tarif/product/KSA800ED45010 | https://eref.se.com/be/fr/sis-tarif/product/KSA800ED45010
Schneider Electric | Schneider Electric | 01022021 |  | Schneider Electric |  | SED | KSA800ED45018 |  |  | 2567.83 |  | 1 |  | 1 | DISTR.ELEM. 800A 5M 18AFTAK. | El. de dist. 800A 5 m 18 dériv. |  | STRAIGHT DISTRIBUTION LENGTH 5M 800 A | [18 empty] | 1 | 3606480005558 | 0 |  | 69000 | 514 | 12 | 17 | 104.856 | 3606480005558 | 1 | 71000 | 518 | 17 | 12 | [8 empty] | 73606480005557 | 12 | 825000000000 | 51.8 | 6.6 | 4.9 |  |  |  | 7 | N | [12 empty] | SC3 | LM | 8536900100 | [14 empty] | Canalis - recht element - 800 A - 5 m - 18 aftakuitgangen | Canalis - tronçon droit - 800 A - 5 m - 18 sorties de dérivation | [17 empty] | https://eref.se.com/be/nl/sis-tarif/product/KSA800ED45018 | https://eref.se.com/be/fr/sis-tarif/product/KSA800ED45018
Schneider Electric | Schneider Electric | 01022021 |  | Schneider Electric |  | SED | KSA800ET430 |  |  | 1381.48 |  | 1 |  | 1 | TRANSPORT ELEM. 800A 3M | El. de transport 800A 3m |  | TRANSPORT LENGTH 3M 800A | [18 empty] | 1 | 3606480005565 | 0 |  | 44100 | 314 | 12 | 17 | 64.056 | [23 empty] | 12 | N | [12 empty] | SC3 | LM | 8536909500 | [14 empty] | Canalis - rechte transportlengte - 800 A - 3 m - | Canalis - élément droit de transport - 800 A - 3 m | [17 empty] | https://eref.se.com/be/nl/sis-tarif/product/KSA800ET430 | https://eref.se.com/be/fr/sis-tarif/product/KSA800ET430
Schneider Electric | Schneider Electric | 01022021 |  | Schneider Electric |  | SED | KSA800ET450 |  |  | 2162.84 |  | 1 |  | 1 | TRANSPORT ELEM. 800A 5M | El. de transport 800A 5m |  | TRANSPORT LENGTH 5M 800A | [18 empty] | 1 | 3606480005572 | 0 |  | 70200 | 514 | 12 | 17 | 104.856 | [23 empty] | 12 | N | [12 empty] | SC3 | LM | 8536900100 | [14 empty] | Canalis - rechte transportlengte - 800 A - 5 m - | Canalis - élément droit de transport - 800 A - 5 m | [17 empty] | https://eref.se.com/be/nl/sis-tarif/product/KSA800ET450 | https://eref.se.com/be/fr/sis-tarif/product/KSA800ET450
Schneider Electric | Schneider Electric | 01022021 |  | Schneider Electric |  | SED | KSA800FA4 |  |  | 533.01 |  | 1 |  | 1 | ADAPTER OUDE 800A | Adaptateur ancien KS 800A |  | OLD KS 800A ADAPTER | [18 empty] | 1 | 3606485014395 | 0 |  | 7300 | 39 | 21 | 18 | 14.742 | 3606485014395 | 1 | 9300 | 39 | 20 | 15 | [8 empty] | 73606485014394 | 4 | 36000 | 60 | 80 | 30 |  |  |  | 7 | N | [12 empty] | SC3 | LM | 8536909500 | [15 empty] | Canalis - adaptateur pour ancien KS - 800 A | [17 empty] | https://eref.se.com/be/nl/sis-tarif/product/KSA800FA4 | https://eref.se.com/be/fr/sis-tarif/product/KSA800FA4
Schneider Electric | Schneider Electric | 01022021 |  | Schneider Electric |  | SED | KSA80EZ5 |  |  | 6.67 |  | 1 |  | 10 | FIXING BRACKET | ETRIER FIXATION |  | FIXING BRACKET | [18 empty] | 10 | 3389110816693 | 0 |  | 270 | 44 | 14 | 8 | 4.928 | 33389110816694 | 10 | 2800 | 43.5 | 43 | 8 | [8 empty] | 73389110816692 | 360 | 100000 | 60 | 80 | 61 |  |  |  | 7 | N | [12 empty] | SC3 | LM | 8536900100 | [14 empty] | Canalis - bevestigingsbeugel voor vloermontage | Canalis - support de fixation pour montage au sol | [17 empty] | https://eref.se.com/be/nl/sis-tarif/product/KSA80EZ5 | https://eref.se.com/be/fr/sis-tarif/product/KSA80EZ5
Schneider Electric | Schneider Electric | 01022021 |  | Schneider Electric |  | SED | KSB1000ZB1 |  |  | 4.29 |  | 1 |  | 10 | BEUGEL KS | Obturateur IP 55 trappe 1000A |  | TAP OFF BLANKING PLATE 1000 A IP55 | [18 empty] | 10 | 3606485013138 | 0 |  | 10 | 12 | 7 | 0 | 0 | 13606485013135 | 10 | 258 | 12 | 7 | 3 |  | 33606485013139 | 300 | 12000000000 | 6 | 8 | 3.4 | [10 empty] | 7 | N | [12 empty] | SC3 | LM | 8536900100 | [14 empty] | Canalis - afdekplaat voor aftakuitgang - reserveonderdeel - 1000 A - IP55 | Canalis - platine perforée sortie dérivation - pièce détachée - 1 000 A - IP55 | [17 empty] | https://eref.se.com/be/nl/sis-tarif/product/KSB1000ZB1 | https://eref.se.com/be/fr/sis-tarif/product/KSB1000ZB1
Schneider Electric | Schneider Electric | 01022021 |  | Schneider Electric |  | SED | KSB1000ZF1 |  |  | 11.03 |  | 1 |  | 10 | UNIVERSELE BEV. BEUGELS 1000A | Fixation universelle 1000A |  | FIXING BRACKET 1000 A | [18 empty] | 10 | 3606485012711 | 0 |  | 550 | 31 | 19 | 16 | 9.424 | 13606485012718 | 10 | 3883000000 | 32.5 | 16.5 | 18.5 | [9 empty] | 300 | 171000 | 60 | 80 | 80 |  |  |  | 2 | Y | [12 empty] | SC3 | LM | 7326909890 | [33 empty] | https://eref.se.com/be/nl/sis-tarif/product/KSB1000ZF1 | https://eref.se.com/be/fr/sis-tarif/product/KSB1000ZF1
Schneider Electric | Schneider Electric | 01022021 |  | Schneider Electric |  | SED | KSB1000ZP1 |  |  | 2.46 |  | 1 |  | 20 | SEAL KIT KOPPELINGEN | Plombage vis boite et bloc |  | FEED UNIT AND JOINTING SCREWS SEALING KI | [18 empty] | 20 | 3606485013015 | 0 |  | 7 | 6 | 3 | 1 | 0.018 | 13606485013012 | 20 | 150 | 15 | 11 | 3 |  | 33606485013016 | 2500 | 18000 | 40 | 30 | 15 | [10 empty] | 7 | N | [12 empty] | SC3 | LM | 8538909999 | [14 empty] | Canalis - verzegelingskit voor voedingsunit en verbindingsschroeven | Canalis - kit de scellement de l'unité d’alimentation et des vis de joint | [17 empty] | https://eref.se.com/be/nl/sis-tarif/product/KSB1000ZP1 | https://eref.se.com/be/fr/sis-tarif/product/KSB1000ZP1
Schneider Electric | Schneider Electric | 01022021 |  | Schneider Electric |  | SED | KSB1000ZP2 |  |  | 2.34 |  | 1 |  | 1200 | SEAL KIT AFTAK OPENING | Plombage trappe |  | TAP OFF OUTLET SEALING KIT | [18 empty] | 20 | 3606485013121 | 0 |  | 2 | 5 | 1 | 0 | 0 |  | 20 | 42000 | 180 | 120 | 10 |  | 33606485013122 | 1200 | 2700 | 30 | 20 | 20 | [10 empty] | 7 | N | [12 empty] | SC3 | LM | 8538909999 | [14 empty] | Canalis - verzegelingskit voor aftakuitgangen | Canalis - kit de scellement pour sorties de dérivation | [17 empty] | https://eref.se.com/be/nl/sis-tarif/product/KSB1000ZP2 | https://eref.se.com/be/fr/sis-tarif/product/KSB1000ZP2
Schneider Electric | Schneider Electric | 01022021 |  | Schneider Electric |  | SED | KSB100SE4 |  |  | 279.96 |  | 1 |  | 1 | AFTAKKAST 100A 3P+N+PE DIN00 | Coffret 100A 3P+N+PE fusible T00 |  | TOU 100A FUSE T00 | [18 empty] | 1 | 3606480005831 | 0 |  | 3593 | 46 | 24 | 19 | 20.976 | 3606480005831 | 1 | 5600 | 45.5 | 24 | 19 | [8 empty] | 73606480005830 | 25 | 101825 | 120 | 80 | 80 |  |  |  | 2 | Y | [12 empty] | SC3 | LM | 8536909500 | [14 empty] | Canalis - aftakunit voor NF-zekering - T00 - 100 A - 3L + N + PE | Canalis - coffret de dérivation pour fusible NF - T00 - 100 A - 3L + N + PE | [17 empty] | https://eref.se.com/be/nl/sis-tarif/product/KSB100SE4 | https://eref.se.com/be/fr/sis-tarif/product/KSB100SE4
Schneider Electric | Schneider Electric | 01022021 |  | Schneider Electric |  | SED | KSB100SE5 |  |  | 274.47 |  | 1 |  | 1 | AFTAKKAST 100A 3P+PEN ZEK BEVEILIGD | Coffret 100A 3P+PEN fusible T00 |  | TOU 100A FUSE T00 | [18 empty] | 1 | 3606480005848 | 0 |  | 3572 | 46 | 24 | 19 | 20.976 | 3606480005848 | 1 | 3591 | 45.5 | 24 | 19 | [9 empty] | 25 | 105000000000 | 8 | 12 | 8 |  |  |  | 2 | Y | [12 empty] | SC3 | LM | 8536909500 | [14 empty] | Canalis - aftakunit voor NF-zekering - T00 - 100 A - 3L + PEN | Canalis - coffret de dérivation pour fusible NF - T00 - 100 A - 3L + PEN | [17 empty] | https://eref.se.com/be/nl/sis-tarif/product/KSB100SE5 | https://eref.se.com/be/fr/sis-tarif/product/KSB100SE5
Schneider Electric | Schneider Electric | 01022021 |  | Schneider Electric |  | SED | KSB100SF4 |  |  | 251.31 |  | 1 |  | 1 | AFTAKKAST 100A 3P+N+PE ZEK BEVEILIGD | Coffret 100A 3P+N+PE fusible 22x58 |  | TOU 100A FUSE 22X58 | [18 empty] | 1 | 3606480005855 | 0 |  | 3613 | 45 | 24 | 20 | 21.6 | 3606480005855 | 1 | 3630 | 45.5 | 24 | 19 | [8 empty] | 73606480005854 | 25 | 102870 | 120 | 80 | 79.2 |  |  |  | 2 | Y | [12 empty] | SC3 | LM | 8536909500 | [14 empty] | Canalis - aftakunit voor NF-zekering - 22 x 58 - 100 A - 3L + N + PE | Canalis - coffret de dérivation pour fusible NF - 22 x 58 - 100 A - 3L + N + PE | [17 empty] | https://eref.se.com/be/nl/sis-tarif/product/KSB100SF4 | https://eref.se.com/be/fr/sis-tarif/product/KSB100SF4
Schneider Electric | Schneider Electric | 01022021 |  | Schneider Electric |  | SED | KSB100SF5 |  |  | 246.38 |  | 1 |  | 1 | AFTAKKAST 100A 3P+PEN ZEK BEVEILIGD | Coffret 100A 3P+PEN fusible 22x58 |  | TOU 100A FUSE 22X58 | [18 empty] | 1 | 3606480005862 | 0 |  | 3650 | 44 | 22 | 18 | 17.424 | 3606480005862 | 1 | 3658 | 45.5 | 24 | 19 | [8 empty] | 73606480005861 | 25 | 114000 | 120 | 80 | 80 |  |  |  | 7 | N | [12 empty] | SC3 | LM | 8537109899 | [14 empty] | Canalis - aftakunit voor NF-zekering - 22 x 58 - 100 A - 3L + PEN | Canalis - coffret de dérivation pour fusible NF - 22 x 58 - 100 A - 3L + PEN | [17 empty] | https://eref.se.com/be/nl/sis-tarif/product/KSB100SF5 | https://eref.se.com/be/fr/sis-tarif/product/KSB100SF5
Schneider Electric | Schneider Electric | 01022021 |  | Schneider Electric |  | SED | KSB100SM412 |  |  | 282.31 |  | 1 |  | 1 | KS aftakkast 100A 3P+N+PE DIN 12 mod | KS coffret 100A 3P+N+PE Rail DIN 12 mod |  | TAP OFF UNIT 100A 12 MODULES | [18 empty] | 1 | 3606480005879 | 0 |  | 3000 | 44 | 22 | 18 | 17.424 | 3606480005879 | 1 | 3026 | 45.5 | 24 | 19 | [8 empty] | 73606480005878 | 25 | 92000 | 120 | 80 | 80 |  |  |  | 2 | Y | [12 empty] | SC3 | LM | 8536900100 | [14 empty] | Canalis - aftakking modulaire compon. - 100 A - modules 12 x 18 mm - 3L + N + PE | Canalis - dérivat. périph. modulaire - 100 A - modules 12 x 18 mm - 3L + N + PE | [17 empty] | https://eref.se.com/be/nl/sis-tarif/product/KSB100SM412 | https://eref.se.com/be/fr/sis-tarif/product/KSB100SM412
Schneider Electric | Schneider Electric | 01022021 |  | Schneider Electric |  | SED | KSB100SM512 |  |  | 276.18 |  | 1 |  | 1 | KS aftakkast 100A 3P+PEN DIN 12 mod | KS coffret 100A 3P+PEN Rail DIN 12 mod |  | TAP OFF UNIT 100A 12 MODULES | [18 empty] | 1 | 3606480005886 | 0 |  | 2930 | 46 | 24 | 19 | 20.976 | 3606480005886 | 1 | 3000 | 45.5 | 24 | 19 | [8 empty] | 73606480005885 | 25 | 95000 | 120 | 80 | 80 |  |  |  | 2 | Y | [12 empty] | SC3 | LM | 8536900100 | [14 empty] | Canalis - aftakking modulaire component - 100 A - 12 x 18 mm modules - 3L + PEN | Canalis - dérivation périph. modulaire - 100 A - modules 12 x 18 mm - 3L + PEN | [17 empty] | https://eref.se.com/be/nl/sis-tarif/product/KSB100SM512 | https://eref.se.com/be/fr/sis-tarif/product/KSB100SM512
Schneider Electric | Schneider Electric | 01022021 |  | Schneider Electric |  | SED | KSB100SV4 |  |  | 171.02 |  | 1 |  | 1 | AFTAKKAST 100A 3P+N+PE | Coffret vide 100A 3P+N+PE |  | TAP OFF UNIT 100A EMPTY | [18 empty] | 1 | 3606480005893 | 0 |  | 2930 | 44 | 22 | 18 | 17.424 | 3606480005893 | 1 | 2829 | 45.5 | 24 | 19 | [8 empty] | 73606480005892 | 25 | 94000 | 120 | 80 | 80 |  |  |  | 7 | N | [12 empty] | SC3 | LM | 8538100000 | [15 empty] | Canalis - coffret de dérivation vide - besoins spéciaux - 100 A - 3L + N + PE | [17 empty] | https://eref.se.com/be/nl/sis-tarif/product/KSB100SV4 | https://eref.se.com/be/fr/sis-tarif/product/KSB100SV4
Schneider Electric | Schneider Electric | 01022021 |  | Schneider Electric |  | SED | KSB100SV5 |  |  | 171.02 |  | 1 |  | 1 | AFTAKKAST 100A 3P+PEN | Coffret vide 100A 3P+PEN |  | TAP OFF UNIT 100A EMPTY | [18 empty] | 1 | 3606480005909 | 0 |  | 2900 | 44 | 22 | 18 | 17.424 | 3606480005909 | 1 | 2871 | 45.5 | 24 | 19 | [8 empty] | 73606480005908 | 25 | 100250 | 120 | 80 | 195 |  |  |  | 7 | N | [12 empty] | SC3 | LM | 8538100000 | [15 empty] | Canalis - coffret de dérivation vide - besoins spéciaux - 100 A - 3L + N + PEN | [17 empty] | https://eref.se.com/be/nl/sis-tarif/product/KSB100SV5 | https://eref.se.com/be/fr/sis-tarif/product/KSB100SV5
Schneider Electric | Schneider Electric | 01022021 |  | Schneider Electric |  | SED | KSB160DC4 |  |  | 542.49 |  | 1 |  | 1 | KS aftakkast 160A 3P+N+PE Compact NSX160 | KS coffret 160A 3P+N+PE Compact NSX160 |  | TAP OFF UNIT 160A COMPACT NS | [18 empty] | 1 | 3606480005688 | 0 |  | 9700 | 49 | 34 | 26 | 43.316 | 3606480005688 | 1 | 9557 | 50 | 34 | 29 | [8 empty] | 73606480005687 | 8 | 50000 | 120 | 80 | 71 |  |  |  | 2 | Y | [12 empty] | SC3 | LM | 8536900100 | [14 empty] | Canalis - aftakunit - 160 A voor Compact NS - 3L + N + PE | Canalis - coffret de dérivation - 160 A pour NS compact - 3L + N + PE | [17 empty] | https://eref.se.com/be/nl/sis-tarif/product/KSB160DC4 | https://eref.se.com/be/fr/sis-tarif/product/KSB160DC4
Schneider Electric | Schneider Electric | 01022021 |  | Schneider Electric |  | SED | KSB160DC5 |  |  | 534.28 |  | 1 |  | 1 | KS aftakkast 160A 3P+PEN Compact NSX160 | KS coffret 160A 3P+PEN Compact NSX160 |  | TAP OFF UNIT 160A COMPACT NS | [18 empty] | 1 | 3606480005695 | 0 |  | 11400 | 49 | 34 | 26 | 43.316 | 3606480005695 | 1 | 9644 | 50 | 34 | 29 | [9 empty] | 8 | 94000 | 120 | 80 | 80 |  |  |  | 2 | Y | [12 empty] | SC3 | LM | 8536900100 | [14 empty] | Canalis - aftakunit - 160 A voor Compact NS - 3L + PEN | Canalis - coffret de dérivation - 160 A pour NS compact - 3L + PEN | [17 empty] | https://eref.se.com/be/nl/sis-tarif/product/KSB160DC5 | https://eref.se.com/be/fr/sis-tarif/product/KSB160DC5
Schneider Electric | Schneider Electric | 01022021 |  | Schneider Electric |  | SED | KSB160SE4 |  |  | 548.81 |  | 1 |  | 1 | AFTAKKAST 160A 3P+N+PE ZEK DIN00 | Coffret 160A 3P+N+PE fusible T00 |  | TAP OFF UNIT 160A FUSE T00 | [18 empty] | 1 | 3606480005701 | 0 |  | 9600 | 4.9 | 3.4 | 2.6 | 43.316 | 3606480005701 | 1 | 9529 | 50 | 33.5 | 28.5 | [9 empty] | 8 | 93000 | 120 | 80 | 80 |  |  |  | 2 | Y | [12 empty] | SC3 | LM | 8536900100 | [14 empty] | Canalis - aftakunit voor NF-zekering - T00 - 160 A - 3L + N + PE | Canalis - coffret de dérivation pour fusible NF - T00 - 160 A - 3L + N + PE | [17 empty] | https://eref.se.com/be/nl/sis-tarif/product/KSB160SE4 | https://eref.se.com/be/fr/sis-tarif/product/KSB160SE4
Schneider Electric | Schneider Electric | 01022021 |  | Schneider Electric |  | SED | KSB160SE5 |  |  | 538.05 |  | 1 |  | 1 | AFTAKKAST 160A 3P+PEN ZEK T00 BEVEILIGD | Coffret 160A 3P+PEN fusible T00 |  | TAP OFF UNIT 160A FUSE T00 | [18 empty] | 1 | 3606480005718 | 0 |  | 9464 | 51 | 34 | 28 | 48.552 | 3606480005718 | 1 | 9483 | 50 | 34 | 28.5 | [9 empty] | 8 | 95000000 | 72 | 120 | 80 |  |  |  | 2 | Y | [12 empty] | SC3 | LM | 8536900100 | [14 empty] | Canalis - aftakunit voor NF-zekering - T00 - 160 A - 3L + PEN | Canalis - coffret de dérivation pour fusible NF - T00 - 160 A - 3L + PEN | [17 empty] | https://eref.se.com/be/nl/sis-tarif/product/KSB160SE5 | https://eref.se.com/be/fr/sis-tarif/product/KSB160SE5
Schneider Electric | Schneider Electric | 01022021 |  | Schneider Electric |  | SED | KSB160SF4 |  |  | 500.44 |  | 1 |  | 1 | AFTAKKAST 160A ZEK T0 BEVEILIGD | TAP OFF UNIT 160A FUSE T0 |  | TAP OFF UNIT 160A FUSE T0 | [18 empty] | 1 | 3606480005725 | 0 |  | 9750 | 51 | 34 | 29 | 50.286 | 3606480005725 | 1 | 9776 | 50 | 33.5 | 29 | [9 empty] | 8 | 88500 | 120 | 80 | 70 |  |  |  | 7 | N | [12 empty] | SC3 | LM | 8536900100 | [14 empty] | Canalis - aftakunit voor NF-zekering - T0 - 160 A - 3L + N + PE | Canalis - coffret de dérivation pour fusible NF - T0 - 160 A - 3L + N + PE | [17 empty] | https://eref.se.com/be/nl/sis-tarif/product/KSB160SF4 | https://eref.se.com/be/fr/sis-tarif/product/KSB160SF4
Schneider Electric | Schneider Electric | 01022021 |  | Schneider Electric |  | SED | KSB160SF5 |  |  | 490.63 |  | 1 |  | 1 | Aftakkast 160A zek T0 Beveiligd | TAP OFF UNIT 160A FUSE T0 |  | TAP OFF UNIT 160A FUSE T0 | [18 empty] | 1 | 3606480005732 | 0 |  | 9900 | 49 | 34 | 26 | 43.316 | 3606480005732 | 1 | 9733 | 50 | 33.5 | 28.5 | [9 empty] | 8 | 87000 | 120 | 80 | 71 |  |  |  | 7 | N | [12 empty] | SC3 | LM | 8536900100 | [14 empty] | Canalis - aftakunit voor NF-zekering - T0 - 160 A - 3L + PEN | Canalis - coffret de dérivation pour fusible NF - T0 - 160 A - 3L + PEN | [17 empty] | https://eref.se.com/be/nl/sis-tarif/product/KSB160SF5 | https://eref.se.com/be/fr/sis-tarif/product/KSB160SF5
Schneider Electric | Schneider Electric | 01022021 |  | Schneider Electric |  | SED | KSB160SM413 |  |  | 301.06 |  | 1 |  | 1 | KS aftakkast 125A 3P+N+PE NG125 | KS coffret 125A 3P+N+PE NG125 |  | TAP OFF UNIT 160A 13 MODULES | [18 empty] | 1 | 3606485057729 | 0 |  | 9000 | 49 | 34 | 26 | 43.316 | 3606485057729 | 1 | 10653 | 50 | 33.5 | 28.5 | [9 empty] | 8 | 97000 | 120 | 80 | 72 |  |  |  | 7 | N | [12 empty] | SC3 | LM | 8536900100 | [14 empty] | Canalis - aftapeenheden voor NG 160 of 125 A - 3L+N+PE | Canalis - Unité de dérivation pour NG 160 ou 125 A - 3L+N+PE | [17 empty] | https://eref.se.com/be/nl/sis-tarif/product/KSB160SM413 | https://eref.se.com/be/fr/sis-tarif/product/KSB160SM413
Schneider Electric | Schneider Electric | 01022021 |  | Schneider Electric |  | SED | KSB160SM513 |  |  | 682.99 |  | 1 |  | 1 | Aftakkast 160A met apparatuur RAIL DIN | TAP OFF UNIT 160A 13 MODULES |  | TAP OFF UNIT 160A 13 MODULES | [18 empty] | 1 | 3606485057736 | 0 |  | 9000 | 49 | 34 | 26 | 43.316 | 3606485057736 | 1 | 10810 | 50 | 33.5 | 28.5 | [17 empty] | 7 | N | [12 empty] | SC3 | LM | 8536900100 | [14 empty] | Canalis - aftapeenheden voor NG 160 of 125 A - 3L+PEN | Canalis - Unité de dérivation pour NG 160 ou 125 A - 3L + PEN | [17 empty] | https://eref.se.com/be/nl/sis-tarif/product/KSB160SM513 | https://eref.se.com/be/fr/sis-tarif/product/KSB160SM513
Schneider Electric | Schneider Electric | 01022021 |  | Schneider Electric |  | SED | KSB160SV4 |  |  | 318.46 |  | 1 |  | 1 | AFTAKKAST 160A LEEG | Coffret vide pour appareillage 160A 3P+N |  | TAP OFF UNIT 160A EMPTY | [18 empty] | 1 | 3606485057620 | 0 |  | 8314 | 51 | 34 | 29 | 50.286 | 3606485057620 | 1 | 11000 | 50 | 34 | 28.5 | [9 empty] | 8 | 77000000 | 71 | 120 | 80 |  |  |  | 2 | Y | [12 empty] | SC3 | LM | 8536900100 | [14 empty] | Canalis - aftapeenheid - 160A leeg - 3L + N + PE | [18 empty] | https://eref.se.com/be/nl/sis-tarif/product/KSB160SV4 | https://eref.se.com/be/fr/sis-tarif/product/KSB160SV4
Schneider Electric | Schneider Electric | 01022021 |  | Schneider Electric |  | SED | KSB16CN5 |  |  | 95.21 |  | 1 |  | 1 | STROOMAFNEMER 16A ZEK BEVEILIGD | Connecteur 16A fusible E14 |  | CONNECTOR 16A FUSE E14 | [18 empty] | 1 | 3606480005923 | 0 |  | 900 | 18 | 16 | 14 | 4.032 | 3606480005923 | 1 | 941 | 18.5 | 15.5 | 17 | [9 empty] | 119 | 107100 | 120 | 80 | 80 |  |  |  | 2 | Y | [12 empty] | SC3 | LM | 8537109899 | [14 empty] | Canalis - aftakunit voor DIN-zekering - Neozed E14 - 16 A - 3L + N + PE | Canalis - connecteur de dérivation pour fusible DIN - Néozed E14 - 16 A | [17 empty] | https://eref.se.com/be/nl/sis-tarif/product/KSB16CN5 | https://eref.se.com/be/fr/sis-tarif/product/KSB16CN5
Schneider Electric | Schneider Electric | 01022021 |  | Schneider Electric |  | SED | KSB20CG5 |  |  | 55.07 |  | 1 |  | 1 | Stroomafnemer 20A zek BS Beveiligd | Connecteur 20A fusible BS88A1 |  | CONNECTOR 20A FUSE BS88A1 | [18 empty] | 1 | 3606480005930 | 0 |  | 530 | 18 | 16 | 14 | 4.032 | 3606480005930 | 1 | 663 | 18.5 | 15 | 17 | [8 empty] | 73606480005939 | 119 | 102000 | 120 | 80 | 80 |  |  |  | 7 | N | [12 empty] | SC3 | LM | 8536909500 | [14 empty] | Canalis - aftakunit voor BS88-zekering - A1 - 20 A - 3L + N + PE | Canalis - coffret de dérivation pour fusible BS88 - A1 - 20 A - 3L + N + PE | [17 empty] | https://eref.se.com/be/nl/sis-tarif/product/KSB20CG5 | https://eref.se.com/be/fr/sis-tarif/product/KSB20CG5
Schneider Electric | Schneider Electric | 01022021 |  | Schneider Electric |  | SED | KSB250DC4 |  |  | 876.73 |  | 1 |  | 1 | KS aftakkast 250A 3P+N+PE Compact NSX250 | KS coffret 250A 3P+N+PE Compact NSX250 |  | TAP OFF UNIT 250A COMPACT NS | [18 empty] | 1 | 3606480005756 | 0 |  | 13666 | 55 | 45 | 34 | 84.15 | 3606480005756 | 1 | 13615 | 55 | 45 | 34 | [9 empty] | 4 | 66700 | 120 | 80 | 79.4 |  |  |  | 2 | Y | [12 empty] | SC3 | LM | 8536900100 | [14 empty] | Canalis - aftakunit - 250 A voor Compact NS - 3L + N + PE | Canalis - coffret de dérivation - 250 A pour NS compact - 3L + N + PE | [17 empty] | https://eref.se.com/be/nl/sis-tarif/product/KSB250DC4 | https://eref.se.com/be/fr/sis-tarif/product/KSB250DC4
Schneider Electric | Schneider Electric | 01022021 |  | Schneider Electric |  | SED | KSB250DC4TRE |  |  | 1399.52 |  | 1 |  | 1 | Aftakkast 250A met Compact NS voor metin | TAP OFF UNIT 250A COMPACT NS TRE |  | TAP OFF UNIT 250A COMPACT NS TRE | [18 empty] | 1 | 3606485057644 | 0 |  | 24010 | 54 | 44 | 31 | 73.656 | 3606485057644 | 1 | 23000 | 55 | 45 | 34.5 | [9 empty] | 4 | 90000000 | 82 | 120 | 80 |  |  |  | 7 | N | [12 empty] | SC3 | LM | 8536900100 | [14 empty] | Canalis - aftakunit - 250 A voor Compact NS TRE - 3L + N + PE | Canalis - coffret de dérivation - 250 A pour NS compact TRE - 3L + N + PE | [17 empty] | https://eref.se.com/be/nl/sis-tarif/product/KSB250DC4TRE | https://eref.se.com/be/fr/sis-tarif/product/KSB250DC4TRE
Schneider Electric | Schneider Electric | 01022021 |  | Schneider Electric |  | SED | KSB250DC5 |  |  | 954.14 |  | 1 |  | 1 | KS aftakkast 250A 3P+PEN Compact NSX250 | KS coffret 250A 3P+PEN Compact NSX250 |  | TAP OFF UNIT 250A COMPACT NS | [18 empty] | 1 | 3606480005763 | 0 |  | 13248 | 55 | 46 | 34 | 86.02 | 3606480005763 | 1 | 20000 | 55 | 45 | 33.5 | [9 empty] | 4 | 92040 | 12 | 8 | 8.3 |  |  |  | 2 | Y | [12 empty] | SC3 | LM | 8536900100 | [14 empty] | Canalis - aftakunit - 250 A voor Compact NS - 3L + PEN | Canalis - coffret de dérivation - 250 A pour NS compact- 3L + PEN | [17 empty] | https://eref.se.com/be/nl/sis-tarif/product/KSB250DC5 | https://eref.se.com/be/fr/sis-tarif/product/KSB250DC5
Schneider Electric | Schneider Electric | 01022021 |  | Schneider Electric |  | SED | KSB250SE4 |  |  | 842.42 |  | 1 |  | 1 | AFTAKKAST 250A ZEK T1 BEVEILIGD | Coffret 250A Fusible T1 |  | TAP OFF UNIT 250A FUSE T1 | [18 empty] | 1 | 3606480005770 | 0 |  | 20100 | 64 | 44 | 31 | 87.296 | 3606480005770 | 1 | 20000 | 65 | 45 | 33 | [9 empty] | 4 | 97000 | 120 | 80 | 120 |  |  |  | 2 | Y | [12 empty] | SC3 | LM | 8536900100 | [14 empty] | Canalis - aftakunit voor DIN-zekering - T1 - 250 A - 3L + N + PE | Canalis - coffret de dérivation pour fusible DIN - T1 - 250 A - 3L + N + PE | [17 empty] | https://eref.se.com/be/nl/sis-tarif/product/KSB250SE4 | https://eref.se.com/be/fr/sis-tarif/product/KSB250SE4
Schneider Electric | Schneider Electric | 01022021 |  | Schneider Electric |  | SED | KSB250SE5 |  |  | 843.13 |  | 1 |  | 1 | AFTAKKAST 250A ZEK T1 BEVEILIGD | Coffret 250A Fusible T1 |  | TAP OFF UNIT 250A FUSE T1 | [18 empty] | 1 | 3606480005787 | 0 |  | 19000 | 64 | 44 | 31 | 87.296 | 3606480005787 | 1 | 20000 | 65 | 45 | 33 | [9 empty] | 4 | 88000 | 120 | 80 | 80 |  |  |  | 2 | Y | [12 empty] | SC3 | LM | 8536900100 | [14 empty] | Canalis - aftakunit voor DIN-zekering - T1 - 250 A - 3L + PEN | Canalis - coffret de dérivation pour fusible DIN - T1 - 250 A - 3L + PEN | [17 empty] | https://eref.se.com/be/nl/sis-tarif/product/KSB250SE5 | https://eref.se.com/be/fr/sis-tarif/product/KSB250SE5
Schneider Electric | Schneider Electric | 01022021 |  | Schneider Electric |  | SED | KSB25SD4 |  |  | 176.42 |  | 1 |  | 1 | AFTAKKAST 25A ZEK BEVEILIGD | Coffret 25A fusible E27 |  | TAP OFF UNIT 25A FUSE E27 | [18 empty] | 1 | 3606480005947 | 0 |  | 2400 | 36 | 20 | 16 | 11.52 | 3606480005947 | 1 | 2308 | 36.5 | 22 | 17 | [8 empty] | 73606480005946 | 38 | 111000 | 120 | 80 | 80 |  |  |  | 2 | Y | [12 empty] | SC3 | LM | 8536900100 | [14 empty] | Canalis - aftakunit voor DIN-zekering - Diazed E27 - 25 A - 3L + N + PE | Canalis - coffret dérivation pour fusible DIN - Diazed E27 - 25 A - 3L + N + PE | [17 empty] | https://eref.se.com/be/nl/sis-tarif/product/KSB25SD4 | https://eref.se.com/be/fr/sis-tarif/product/KSB25SD4
Schneider Electric | Schneider Electric | 01022021 |  | Schneider Electric |  | SED | KSB25SD5 |  |  | 172.96 |  | 1 |  | 1 | AFTAKKAST 25A ZEK BEVEILIGD | Coffret 25A fusible E27 |  | TAP OFF UNIT 25A FUSE E27 | [18 empty] | 1 | 3606480005954 | 0 |  | 1730 | 36 | 20 | 16 | 11.52 | 3606480005954 | 1 | 2318 | 37 | 22 | 16.5 | [8 empty] | 73606480005953 | 38 | 103000 | 120 | 80 | 80 |  |  |  | 2 | Y | [12 empty] | SC3 | LM | 8536900100 | [14 empty] | Canalis - aftakunit voor DIN-zekering - Diazed E27 - 25 A - 3L + PEN | Canalis - coffret de dérivation pour fusible DIN - Diazed E27 - 25 A - 3L + PEN | [17 empty] | https://eref.se.com/be/nl/sis-tarif/product/KSB25SD5 | https://eref.se.com/be/fr/sis-tarif/product/KSB25SD5
Schneider Electric | Schneider Electric | 01022021 |  | Schneider Electric |  | SED | KSB32CF5 |  |  | 73.42 |  | 1 |  | 1 | STROOMAFNEMER 32A ZEK BEVEILIGD | Connecteur 32A fusible 10x38 |  | CONNECTOR 32A FUSE 10X38 | [18 empty] | 1 | 3606480005961 | 0 |  | 645 | 18 | 17 | 16 | 4.896 | 3606480005961 | 1 | 646 | 18.5 | 16 | 17 | [8 empty] | 73606480005960 | 119 | 89240 | 120 | 80 | 79 |  |  |  | 2 | Y | [12 empty] | SC3 | LM | 8536909500 | [14 empty] | Canalis - aftakunit voor NF-zekering - 10 x 38 - 32 A - 3L + N + PE | Canalis - coffret de dérivation pour fusible NF - 10 x 38 - 32 A - 3L + N + PE | [17 empty] | https://eref.se.com/be/nl/sis-tarif/product/KSB32CF5 | https://eref.se.com/be/fr/sis-tarif/product/KSB32CF5
Schneider Electric | Schneider Electric | 01022021 |  | Schneider Electric |  | SED | KSB32CM55 |  |  | 81.35 |  | 1 |  | 1 | KS aftakkast 32A 3P+N+PE DIN 5 mod | KS coffret 32A 3P+N+PE Rail DIN 5 mod |  | CONNECTOR 32A 5 MODULES | [18 empty] | 1 | 3606480005978 | 0 |  | 725 | 19 | 16 | 17 | 5.168 | 3606480005978 | 1 | 758 | 18.5 | 16 | 17 | [9 empty] | 119 | 103000000 | 1.2 | 0.8 | 0.8 |  |  |  | 2 | Y | [12 empty] | SC3 | LM | 8536900100 | [14 empty] | Canalis - aftakking voor 4-polige modulaire component - 32 A - modules 5 x 18 mm | Canalis - dérivation pour périph. modulaire 4 pôles - 32 A - modules 5 x 18 mm | [17 empty] | https://eref.se.com/be/nl/sis-tarif/product/KSB32CM55 | https://eref.se.com/be/fr/sis-tarif/product/KSB32CM55
Schneider Electric | Schneider Electric | 01022021 |  | Schneider Electric |  | SED | KSB32CP |  |  | 120.01 |  | 1 |  | 1 | AFTAKKAST 32A 3P+N DIN RAIL 8MOD 2WCD | Coffret 32A 3P+N rail DIN 8mod 2wcd |  | TAP OFF UNIT 32A FOR 2 POWER SOCKETS | [18 empty] | 1 | 3606480005985 | 0 |  | 1550 | 44 | 18 | 16 | 12.672 | 3606480005985 | 1 | 1572 | 44.5 | 19 | 16.5 | [8 empty] | 73606480005984 | 39 | 77000 | 120 | 80 | 80 |  |  |  | 2 | Y | [12 empty] | SC3 | LM | 8536900100 | [14 empty] | Canalis - aftakunit - 32 A - leeg voor 2 stekkerdozen voor KSB | Canalis - coffret de dérivation - 32 A - vide pour 2 prises pour KSB | [17 empty] | https://eref.se.com/be/nl/sis-tarif/product/KSB32CP | https://eref.se.com/be/fr/sis-tarif/product/KSB32CP
Schneider Electric | Schneider Electric | 01022021 |  | Schneider Electric |  | SED | KSB32CP11D |  |  | 151.02 |  | 1 |  | 1 | AFTAKKAST 32A 3P+N DIN RAIL 8MOD 2SCHUKO | Coffret 32A 3P+N rail DIN 8mod 2schuko |  | TAP OFF UNIT 32A WITH 2 POWER SOCKETS | [18 empty] | 1 | 3606480005992 | 0 |  | 2000 | 44 | 19 | 18 | 15.048 | 3606480005992 | 1 | 1928 | 44.5 | 19 | 21 | [9 empty] | 29 | 70210 | 120 | 80 | 80 |  |  |  | 7 | N | [12 empty] | SC3 | LM | 8536900100 | [14 empty] | Canalis - aftakunit - 32 A - 2 huishoudelijke Schuko-stekkerdozen | Canalis - coffret de dérivation - 32 A - 2 prises domestiques Schuko | [17 empty] | https://eref.se.com/be/nl/sis-tarif/product/KSB32CP11D | https://eref.se.com/be/fr/sis-tarif/product/KSB32CP11D
Schneider Electric | Schneider Electric | 01022021 |  | Schneider Electric |  | SED | KSB32CP11F |  |  | 145.56 |  | 1 |  | 1 | AFTAK. 32A 3P+N DIN RAIL 8M 2SCHK NF | Coffret 32A 3P+N rail DIN 8m 2schuko NF |  | TAP OFF UNIT 32A WITH 2 POWER SOCKETS | [18 empty] | 1 | 3606480006005 | 0 |  | 1980 | 44 | 19 | 18 | 15.048 | 3606480006005 | 1 | 1914 | 44.5 | 19 | 21 | [8 empty] | 73606480006004 | 29 | 70210 | 120 | 80 | 80 |  |  |  | 7 | N | [12 empty] | SC3 | LM | 8536900100 | [14 empty] | Canalis - aftakunit - 32 A - 2 huishoudelijke NF-stekkerdozen | Canalis - coffret de dérivation - 32 A - 2 prises domestiques NF | [17 empty] | https://eref.se.com/be/nl/sis-tarif/product/KSB32CP11F | https://eref.se.com/be/fr/sis-tarif/product/KSB32CP11F
Schneider Electric | Schneider Electric | 01022021 |  | Schneider Electric |  | SED | KSB32CP15D |  |  | 155.44 |  | 1 |  | 1 | AFTAK.32A 3P+N DIN RAIL 8M 1SCHK 1CEE | Coffret 32A 3P+N rail DIN 8m 1sck 1cee |  | TAP OFF UNIT 32A WITH 2 POWER SOCKETS | [18 empty] | 1 | 3606480006012 | 0 |  | 1530 | 44 | 20 | 18 | 15.84 | 3606480006012 | 1 | 1995 | 44.5 | 19 | 21 | [9 empty] | 29 | 71370 | 120 | 80 | 80 |  |  |  | 7 | N | [12 empty] | SC3 | LM | 8536900100 | [14 empty] | Canalis - aftakunit - 32 A - 1 huishoud. Schuko- en 1 industr. stekkerdoos | Canalis - coffret dérivation - 32 A - 1 prise domest. Shuko et 1 prise industr. | [17 empty] | https://eref.se.com/be/nl/sis-tarif/product/KSB32CP15D | https://eref.se.com/be/fr/sis-tarif/product/KSB32CP15D
Schneider Electric | Schneider Electric | 01022021 |  | Schneider Electric |  | SED | KSB32CP15F |  |  | 156.81 |  | 1 |  | 1 | AFTAK.32A 3P+N DIN RAIL 8M 1SCHK NF1CEE | Coffret 32A 3P+N rail DIN 8mod 1schk NF |  | TAP OFF UNIT 32A WITH 2 POWER SOCKETS | [18 empty] | 1 | 3606480006029 | 0 |  | 1530 | 44 | 20 | 18 | 15.84 | 3606480006029 | 1 | 2005 | 44.5 | 19 | 21 | [9 empty] | 29 | 71370 | 120 | 80 | 80 |  |  |  | 7 | N | [12 empty] | SC3 | LM | 8536900100 | [14 empty] | Canalis - aftakunit - 32 A - 1 huishoudelijke NF- en 1 industriële stekkerdoos | Canalis - coffret dérivation - 32 A - 1 prise domestique NF et 1 prise industr. | [17 empty] | https://eref.se.com/be/nl/sis-tarif/product/KSB32CP15F | https://eref.se.com/be/fr/sis-tarif/product/KSB32CP15F
Schneider Electric | Schneider Electric | 01022021 |  | Schneider Electric |  | SED | KSB32CP35 |  |  | 158.74 |  | 1 |  | 1 | AFTAK. 32A 3P+N DIN RAIL 8M 2CEE 2P 3P | Cof. 32A 3P+N rail DIN 8mod 2cee-form 2p |  | TAP OFF UNIT 32A WITH 2 POWER SOCKETS | [18 empty] | 1 | 3606480006036 | 0 |  | 1530 | 44 | 20 | 18 | 15.84 | 3606480006036 | 1 | 1953 | 44.5 | 19 | 21 | [9 empty] | 29 | 71370 | 120 | 80 | 80 |  |  |  | 7 | N | [12 empty] | SC3 | LM | 8536900100 | [14 empty] | Canalis - aftakunit - 32 A - 2 industriële IEC-stekkerdozen voor KSB | Canalis - coffretde dérivation - 32 A - 2 prises industrielles IEC pour KSB | [17 empty] | https://eref.se.com/be/nl/sis-tarif/product/KSB32CP35 | https://eref.se.com/be/fr/sis-tarif/product/KSB32CP35
Schneider Electric | Schneider Electric | 01022021 |  | Schneider Electric |  | SED | KSB400DC4 |  |  | 1148.46 |  | 1 |  | 1 | KS aftakkast 400A 3P+N+PE Compact NSX400 | KS coffret 400A 3P+N+PE Compact NSX400 |  | TAP OFF UNIT 400A COMPACT NS | [18 empty] | 1 | 3606480005794 | 0 |  | 19261 | 76 | 46 | 39 | 136.344 | 3606480005794 | 1 | 20000 | 74.5 | 45.5 | 39 | [9 empty] | 4 | 89044 | 120 | 80 | 90 |  |  |  | 2 | Y | [12 empty] | SC3 | LM | 8536900100 | [14 empty] | Canalis - aftakunit - 400 A voor Compact NS - 3L + N + PE | Canalis - coffret de dérivation - 400 A pour NS compact - 3L + N + PE | [17 empty] | https://eref.se.com/be/nl/sis-tarif/product/KSB400DC4 | https://eref.se.com/be/fr/sis-tarif/product/KSB400DC4
Schneider Electric | Schneider Electric | 01022021 |  | Schneider Electric |  | SED | KSB400DC4TRE |  |  | 1574.59 |  | 1 |  | 1 | Aftakkast 400A met Compact NS voor metin | TAP OFF UNIT 400A COMPACT NS TRE |  | TAP OFF UNIT 400A COMPACT NS TRE | [18 empty] | 1 | 3606485057712 | 0 |  | 21000 | 74 | 44 | 35 | 113.96 | 3606485057712 | 1 | 21000 | 74.5 | 45.5 | 39 | [9 empty] | 4 | 92000 | 120 | 80 | 95 |  |  |  | 7 | N | [12 empty] | SC3 | LM | 8536900100 | [14 empty] | Canalis - aftakunit - 400 A voor Compact NS TRE - 3L + N + PE | Canalis - coffret de dérivation - 400 A pour NS compact TRE - 3L + N + PE | [17 empty] | https://eref.se.com/be/nl/sis-tarif/product/KSB400DC4TRE | https://eref.se.com/be/fr/sis-tarif/product/KSB400DC4TRE
Schneider Electric | Schneider Electric | 01022021 |  | Schneider Electric |  | SED | KSB400DC5 |  |  | 1148.46 |  | 1 |  | 1 | KS aftakkast 400A 3P+PEN Compact NSX400 | KS coffret 400A 3P+PEN Compact NSX400 |  | TAP OFF UNIT 400A COMPACT NS | [18 empty] | 1 | 3606480005800 | 0 |  | 21000 | 74 | 44 | 35 | 113.96 | 3606480005800 | 1 | 33690 | 73.5 | 44 | 35 | [17 empty] | 2 | Y | [12 empty] | SC3 | LM | 8536900100 | [14 empty] | Canalis - aftakunit - 400 A voor Compact NS - 3L + PEN | Canalis - coffret de dérivation - 400 A pour NS compact - 3L + PEN | [17 empty] | https://eref.se.com/be/nl/sis-tarif/product/KSB400DC5 | https://eref.se.com/be/fr/sis-tarif/product/KSB400DC5
Schneider Electric | Schneider Electric | 01022021 |  | Schneider Electric |  | SED | KSB400SE4 |  |  | 1886.35 |  | 1 |  | 1 | AFTAKKAST 400A ZEK T2 BEVEILIGD | Coffret 400A Fusible T2 |  | TAP OFF UNIT 400A FUSE T2 | [18 empty] | 1 | 3606480005817 | 0 |  | 30300 | 66 | 65 | 39 | 167.31 | 3606480005817 | 1 | 30000 | 66.5 | 66.5 | 39 | [9 empty] | 3 | 102900 | 120 | 80 | 80 |  |  |  | 7 | N | [12 empty] | SC3 | LM | 8536900100 | [14 empty] | Canalis - aftakunit voor DIN-zekering - T2 - 400 A - 3L + N + PE | Canalis - coffret de dérivation pour fusible DIN - T2 - 400 A - 3L + N + PE | [17 empty] | https://eref.se.com/be/nl/sis-tarif/product/KSB400SE4 | https://eref.se.com/be/fr/sis-tarif/product/KSB400SE4
Schneider Electric | Schneider Electric | 01022021 |  | Schneider Electric |  | SED | KSB400SE5 |  |  | 1940.87 |  | 1 |  | 1 | AFTAKKAST 400A ZEK T2 BEVEILIGD | Coffret 400A Fusible T2 |  | TAP OFF UNIT 400A FUSE T2 | [18 empty] | 1 | 3606480005824 | 0 |  | 34410 | 64 | 64 | 37 | 151.552 | 3606480005824 | 1 | 32000 | 65.5 | 65.5 | 39 | [9 empty] | 3 | 111000 | 120 | 80 | 80 |  |  |  | 7 | N | [12 empty] | SC3 | LM | 8536900100 | [14 empty] | Canalis - aftakunit voor DIN-zekering - T2 - 400 A - 3L + PEN | Canalis - coffret de dérivation pour fusible DIN - T2 - 400 A - 3L + PEN | [17 empty] | https://eref.se.com/be/nl/sis-tarif/product/KSB400SE5 | https://eref.se.com/be/fr/sis-tarif/product/KSB400SE5
Schneider Electric | Schneider Electric | 01022021 |  | Schneider Electric |  | SED | KSB400ZB1 |  |  | 3.5 |  | 1 |  | 10 | AFDEKKAP AFTAKOPENING IP55 | Obturateur IP 55 trappe 400A |  | TAP OFF BLANKING PLATE 400 A IP55 | [18 empty] | 10 | 3606485013145 | 0 |  | 90 | 12 | 5 | 0 | 0 | 13606485013142 | 10 | 150 | 15 | 8 | 6 |  |  | 450 | 7000 | 40 | 30 | 15 | [10 empty] | 7 | N | [12 empty] | SC3 | LM | 8536900100 | [14 empty] | Canalis - afdekplaat voor aftakuitgang - reserveonderdeel - 400 A - IP55 | Canalis - platine perforée sortie dérivation - pièce détachée - 400 A - IP55 | [17 empty] | https://eref.se.com/be/nl/sis-tarif/product/KSB400ZB1 | https://eref.se.com/be/fr/sis-tarif/product/KSB400ZB1
Schneider Electric | Schneider Electric | 01022021 |  | Schneider Electric |  | SED | KSB400ZB2 |  |  | 140 |  | 1 |  | 1 | SPRINKLER KIT KOPPELING KSA400 | KIT SPRINKLER Jonction KS T1 |  | SPRINKLER KIT JOINT PACK KS T1 | [18 empty] | 1 | 3606485067414 | 0 |  | 1480 | 23 | 20 | 13 | 5.98 | 3606485067414 | 1 | 1384 | 22 | 19.5 | 12 | [8 empty] | 73606485067413 | 30 | 58000 | 60 | 80 | 64 |  |  |  | 7 | N | [12 empty] | SC3 | LM | 8536699099 | [33 empty] | https://eref.se.com/be/nl/sis-tarif/product/KSB400ZB2 | https://eref.se.com/be/fr/sis-tarif/product/KSB400ZB2
Schneider Electric | Schneider Electric | 01022021 |  | Schneider Electric |  | SED | KSB400ZC1 |  |  | 27.54 |  | 1 |  | 1 | DOORSCHAKELAAR | Contact de porte |  | DOOR MICROSWITCH | [18 empty] | 1 | 3606485076218 | 0 |  | 23 | 5 | 8.9 | 7 | 311.5 | 3606485076218 | 1 | 162 | 0.0045 | 0.008 | 0.008 | [17 empty] | 13 | N | [12 empty] | SC3 | LM | 8536900100 | [14 empty] | Canalis - microschakelaar voor deur aftakunit | Canalis - microcontrôleur de la porte du coffret de dérivation | [17 empty] | https://eref.se.com/be/nl/sis-tarif/product/KSB400ZC1 | https://eref.se.com/be/fr/sis-tarif/product/KSB400ZC1
Schneider Electric | Schneider Electric | 01022021 |  | Schneider Electric |  | SED | KSB400ZF1 |  |  | 6.67 |  | 1 |  | 10 | UNIVERSELE BEV. BEUGELS 400A | Fixation universelle 400A |  | FIXING BRACKET 400 A | [18 empty] | 10 | 3606485013114 | 0 |  | 230 | 19 | 19 | 17 | 6.137 | 13606485013111 | 10 | 2350000 | 1.9 | 1.85 | 1.7 | [8 empty] | 73606485013113 | 450 | 111000 | 60 | 80 | 65 |  |  |  | 2 | Y | [12 empty] | SC3 | LM | 8536909500 | [33 empty] | https://eref.se.com/be/nl/sis-tarif/product/KSB400ZF1 | https://eref.se.com/be/fr/sis-tarif/product/KSB400ZF1
Schneider Electric | Schneider Electric | 01022021 |  | Schneider Electric |  | SED | KSB400ZFKP1 |  |  | 40.41 |  | 1 |  | 4 | STEUNKIT 400A | Kit pendard 400A |  | VERTICAL PENDANT KIT 400A | [18 empty] | 4 | 3606480006425 | 0 |  | 1380 | 18 | 3 | 36 | 1.944 | 33606480006426 | 4 | 5520 | 105 | 18 | 12 | [8 empty] | 73606480006424 | 64 | 192000 | 120 | 80 | 73 |  |  |  | 7 | N | [12 empty] | SC3 | LM | 8536909500 | [33 empty] | https://eref.se.com/be/nl/sis-tarif/product/KSB400ZFKP1 | https://eref.se.com/be/fr/sis-tarif/product/KSB400ZFKP1
Schneider Electric | Schneider Electric | 01022021 |  | Schneider Electric |  | SED | KSB50SF4 |  |  | 153.61 |  | 1 |  | 1 | AFTAKKAST 50A ZEK BEVEILIGD | Coffret 50A Fusible 14x51 |  | TAP OFF UNIT 50A FUSE 14X51 | [18 empty] | 1 | 3606480006050 | 0 |  | 2131 | 37 | 23 | 17 | 14.467 | 3606480006050 | 1 | 4140 | 37 | 22 | 16.5 | [8 empty] | 73606480006059 | 38 | 92978000 | 1.2 | 0.8 | 0.79 |  |  |  | 2 | Y | [12 empty] | SC3 | LM | 8536900100 | [14 empty] | Canalis - aftakunit voor NF-zekering - 14 x 51 - 50 A - 3L + N + PE | Canalis - coffret de dérivation pour fusible NF - 14 x 51 - 50 A - 3L + N + PE | [17 empty] | https://eref.se.com/be/nl/sis-tarif/product/KSB50SF4 | https://eref.se.com/be/fr/sis-tarif/product/KSB50SF4
Schneider Electric | Schneider Electric | 01022021 |  | Schneider Electric |  | SED | KSB50SF5 |  |  | 150.6 |  | 1 |  | 1 | AFTAKKAST 50A ZEK BEVEILIGD | Coffret 50A Fusible 14x51 |  | TAP OFF UNIT 50A FUSE 14X51 | [18 empty] | 1 | 3606480006067 | 0 |  | 1730 | 36 | 20 | 16 | 11.52 | 3606480006067 | 1 | 2135 | 37 | 22 | 16.5 | [9 empty] | 38 | 92740 | 120 | 80 | 80 |  |  |  | 7 | N | [12 empty] | SC3 | LM | 8536900100 | [14 empty] | Canalis - aftakunit voor NF-zekering - 14 x 51 - 50 A - 3L + PEN | Canalis - coffret de dérivation pour fusible NF - 14 x 51 - 50 A - 3L + PEN | [17 empty] | https://eref.se.com/be/nl/sis-tarif/product/KSB50SF5 | https://eref.se.com/be/fr/sis-tarif/product/KSB50SF5
Schneider Electric | Schneider Electric | 01022021 |  | Schneider Electric |  | SED | KSB50SN4 |  |  | 224.92 |  | 1 |  | 1 | AFTAKKAST 50A ZEK BEVEILIGD | Coffret 50A Fusible E18 |  | TAP OFF UNIT 50A FUSE E18 | [18 empty] | 1 | 3606480006074 | 0 |  | 1730 | 36 | 20 | 16 | 11.52 | 3606480006074 | 1 | 2253 | 37 | 22 | 16.5 | [8 empty] | 73606480006073 | 38 | 101000 | 120 | 80 | 80 |  |  |  | 2 | Y | [12 empty] | SC3 | LM | 8536900100 | [14 empty] | Canalis - aftakunit voor DIN-zekering - Neozed E18 - 50 A - 3L + N + PE | Canalis - coffret dérivation pour fusible DIN - Néozed E18 - 50 A - 3L + N + PE | [17 empty] | https://eref.se.com/be/nl/sis-tarif/product/KSB50SN4 | https://eref.se.com/be/fr/sis-tarif/product/KSB50SN4
Schneider Electric | Schneider Electric | 01022021 |  | Schneider Electric |  | SED | KSB50SN5 |  |  | 224.92 |  | 1 |  | 1 | AFTAKKAST 50A ZEK BEVEILIGD | Coffret 50A Fusible E18 |  | TAP OFF UNIT 50A FUSE E18 | [18 empty] | 1 | 3606480006081 | 0 |  | 1730 | 36 | 20 | 16 | 11.52 | 3606480006081 | 1 | 2257 | 37 | 22 | 16.5 | [8 empty] | 73606480006080 | 38 | 102000 | 120 | 80 | 80 |  |  |  | 2 | Y | [12 empty] | SC3 | LM | 8536900100 | [14 empty] | Canalis - aftakunit voor DIN-zekering - Neozed E18 - 50 A - 3L + PEN | Canalis - coffret de dérivation pour fusible DIN - Néozed E18 - 50 A - 3L+ PEN | [17 empty] | https://eref.se.com/be/nl/sis-tarif/product/KSB50SN5 | https://eref.se.com/be/fr/sis-tarif/product/KSB50SN5
Schneider Electric | Schneider Electric | 01022021 |  | Schneider Electric |  | SED | KSB50SV4 |  |  | 141.44 |  | 1 |  | 1 | AFTAKKAST 50A 4P | Coffret 50A Vide |  | TAP OFF UNIT 50A EMPTY | [18 empty] | 1 | 3606480006098 | 0 |  | 1730 | 36 | 20 | 16 | 11.52 | 3606480006098 | 1 | 1864 | 37 | 22 | 16.5 | [8 empty] | 73606480006097 | 38 | 94000 | 120 | 80 | 80 |  |  |  | 7 | N | [12 empty] | SC3 | LM | 8536900100 | [15 empty] | Canalis - coffret de dérivation vide - besoins spéciaux - 50 A - 3L + N + PE | [17 empty] | https://eref.se.com/be/nl/sis-tarif/product/KSB50SV4 | https://eref.se.com/be/fr/sis-tarif/product/KSB50SV4
Schneider Electric | Schneider Electric | 01022021 |  | Schneider Electric |  | SED | KSB50SV5 |  |  | 141.44 |  | 1 |  | 1 | AFTAKKAST 50A 3P | Coffret 50A Vide |  | TAP OFF UNIT 50A EMPTY | [18 empty] | 1 | 3606480006104 | 0 |  | 1950 | 36 | 20 | 16 | 11.52 | 3606480006104 | 1 | 1884 | 36.5 | 22 | 17 | [9 empty] | 20 | 43100 | 6 | 8 | 7.7 |  |  |  | 13 | N | [12 empty] | SC3 | LM | 8536900100 | [15 empty] | Canalis - coffret de dérivation vide - besoins spéciaux - 50 A - 3L + N + PEN | [17 empty] | https://eref.se.com/be/nl/sis-tarif/product/KSB50SV5 | https://eref.se.com/be/fr/sis-tarif/product/KSB50SV5
Schneider Electric | Schneider Electric | 01022021 |  | Schneider Electric |  | SED | KSB630SE4 |  |  | 5126.14 |  | 1 |  | 1 | AFTAKKAST 630A ZEK BEVEILIGD | Coffret 630A fusible |  | TAP OFF UNIT 630A FUSE | [18 empty] | 1 | 3606480005657 | 0 |  | 61060 | 111 | 63 | 37 | 258.741 | 3606480005657 | 1 | 76000 | 112 | 90 | 90 | [17 empty] | 16 | N | [12 empty] | SC3 | LM | 8536900100 | [15 empty] | Canalis - coffret de dérivation pour fusible NF ou DIN - 630 A - 3L + N + PE | [17 empty] | https://eref.se.com/be/nl/sis-tarif/product/KSB630SE4 | https://eref.se.com/be/fr/sis-tarif/product/KSB630SE4
Schneider Electric | Schneider Electric | 01022021 |  | Schneider Electric |  | SED | KSB630SE5 |  |  | 5226.66 |  | 1 |  | 1 | AFTAKKAST 630A ZEK BEVEILIGD | Coffret 630A fusible |  | TAP OFF UNIT 630A FUSE | [18 empty] | 1 | 3606480005664 | 0 |  | 57000 | 111 | 63 | 37 | 258.741 | [23 empty] | 16 | N | [12 empty] | SC3 | LM | 8536900100 | [15 empty] | Canalis - coffret de dérivation pour fusible NF ou DIN - 630 A - 3L + PEN | [17 empty] | https://eref.se.com/be/nl/sis-tarif/product/KSB630SE5 | https://eref.se.com/be/fr/sis-tarif/product/KSB630SE5
Schneider Electric | Schneider Electric | 01022021 |  | Schneider Electric |  | SED | KSB63SD4 |  |  | 260.06 |  | 1 |  | 1 | AFTAKKAST 63A ZEK BEVEILIGD | Coffret 63A fusible E33 |  | TAP OFF UNIT 63A FUSE E33 | [18 empty] | 1 | 3606480006111 | 0 |  | 3030 | 44 | 22 | 18 | 17.424 | 3606480006111 | 1 | 3485 | 45.5 | 24 | 19 | [8 empty] | 73606480006110 | 25 | 110000 | 120 | 80 | 80 |  |  |  | 2 | Y | [12 empty] | SC3 | LM | 8536900100 | [14 empty] | Canalis - aftakunit voor DIN-zekering - Diazed E33 - 63 A - 3L + N + PE | Canalis - coffret dérivation pour fusible DIN - Diazed E33 - 63 A - 3L + N + PE | [17 empty] | https://eref.se.com/be/nl/sis-tarif/product/KSB63SD4 | https://eref.se.com/be/fr/sis-tarif/product/KSB63SD4
Schneider Electric | Schneider Electric | 01022021 |  | Schneider Electric |  | SED | KSB63SD5 |  |  | 254.96 |  | 1 |  | 1 | AFTAKKAST 63A ZEK BEVEILIGD | Coffret 63A fusible E33 |  | TAP OFF UNIT 63A FUSE E33 | [18 empty] | 1 | 3606480006128 | 0 |  | 3030 | 44 | 22 | 18 | 17.424 | 3606480006128 | 1 | 3499 | 45.5 | 24 | 19 | [8 empty] | 73606480006127 | 25 | 108000 | 120 | 80 | 80 |  |  |  | 2 | Y | [12 empty] | SC3 | LM | 8536900100 | [14 empty] | Canalis - aftakunit voor DIN-zekering - Diazed E33 - 63 A - 3L + PEN | Canalis- coffret de dérivation pour fusible DIN - Diazed E33 - 63 A - 3L+ PEN | [17 empty] | https://eref.se.com/be/nl/sis-tarif/product/KSB63SD5 | https://eref.se.com/be/fr/sis-tarif/product/KSB63SD5
Schneider Electric | Schneider Electric | 01022021 |  | Schneider Electric |  | SED | KSB63SM48 |  |  | 145.31 |  | 1 |  | 1 | KS aftakkast 63A 3P+N+PE DIN 8 mod | KS coffret 63A 3P+N+PE Rail DIN 8 mod |  | TAP OFF UNIT 63A 8 MODULES | [18 empty] | 1 | 3606480006135 | 0 |  | 1984 | 37 | 22 | 17 | 13.838 | 3606480006135 | 1 | 2002 | 37 | 22 | 17 | [8 empty] | 73606480006134 | 38 | 87937 | 120 | 80 | 78.5 |  |  |  | 2 | Y | [12 empty] | SC3 | LM | 8536900100 | [14 empty] | Canalis - aftakking modulaire compon. - 63 A - modules 8 x 18 mm - 3L + N + PE | Canalis - dérivation périph. modulaire - 63 A - modules 8 x 18 mm - 3L + N + PE | [17 empty] | https://eref.se.com/be/nl/sis-tarif/product/KSB63SM48 | https://eref.se.com/be/fr/sis-tarif/product/KSB63SM48
Schneider Electric | Schneider Electric | 01022021 |  | Schneider Electric |  | SED | KSB63SM58 |  |  | 145.31 |  | 1 |  | 1 | KS aftakkast 63A 3P+PEN DIN 8 mod | KS coffret 63A 3P+PEN Rail DIN 8 mod |  | TAP OFF UNIT 63A 8 MODULES | [18 empty] | 1 | 3606480006142 | 0 |  | 1997 | 36 | 20 | 16 | 11.52 | 3606480006142 | 1 | 2000 | 27 | 22 | 17 | [8 empty] | 73606480006141 | 38 | 100340 | 195 | 80 | 120 |  |  |  | 2 | Y | [12 empty] | SC3 | LM | 8536900100 | [14 empty] | Canalis - aftakking modulaire component - 63 A - modules 8 x 18 mm - 3L + PEN | Canalis - dérivation périph. modulaire - 63 A - modules 8 x 18 mm - 3L + PEN | [17 empty] | https://eref.se.com/be/nl/sis-tarif/product/KSB63SM58 | https://eref.se.com/be/fr/sis-tarif/product/KSB63SM58
Schneider Electric | Schneider Electric | 01022021 |  | Schneider Electric |  | SED | LA9ZA32442 |  |  | 52 |  | 1 |  | 4 | AFTAKPLAAT GV2 /D 32A 54 x 200 IEC UL | 192TINE GV2 32A 54X200 IEC/UL |  | PLATE GV2 32A 54X200 IEC/UL | [18 empty] | 4 | 3606480502217 | 0 |  | 351 | 22 | 18 | 13 | 5.148 | 13606480502214 | 4 | 1406000 | 2.2 | 1.8 | 1.25 |  | 43606480502215 | 16 | 5866 | 40 | 30 | 30 | [10 empty] | 6 | N | [12 empty] | TE9 | Y9 | 8536909500 | [14 empty] | montageplaat LA9Z 1x3P 32A - 54x200x63mm voor GV2LE/P/ME+LC1D | plaque de montage LA9Z 1x3P 32A - 45x200x63 mm pour GV2LE/P/ME+LC1D | [17 empty] | https://eref.se.com/be/nl/sis-tarif/product/LA9ZA32442 | https://eref.se.com/be/fr/sis-tarif/product/LA9ZA32442
Schneider Electric | Schneider Electric | 01022021 |  | Schneider Electric |  | SED | LA9ZA32443 |  |  | 52 |  | 1 |  | 4 | AFTAKPLAAT GV2 /D 32A 63 x 200 IEC UL | PLATINE GV2 32A 63X200 IEC/UL |  | PLATE GV2 32A 63X200 IEC/UL | [18 empty] | 4 | 3606480502224 | 0 |  | 325 | 21 | 18 | 16 | 6.048 | 13606480502221 | 4 | 1403000 | 2.1 | 1.81 | 1.6 |  | 43606480502222 | 8 | 3304 | 40 | 30 | 30 | [10 empty] | 6 | N | [12 empty] | TE9 | Y9 | 8536909500 | [33 empty] | https://eref.se.com/be/nl/sis-tarif/product/LA9ZA32443 | https://eref.se.com/be/fr/sis-tarif/product/LA9ZA32443
Schneider Electric | Schneider Electric | 01022021 |  | Schneider Electric |  | SED | LA9ZX01131 |  |  | 20.12 |  | 1 |  | 10 | AFDEKKING 4P VOOR LA9ZX01485 | CACHE ISOLANT 4P POUR SUPPORT JDB |  | BUSBAR SUPPORT 4P END COVERS | [18 empty] | 10 | 3606480100109 | 0 |  | 300 | 24 | 6 | 8 | 1.152 | 13606480100106 | 10 | 3100 | 24.3 | 6.1 | 8.3 | [17 empty] | 28 | N | [12 empty] | TE5 | Y5 | 8547200090 | [33 empty] | https://eref.se.com/be/nl/sis-tarif/product/LA9ZX01131 | https://eref.se.com/be/fr/sis-tarif/product/LA9ZX01131
Schneider Electric | Schneider Electric | 01022021 |  | Schneider Electric |  | SED | LA9ZX01243 |  |  | 53.84 |  | 1 |  | 1 | AFSLUITKAP 3P 120MM2 81X200MM | BORNES 3P SUR PLATINE 120MM2 IEC/UL |  | CONNECTORS PLATE 3P 120MM2 IEC/UL | [18 empty] | 1 | 3606480100079 | 0 |  | 538 | 21 | 13 | 11 | 3.003 | 3606480100079 | 1 | 538 | 20.5 | 11 | 13.3 |  | 43606480100077 | 6 | 3812 | 40 | 30 | 30 |  | 73606480100078 | 48 | 38996 | 80 | 60 | 77 |  |  |  | 6 | N | [12 empty] | TE9 | Y9 | 8536901000 | [14 empty] | Aansluitklem 3P op plaat + kap - Cu 12x5 tot 30x10 - 440 A max - 35 tot 120 mm² | Borne 3P sur platine + capot - Cu 12x5 à 30x10 - 440 A max - 35 à 120 mm² | [17 empty] | https://eref.se.com/be/nl/sis-tarif/product/LA9ZX01243 | https://eref.se.com/be/fr/sis-tarif/product/LA9ZX01243
Schneider Electric | Schneider Electric | 01022021 |  | Schneider Electric |  | SED | LA9ZX01285 |  |  | 2.43 |  | 1 |  | 50 | ANSCHLUSSKLEMME 1P 35MM2 | BORNE 1P 35MM2 POUR BARRE 5MM |  | CONNECTOR 1P 35MM2 FOR 5MM BUSBAR | [18 empty] | 50 | 3606480100048 | 0 |  | 2300 | 23 | 7 | 10 | 1.61 | 13606480100045 | 50 | 1151 | 23 | 7.3 | 10 | [17 empty] | 28 | N | [12 empty] | TE9 | Y9 | 8536901000 | [14 empty] | Aansluitklem 1-polig voor Cu-rails dikte 5mm - 270A max. - 4 tot 35 mm² | Borne 1 pôle pour rails en cuivre épaisseur 5mm - 270A max. - 4 à 35 mm² | [17 empty] | https://eref.se.com/be/nl/sis-tarif/product/LA9ZX01285 | https://eref.se.com/be/fr/sis-tarif/product/LA9ZX01285
Schneider Electric | Schneider Electric | 01022021 |  | Schneider Electric |  | SED | LA9ZX01287 |  |  | 2.96 |  | 1 |  | 25 | AANSLUITKLEM 1P 70MM2 | BORNE 1P 70MM2 POUR BARRE 5MM |  | CONNECTOR 1P 70MM2 FOR 5MM BUSBAR | [18 empty] | 25 | 3606480100055 | 0 |  | 69 | 14 | 13 | 8 | 1.456 | 13606480100052 | 25 | 1740000 | 1.4 | 1.25 | 0.75 |  | 43606480100053 | 150 | 10920 | 40 | 30 | 30 | [10 empty] | 6 | N | [12 empty] | TE9 | Y9 | 8536901000 | [14 empty] | Aansluitklem 1-polig voor Cu-rails dikte 5mm - 400A max. - 16 tot 70 mm² | Borne 1 pôle pour rails en cuivre épaisseur 5mm - 400A max. - 16 à 70 mm² | [17 empty] | https://eref.se.com/be/nl/sis-tarif/product/LA9ZX01287 | https://eref.se.com/be/fr/sis-tarif/product/LA9ZX01287
Schneider Electric | Schneider Electric | 01022021 |  | Schneider Electric |  | SED | LA9ZX01413 |  |  | 22.17 |  | 1 |  | 10 | AFDEKKAP 3P 54X200MM | CAPOT 3P POUR BORNES JUSQU A 70MM2 |  | COVER 3P FOR CONNECTORS UP TO 70MM2 | [18 empty] | 10 | 3606480100062 | 0 |  | 1500 | 31 | 26 | 20 | 16.12 | 13606480100069 | 10 | 15100 | 30.8 | 26 | 19.8 | [17 empty] | 28 | N | [12 empty] | TE9 | Y9 | 3926909790 | [14 empty] | Afdekkap voor 3-polige aansluiting Linergy BZ - breedte 84mm | Capot isolant pour connexion 3 pôles Linergy BZ - largeur 84mm | [17 empty] | https://eref.se.com/be/nl/sis-tarif/product/LA9ZX01413 | https://eref.se.com/be/fr/sis-tarif/product/LA9ZX01413
Schneider Electric | Schneider Electric | 01022021 |  | Schneider Electric |  | SED | LA9ZX01485 |  |  | 25.74 |  | 1 |  | 10 | SUPPORT 4P AFSTAND 60 IEC | SUPPORT 4P POUR JDB ENTRAXE 60 IEC |  | SUPPORT 4P FOR 60 INTERAXIS BUSBAR IEC | [18 empty] | 10 | 3606480100161 | 0 |  | 240 | 29 | 10 | 16 | 4.64 | 13606480100168 | 10 | 27100 | 2.9 | 1 | 1.6 | [17 empty] | 28 | N | [12 empty] | TE5 | Y5 | 8536901000 | [33 empty] | https://eref.se.com/be/nl/sis-tarif/product/LA9ZX01485 | https://eref.se.com/be/fr/sis-tarif/product/LA9ZX01485
Schneider Electric | Schneider Electric | 01022021 |  | Schneider Electric |  | SED | LA9ZX01508 |  |  | 29.15 |  | 1 |  | 10 | STEUN 3P VOOR 60 INTER AXE UL | SUPPORT 3P POUR JDB ENTRAXE 60 UL |  | SUPPORT 3P FOR 60 INTERAXIS BUSBAR UL | [18 empty] | 10 | 3606480100154 | 0 |  | 154 | 21 | 13 | 11 | 3.003 | 13606480100151 | 10 | 1542000 | 20.5 | 11.2 | 13.3 |  | 43606480100152 | 50 | 8276 | 40 | 30 | 30 | [10 empty] | 6 | N | [12 empty] | TE9 | Y9 | 8538909999 | [33 empty] | https://eref.se.com/be/nl/sis-tarif/product/LA9ZX01508 | https://eref.se.com/be/fr/sis-tarif/product/LA9ZX01508
Schneider Electric | Schneider Electric | 01022021 |  | Schneider Electric |  | SED | LA9ZX01515 |  |  | 37.3 |  | 1 |  | 2 | GRUNDPLATTE 240X700MM UL | PROTECTION DE FOND 240X700 UL |  | BASE PLATE 240X700 UL | [18 empty] | 2 | 3606480100130 | 0 |  | 374 | 70 | 24 | 8 | 13.44 | 13606480100137 | 2 | 749 | 2.4 | 7 | 0.8 | [8 empty] | 73606480100139 | 160 | 72920 | 80 | 60 | 73.5 |  |  |  | 6 | N | [12 empty] | TE9 | Y9 | 8547200090 | [33 empty] | https://eref.se.com/be/nl/sis-tarif/product/LA9ZX01515 | https://eref.se.com/be/fr/sis-tarif/product/LA9ZX01515
Schneider Electric | Schneider Electric | 01022021 |  | Schneider Electric |  | SED | LC1K1210P7TQ |  |  | 39.8 |  | 1 |  | 120 | Contactor 3P+F vis 230V | CONT 3P+F VIS 230V 50 60 |  | CONTACTOR | [18 empty] | 120 | 3389110196184 | 0 |  | 180 | 40 | 30 | 15 | 18 | [8 empty] | 60 | 0 | 0 | 0 | 0 | [10 empty] | 8 | N | [12 empty] | TE1 | Y1 | 8536490099 | [33 empty] | https://eref.se.com/be/nl/sis-tarif/product/LC1K1210P7TQ | https://eref.se.com/be/fr/sis-tarif/product/LC1K1210P7TQ
Schneider Electric | Schneider Electric | 01022021 |  | Schneider Electric |  | SED | LGY112510 |  |  | 32.2 |  | 1 |  | 1 | VERDEELBLOK 1P 125A 10 AANSLUITINGEN | BORNIER 1P 125A 10 OUVERTURES |  | SCREW DISTRIBUTION BLOCK 1P 125A 10HOLES | [18 empty] | 1 | 3606480542152 | 0 |  | 141.9 | 9 | 6 | 5 | 0.27 | [7 empty] | 43606480542150 | 100 | 14719 | 40 | 30 | 30 | [10 empty] | 2 | Y | [12 empty] | MB6 | IT | 8536901000 | [14 empty] | Linergy DS - schroefverdeelblok 1P - 125A - 10 openingen | Linergy DS - répartiteur à vis 1P - 125 A - 10 trous | [17 empty] | https://eref.se.com/be/nl/sis-tarif/product/LGY112510 | https://eref.se.com/be/fr/sis-tarif/product/LGY112510
Schneider Electric | Schneider Electric | 01022021 |  | Schneider Electric |  | SED | LGY116013 |  |  | 39.25 |  | 1 |  | 1 | VERDEELBLOK 1P 160A 13 AANSLUITINGEN | BORNIER 1P 160A 13 OUVERTURES |  | SCREW DISTRIBUTION BLOCK 1P 160A 13HOLES | [18 empty] | 1 | 3606480542169 | 0 |  | 184 | 9 | 6 | 5 | 0.27 | [7 empty] | 43606480542167 | 100 | 18827 | 40 | 30 | 30 | [10 empty] | 2 | Y | [12 empty] | MB6 | IT | 8536901000 | [14 empty] | Linergy DS - schroefverdeelblok 1P - 160A - 13 openingen | Linergy DS - répartiteur à vis 1P - 160 A - 13 trous | [17 empty] | https://eref.se.com/be/nl/sis-tarif/product/LGY116013 | https://eref.se.com/be/fr/sis-tarif/product/LGY116013
Schneider Electric | Schneider Electric | 01022021 |  | Schneider Electric |  | SED | LGY125014 |  |  | 50.8 |  | 1 |  | 1 | VERDEELBLOK 1P 250A 14 AANSLUITINGEN | BORNIER 1P 250A 14 OUVERTURES |  | SCREW DISTRIBUTION BLOCK 1P 250A 14HOLES | [18 empty] | 1 | 3606480542176 | 0 |  | 255 | 9 | 6 | 5 | 0.27 | [7 empty] | 43606480542174 | 60 | 15787 | 40 | 30 | 30 | [10 empty] | 2 | Y | [12 empty] | MB6 | IT | 8536901000 | [14 empty] | Linergy DS - schroefverdeelblok 1P - 250 A - 14 openingen | Linergy DS - répartiteur à vis 1P - 250 A - 14 trous | [17 empty] | https://eref.se.com/be/nl/sis-tarif/product/LGY125014 | https://eref.se.com/be/fr/sis-tarif/product/LGY125014
Schneider Electric | Schneider Electric | 01022021 |  | Schneider Electric |  | SED | LGY410028 |  |  | 27.74 |  | 1 |  | 1 | VERDEELBLOK 4P 100A 4X7 AANSLUITINGEN | REPARTITEUR ETAGE A VIS 4P 100A 28HOLES |  | SCREW DISTRIBUTION BLOCK 4P 100A 28HOLES | [18 empty] | 1 | 3606480542084 | 0 |  | 256 | 13 | 11 | 5 | 0.715 | [7 empty] | 43606480542082 | 34 | 9259 | 40 | 30 | 30 |  | 73606480542083 | 272 | 86072 | 120 | 80 | 50 |  |  |  | 2 | Y | [12 empty] | MB6 | IT | 8536901000 | [14 empty] | Linergy DS - schroefverdeelblok 4P - 100A - 28 openingen | Linergy DS - répartiteur à vis 4P - 100 A - 28 trous | [17 empty] | https://eref.se.com/be/nl/sis-tarif/product/LGY410028 | https://eref.se.com/be/fr/sis-tarif/product/LGY410028
Schneider Electric | Schneider Electric | 01022021 |  | Schneider Electric |  | SED | LGY412548 |  |  | 44.79 |  | 1 |  | 1 | VERDEELBLOK 4P 125A 4X12 AANSLUITINGEN | REPARTITEUR ETAGE A VIS 4P 125A 48HOLES |  | SCREW DISTRIBUTION BLOCK 4P 125A 48HOLES | [18 empty] | 1 | 3606480542091 | 0 |  | 458 | 13 | 10 | 6 | 0.78 | [7 empty] | 43606480542099 | 34 | 16059 | 40 | 30 | 30 |  | 73606480542090 | 272 | 140472 | 120 | 80 | 50 |  |  |  | 2 | Y | [12 empty] | MB6 | IT | 8536901000 | [14 empty] | Linergy DS - schroefverdeelblok 4P - 125A - 48 openingen | Linergy DS - répartiteur à vis 4P - 125 A - 48 trous | [17 empty] | https://eref.se.com/be/nl/sis-tarif/product/LGY412548 | https://eref.se.com/be/fr/sis-tarif/product/LGY412548
Schneider Electric | Schneider Electric | 01022021 |  | Schneider Electric |  | SED | LGY412560 |  |  | 52.1 |  | 1 |  | 1 | VERDEELBLOK 4P 125A 4X15 AANSLUITINGEN | REPARTITEUR ETAGE A VIS 4P 125A 60HOLES |  | SCREW DISTRIBUTION BLOCK 4P 125A 60HOLES | [18 empty] | 1 | 3606480542107 | 0 |  | 613 | 18 | 11 | 6 | 1.188 | [7 empty] | 43606480542105 | 25 | 15763 | 40 | 30 | 30 |  | 73606480542106 | 200 | 134600 | 120 | 80 | 50 |  |  |  | 2 | Y | [12 empty] | MB6 | IT | 8536901000 | [14 empty] | Linergy DS - schroefverdeelblok 4P - 125A - 60 openingen | Linergy DS - répartiteur à vis 4P - 125 A - 60 trous | [17 empty] | https://eref.se.com/be/nl/sis-tarif/product/LGY412560 | https://eref.se.com/be/fr/sis-tarif/product/LGY412560
Schneider Electric | Schneider Electric | 01022021 |  | Schneider Electric |  | SED | LGY416048 |  |  | 85.78 |  | 1 |  | 1 | VERDEELBLOK 4P 160A 4X12 AANSLUITINGEN | BORNIER 4P 160A 48 OUVERTURES |  | SCREW DISTRIBUTION BLOCK 4P 160A 48HOLES | [18 empty] | 1 | 3606480542114 | 0 |  | 620 | 18 | 11 | 6 | 1.188 | [7 empty] | 43606480542112 | 25 | 16034 | 40 | 30 | 30 | [10 empty] | 2 | Y | [12 empty] | MB6 | IT | 8536901000 | [14 empty] | Linergy DS - schroefverdeelblok 4P - 160A - 48 openingen | Linergy DS - répartiteur à vis 4P - 160 A - 48 trous | [17 empty] | https://eref.se.com/be/nl/sis-tarif/product/LGY416048 | https://eref.se.com/be/fr/sis-tarif/product/LGY416048
Schneider Electric | Schneider Electric | 01022021 |  | Schneider Electric |  | SED | LGY4193 |  |  | 34.51 |  | 1 |  | 10 | STEUN - ACHTER - LINERGY BS RAIL 630A | SUPPORT POUR JDB DE FOND 630A LINERGY BS |  | LINERGY BS REAR BUSBAR SUPPORT 630A | [18 empty] | 1 | 3606485432397 | 0 |  | 273 | 46 | 5 | 4 | 0.92 | 13606485432394 | 10 | 2994 | 52 | 6 | 51 | [8 empty] | 73606485432396 | 280 | 95000 | 120 | 80 | 65 |  |  |  | 7 | N | [12 empty] | MD1 | MW | 74072900 | [33 empty] | https://eref.se.com/be/nl/sis-tarif/product/LGY4193 | https://eref.se.com/be/fr/sis-tarif/product/LGY4193
Schneider Electric | Schneider Electric | 01022021 |  | Schneider Electric |  | SED | LGY4230 |  |  | 63.7 |  | 1 |  | 50 | 10 PLATES + RJ45 FEMALE CONNECTOR | PLATINES + CONNECTEUR RJ45 FEMELLE |  | PLATE WITH RJ45 FEMALE CONNECTOR | [18 empty] | 1 | 3606480908330 | 0 |  | 168 | 24 | 12 | 5 | 1.44 | 43606480908338 | 50 | 8400 | 40 | 30 | 15 |  |  | 50 | 21500 | 40 | 30 | 15 |  |  | 400 | 79200 | 120 | 80 | 80 |  |  |  | 7 | N | [12 empty] | MD1 | MW | 8538909999 | [33 empty] | https://eref.se.com/be/nl/sis-tarif/product/LGY4230 | https://eref.se.com/be/fr/sis-tarif/product/LGY4230
Schneider Electric | Schneider Electric | 01022021 |  | Schneider Electric |  | SED | LGY4231 |  |  | 41.06 |  | 1 |  | 50 | 10 PLATES + 8P AUXILIARY CONNECTORS | PLATINES + CONNECTEUR AUXILIAIRE 8P |  | PLATE WITH 8P AUXILIARY CONNECTORS | [18 empty] | 1 | 3606480908347 | 0 |  | 120 | 15 | 11 | 2 | 0.33 | 43606480908345 | 50 | 22500 | 40 | 30 | 15 |  | 43606480908345 | 50 | 6250000 | 4 | 3 | 1.5 |  | 73606480908346 | 800 | 360000000 | 55 | 120 | 80 |  |  |  | 7 | N | [12 empty] | MD1 | MW | 8538909999 | [33 empty] | https://eref.se.com/be/nl/sis-tarif/product/LGY4231 | https://eref.se.com/be/fr/sis-tarif/product/LGY4231
Schneider Electric | Schneider Electric | 01022021 |  | Schneider Electric |  | SED | LGYN1007 |  |  | 7.42 |  | 1 |  | 1 | NULLEIDER TBV LGY410028 7 AANSLUITINGEN | BARRETTE N 100A 7 OUVERTURES |  | ADDITIONAL NEUTRAL BAR FOR SBL N 100A 7H | [18 empty] | 1 | 3606480542121 | 0 |  | 69 | 11 | 8 | 3 | 0.264 | [7 empty] | 43606480542129 | 100 | 7480 | 40 | 30 | 30 | [10 empty] | 6 | N | [12 empty] | MB6 | IT | 8536909500 | [14 empty] | Linergy - extra nulrail voor schroefverdeelblok - 100A - 7 aansluitingen | Linergy - barre neutre supplémentaire pour répartiteur à vis -100 A-7 connexions | [17 empty] | https://eref.se.com/be/nl/sis-tarif/product/LGYN1007 | https://eref.se.com/be/fr/sis-tarif/product/LGYN1007
Schneider Electric | Schneider Electric | 01022021 |  | Schneider Electric |  | SED | LGYN12512 |  |  | 12.5 |  | 1 |  | 1 | NULLEIDER LGY412548/LGY416048 12 AANSLUI | BARRETTE N 125A 12 OUVERTURES |  | ADDITIONAL NEUTRAL BAR FOR SBL N 125A 12 | [18 empty] | 1 | 3606480542138 | 0 |  | 122 | 13 | 4 | 2 | 0.104 | [7 empty] | 43606480542136 | 100 | 12832 | 40 | 30 | 30 | [10 empty] | 6 | N | [12 empty] | MB6 | IT | 8536909500 | [14 empty] | Linergy - extra nulrail voor schroefverdeelblok - 125A - 12 aansluitingen | Linergy - barre neutre supplémentaire pour répartiteur à vis-125 A-12 connexions | [17 empty] | https://eref.se.com/be/nl/sis-tarif/product/LGYN12512 | https://eref.se.com/be/fr/sis-tarif/product/LGYN12512
Schneider Electric | Schneider Electric | 01022021 |  | Schneider Electric |  | SED | LGYN12515 |  |  | 14.94 |  | 1 |  | 1 | NULLEIDER TBV LGY412560 15 AANSLUITINGEN | BARRETTE N 125A 15 OUVERTURES |  | ADDITIONAL NEUTRAL BAR FOR SBL N 125A 15 | [18 empty] | 1 | 3606480542145 | 0 |  | 155 | 16 | 5 | 2 | 0.16 | [7 empty] | 43606480542143 | 100 | 15987 | 40 | 30 | 30 | [10 empty] | 6 | N | [12 empty] | MB6 | IT | 8536909500 | [14 empty] | Linergy - extra nulrail voor schroefverdeelblok - 125A - 15 aansluitingen | Linergy - barre neutre supplémentaire pour répartiteur à vis-125 A-15 connexions | [17 empty] | https://eref.se.com/be/nl/sis-tarif/product/LGYN12515 | https://eref.se.com/be/fr/sis-tarif/product/LGYN12515
Schneider Electric | Schneider Electric | 01022021 |  | Schneider Electric |  | SRL | LP1K12015BD |  |  | 44.9 |  | 1 |  | 1 | CONT 12A 1O 24V DC PRINT | CONT 3P+O CI 24V DC |  | CONTACTOR | [18 empty] | 1 | 3389110790825 | 0 |  | 243 | 5 | 6 | 7 | 0.21 |  | 1 | 243 | 6.1 | 4.6 | 6.5 |  | 13389110790822 | 40 | 10175 | 40 | 30 | 15 | [10 empty] | 8 | N | [12 empty] | TE1 | Y1 | 8536419089 | [14 empty] | TeSys K-contactor - 3P(3 NO) - AC-3 - <= 440 V 12 A - 24 V DC spoel | contacteur TeSys LP1-K - 3P - AC-3 440V 12 A - bobine 24 V CC | [17 empty] | https://eref.se.com/be/nl/sis-tarif/product/LP1K12015BD | https://eref.se.com/be/fr/sis-tarif/product/LP1K12015BD
Schneider Electric | Schneider Electric | 01022021 |  | Schneider Electric |  | SED | LP1K12105BD |  |  | 44.9 |  | 1 |  | 1 | CONT 12A 1S 24V DC PRINT | CONT 3P+F CI 24V DC |  | CONTACTOR | [18 empty] | 1 | 3389110790894 | 0 |  | 255 | 7 | 7 | 7 | 0.343 |  | 1 | 255 | 6.2 | 6.6 | 4.8 |  |  | 40 | 10200 | 40 | 30 | 15 | [10 empty] | 8 | N | [12 empty] | TE1 | Y1 | 8536419089 | [14 empty] | TeSys K-contactor - 3P(3 NO) - AC-3 - <= 440 V 12 A - 24 V DC spoel | contacteur TeSys LP1-K - 3P - AC-3 440V 12 A - bobine 24 V CC | [17 empty] | https://eref.se.com/be/nl/sis-tarif/product/LP1K12105BD | https://eref.se.com/be/fr/sis-tarif/product/LP1K12105BD
Schneider Electric | Schneider Electric | 01022021 |  | Schneider Electric |  | SED | LRD10S207 |  |  | 60.1 |  | 1 |  | 1 | THERMAL OVERLOAD RELAY FOR MOTOR TESYS | RELAIS DE PROT THERMIQUE MOTEUR 4-6 A |  | THERMAL OVERLOAD RELAY FOR MO TO R TESYS | [18 empty] | 1 | 3389118345119 | 0 |  | 144 | 5 | 7 | 9 | 0.315 | [23 empty] | 13 | N | [12 empty] | TE5 | Y5 | 8536490099 | [33 empty] | https://eref.se.com/be/nl/sis-tarif/product/LRD10S207 | https://eref.se.com/be/fr/sis-tarif/product/LRD10S207
Schneider Electric | Schneider Electric | 01022021 |  | Schneider Electric |  | SED | LRD16L |  |  | 75 |  | 1 |  | 1 | THERMAL OVERLOAD RELAY 9-13A CL20 | RELAIS DE PROTECTION THERMIQUE 9-13A CL2 |  | Cl20 BiMet OLR 600VAC 9 - 13 phase sen | [18 empty] | 1 | 3606480609602 | 0 |  | 180 | 5 | 7 | 8 | 0.28 | [7 empty] | 43606480609600 | 24 | 4775 | 40 | 30 | 15 |  |  | 768 | 111360 | 120 | 75 | 80 |  |  |  | 6 | N | [12 empty] | TE5 | Y5 | 8536490099 | [14 empty] | TeSys LRD thermisch overbelastingsrelais - 9...13 A - klasse 20 | Relais surcharge thermique TeSys LRD - 9...13 A - classe 20 | [17 empty] | https://eref.se.com/be/nl/sis-tarif/product/LRD16L | https://eref.se.com/be/fr/sis-tarif/product/LRD16L
Schneider Electric | Schneider Electric | 01022021 |  | Schneider Electric |  | SED | LV426200 |  |  | 150.62 |  | 1 |  | 1 | COMPACT NSXm B TM16D 3P EVERLINK | Compact NSXm160B TM16D 3p3d racc Elink |  | Breaker NSXm 25kA TM16D 3P Elink | [18 empty] | 1 | 3606481174062 | 0 |  | 1259 | 22 | 13 | 9 | 2.574 | [7 empty] | 43606481174060 | 9 | 11747 | 40 | 30 | 30 |  | 73606481174061 | 216 | 304890 | 120 | 80 | 110 |  |  |  | 7 | N | [12 empty] | DC1 | MG | 8536209090 | [33 empty] | https://eref.se.com/be/nl/sis-tarif/product/LV426200 | https://eref.se.com/be/fr/sis-tarif/product/LV426200
Schneider Electric | Schneider Electric | 01022021 |  | Schneider Electric |  | SED | LV426201 |  |  | 150.62 |  | 1 |  | 1 | COMPACT NSXm B TM25D 3P EVERLINK | Compact NSXm160B TM25D 3p3d racc Elink |  | Breaker NSXm 25kA TM25D 3P Elink | [18 empty] | 1 | 3606481174079 | 0 |  | 1207 | 22 | 13 | 9 | 2.574 | [7 empty] | 43606481174077 | 8 | 10068 | 40 | 30 | 30 |  | 73606481174078 | 216 | 304890 | 120 | 80 | 110 |  |  |  | 7 | N | [12 empty] | DC1 | MG | 8536209090 | [33 empty] | https://eref.se.com/be/nl/sis-tarif/product/LV426201 | https://eref.se.com/be/fr/sis-tarif/product/LV426201
Schneider Electric | Schneider Electric | 01022021 |  | Schneider Electric |  | SED | LV426202 |  |  | 150.62 |  | 1 |  | 1 | COMPACT NSXm B TM32D 3P EVERLINK | Compact NSXm160B TM32D 3p3d racc Elink |  | Breaker NSXm 25kA TM32D 3P Elink | [18 empty] | 1 | 3606481174086 | 0 |  | 1213 | 22 | 12 | 9 | 2.376 | [7 empty] | 43606481174084 | 9 | 11306 | 40 | 30 | 30 |  |  | 216 | 283344 | 120 | 80 | 105 |  |  |  | 7 | N | [12 empty] | DC1 | MG | 8536209090 | [33 empty] | https://eref.se.com/be/nl/sis-tarif/product/LV426202 | https://eref.se.com/be/fr/sis-tarif/product/LV426202
Schneider Electric | Schneider Electric | 01022021 |  | Schneider Electric |  | SED | LV426203 |  |  | 150.62 |  | 1 |  | 1 | COMPACT NSXm B TM40D 3P EVERLINK | Compact NSXm160B TM40D 3p3d racc Elink |  | Breaker NSXm 25kA TM40D 3P Elink | [18 empty] | 1 | 3606481174093 | 0 |  | 1300 | 22 | 13 | 9 | 2.574 | [7 empty] | 43606481174091 | 9 | 12290 | 40 | 30 | 30 |  | 73606481174092 | 72 | 110320 | 120 | 80 | 50 |  |  |  | 7 | N | [12 empty] | DC1 | MG | 8536209090 | [33 empty] | https://eref.se.com/be/nl/sis-tarif/product/LV426203 | https://eref.se.com/be/fr/sis-tarif/product/LV426203
Schneider Electric | Schneider Electric | 01022021 |  | Schneider Electric |  | SED | LV426204 |  |  | 150.62 |  | 1 |  | 1 | COMPACT NSXm B TM50D 3P EVERLINK | Compact NSXm160B TM50D 3p3d racc Elink |  | Breaker NSXm 25kA TM50D 3P Elink | [18 empty] | 1 | 3606481174109 | 0 |  | 1300 | 22 | 13 | 9 | 2.574 | [7 empty] | 43606481174107 | 9 | 12290 | 40 | 30 | 30 |  | 73606481174108 | 72 | 110320 | 120 | 80 | 50 |  |  |  | 7 | N | [12 empty] | DC1 | MG | 8536209090 | [33 empty] | https://eref.se.com/be/nl/sis-tarif/product/LV426204 | https://eref.se.com/be/fr/sis-tarif/product/LV426204
Schneider Electric | Schneider Electric | 01022021 |  | Schneider Electric |  | SED | LV426205 |  |  | 150.62 |  | 1 |  | 1 | COMPACT NSXm B TM63D 3P EVERLINK | Compact NSXm160B TM63D 3p3d racc Elink |  | Breaker NSXm 25kA TM63D 3P Elink | [18 empty] | 1 | 3606481174116 | 0 |  | 1300 | 22 | 13 | 9 | 2.574 | [7 empty] | 43606481174114 | 9 | 12290 | 40 | 30 | 30 |  | 73606481174115 | 72 | 110320 | 120 | 80 | 50 |  |  |  | 2 | Y | [12 empty] | DC1 | MG | 8536209090 | [33 empty] | https://eref.se.com/be/nl/sis-tarif/product/LV426205 | https://eref.se.com/be/fr/sis-tarif/product/LV426205
Schneider Electric | Schneider Electric | 01022021 |  | Schneider Electric |  | SED | LV426206 |  |  | 150.62 |  | 1 |  | 1 | COMPACT NSXm B TM80D 3P EVERLINK | Compact NSXm160B TM80D 3p3d racc Elink |  | Breaker NSXm 25kA TM80D 3P Elink | [18 empty] | 1 | 3606481174123 | 0 |  | 1300 | 22 | 13 | 9 | 2.574 | [7 empty] | 43606481174121 | 9 | 12290 | 40 | 30 | 30 |  | 73606481174122 | 72 | 110320 | 120 | 80 | 50 |  |  |  | 7 | N | [12 empty] | DC1 | MG | 8536209090 | [33 empty] | https://eref.se.com/be/nl/sis-tarif/product/LV426206 | https://eref.se.com/be/fr/sis-tarif/product/LV426206
Schneider Electric | Schneider Electric | 01022021 |  | Schneider Electric |  | SED | LV426207 |  |  | 186.16 |  | 1 |  | 1 | COMPACT NSXm B TM100D 3P EVERLINK | Compact NSXm160B TM100D 3p3d racc Elink |  | Breaker NSXm 25kA TM100D 3P Elink | [18 empty] | 1 | 3606481174130 | 0 |  | 1300 | 22 | 13 | 9 | 2.574 | [7 empty] | 43606481174138 | 9 | 12290 | 40 | 30 | 30 |  | 73606481174139 | 72 | 110320 | 120 | 80 | 50 |  |  |  | 7 | N | [12 empty] | DC1 | MG | 8536209090 | [33 empty] | https://eref.se.com/be/nl/sis-tarif/product/LV426207 | https://eref.se.com/be/fr/sis-tarif/product/LV426207
Schneider Electric | Schneider Electric | 01022021 |  | Schneider Electric |  | SED | LV426208 |  |  | 334.57 |  | 1 |  | 1 | COMPACT NSXm B TM125D 3P EVERLINK | Compact NSXm160B TM125D 3p3d racc Elink |  | Breaker NSXm 25kA TM125D 3P Elink | [18 empty] | 1 | 3606481174147 | 0 |  | 1300 | 22 | 13 | 9 | 2.574 | [7 empty] | 43606481174145 | 9 | 12290 | 40 | 30 | 30 |  | 73606481174146 | 72 | 110320 | 120 | 80 | 50 |  |  |  | 7 | N | [12 empty] | DC1 | MG | 8536209090 | [33 empty] | https://eref.se.com/be/nl/sis-tarif/product/LV426208 | https://eref.se.com/be/fr/sis-tarif/product/LV426208
Schneider Electric | Schneider Electric | 01022021 |  | Schneider Electric |  | SED | LV426209 |  |  | 396.54 |  | 1 |  | 1 | COMPACT NSXm B TM160D 3P EVERLINK | Compact NSXm160B TM160D 3p3d racc Elink |  | Breaker NSXm 25kA TM160D 3P Elink | [18 empty] | 1 | 3606481174154 | 0 |  | 1300 | 22 | 13 | 9 | 2.574 | [7 empty] | 43606481174152 | 9 | 12290 | 40 | 30 | 30 |  | 73606481174153 | 72 | 110320 | 120 | 80 | 50 |  |  |  | 7 | N | [12 empty] | DC1 | MG | 8536209090 | [33 empty] | https://eref.se.com/be/nl/sis-tarif/product/LV426209 | https://eref.se.com/be/fr/sis-tarif/product/LV426209
Schneider Electric | Schneider Electric | 01022021 |  | Schneider Electric |  | SED | LV426210 |  |  | 190.31 |  | 1 |  | 1 | COMPACT NSXm B TM16D 4P3D EVERLINK | Compact NSXm160B TM16D 4p3d racc Elink |  | Breaker NSXm 25kA TM16D 4P/3T Elink | [18 empty] | 1 | 3606481174161 | 0 |  | 1626 | 22 | 13 | 12 | 3.432 | [7 empty] | 43606481174169 | 6 | 10190 | 40 | 30 | 30 |  | 73606481174160 | 144 | 254490 | 120 | 80 | 110 |  |  |  | 12 | N | [12 empty] | DC1 | MG | 8536209090 | [33 empty] | https://eref.se.com/be/nl/sis-tarif/product/LV426210 | https://eref.se.com/be/fr/sis-tarif/product/LV426210
Schneider Electric | Schneider Electric | 01022021 |  | Schneider Electric |  | SED | LV426211 |  |  | 190.31 |  | 1 |  | 1 | COMPACT NSXm B TM25D 4P3D EVERLINK | Compact NSXm160B TM25D 4p3d racc Elink |  | Breaker NSXm 25kA TM25D 4P/3T Elink | [18 empty] | 1 | 3606481174178 | 0 |  | 1600 | 22 | 13 | 12 | 3.432 | [7 empty] | 43606481174176 | 6 | 10190 | 40 | 30 | 30 |  | 73606481174177 | 144 | 254490 | 120 | 80 | 110 |  |  |  | 15 | N | [12 empty] | DC1 | MG | 8536209090 | [33 empty] | https://eref.se.com/be/nl/sis-tarif/product/LV426211 | https://eref.se.com/be/fr/sis-tarif/product/LV426211
Schneider Electric | Schneider Electric | 01022021 |  | Schneider Electric |  | SED | LV426212 |  |  | 190.31 |  | 1 |  | 1 | COMPACT NSXm B TM32D 4P3D EVERLINK | Compact NSXm160B TM32D 4p3d racc Elink |  | Breaker NSXm 25kA TM32D 4P/3T Elink | [18 empty] | 1 | 3606481174185 | 0 |  | 1600 | 22 | 13 | 12 | 3.432 | [7 empty] | 43606481174183 | 6 | 10190 | 40 | 30 | 30 |  | 73606481174184 | 144 | 254490 | 120 | 80 | 110 |  |  |  | 15 | N | [12 empty] | DC1 | MG | 8536209090 | [33 empty] | https://eref.se.com/be/nl/sis-tarif/product/LV426212 | https://eref.se.com/be/fr/sis-tarif/product/LV426212
Schneider Electric | Schneider Electric | 01022021 |  | Schneider Electric |  | SED | LV426213 |  |  | 190.31 |  | 1 |  | 1 | COMPACT NSXm B TM40D 4P3D EVERLINK | Compact NSXm160B TM40D 4p3d racc Elink |  | Breaker NSXm 25kA TM40D 4P/3T Elink | [18 empty] | 1 | 3606481174192 | 0 |  | 1600 | 22 | 13 | 12 | 3.432 | [7 empty] | 43606481174190 | 6 | 10190 | 40 | 30 | 30 |  | 73606481174191 | 144 | 254490 | 120 | 80 | 110 |  |  |  | 15 | N | [12 empty] | DC1 | MG | 8536209090 | [33 empty] | https://eref.se.com/be/nl/sis-tarif/product/LV426213 | https://eref.se.com/be/fr/sis-tarif/product/LV426213
Schneider Electric | Schneider Electric | 01022021 |  | Schneider Electric |  | SED | LV426214 |  |  | 190.31 |  | 1 |  | 1 | COMPACT NSXm B TM50D 4P3D EVERLINK | Compact NSXm160B TM50D 4p3d racc Elink |  | Breaker NSXm 25kA TM50D 4P/3T Elink | [18 empty] | 1 | 3606481174208 | 0 |  | 1600 | 22 | 12 | 12 | 3.168 | [7 empty] | 43606481174206 | 6 | 10190 | 40 | 30 | 30 |  | 73606481174207 | 144 | 254490 | 120 | 80 | 80 |  |  |  | 7 | N | [12 empty] | DC1 | MG | 8536209090 | [33 empty] | https://eref.se.com/be/nl/sis-tarif/product/LV426214 | https://eref.se.com/be/fr/sis-tarif/product/LV426214
Schneider Electric | Schneider Electric | 01022021 |  | Schneider Electric |  | SED | LV426215 |  |  | 190.31 |  | 1 |  | 1 | COMPACT NSXm B TM63D 4P3D EVERLINK | Compact NSXm160B TM63D 4p3d racc Elink |  | Breaker NSXm 25kA TM63D 4P/3T Elink | [18 empty] | 1 | 3606481174215 | 0 |  | 1600 | 22 | 13 | 12 | 3.432 | [7 empty] | 43606481174213 | 6 | 10190 | 40 | 30 | 30 |  | 73606481174214 | 48 | 93520 | 120 | 80 | 50 |  |  |  | 7 | N | [12 empty] | DC1 | MG | 8536209090 | [33 empty] | https://eref.se.com/be/nl/sis-tarif/product/LV426215 | https://eref.se.com/be/fr/sis-tarif/product/LV426215
Schneider Electric | Schneider Electric | 01022021 |  | Schneider Electric |  | SED | LV426216 |  |  | 190.31 |  | 1 |  | 1 | COMPACT NSXm B TM80D 4P3D EVERLINK | Compact NSXm160B TM80D 4p3d racc Elink |  | Breaker NSXm 25kA TM80D 4P/3T Elink | [18 empty] | 1 | 3606481174222 | 0 |  | 1600 | 22 | 13 | 12 | 3.432 | [7 empty] | 43606481174220 | 6 | 10190 | 40 | 30 | 30 |  |  | 144 | 254490 | 120 | 80 | 110 |  |  |  | 7 | N | [12 empty] | DC1 | MG | 8536209090 | [33 empty] | https://eref.se.com/be/nl/sis-tarif/product/LV426216 | https://eref.se.com/be/fr/sis-tarif/product/LV426216
Schneider Electric | Schneider Electric | 01022021 |  | Schneider Electric |  | SED | LV426217 |  |  | 227.27 |  | 1 |  | 1 | COMPACT NSXm B TM100D 4P3D EVERLINK | Compact NSXm160B TM100D 4p3d racc Elink |  | Breaker NSXm 25kA TM100D 4P/3T Elink | [18 empty] | 1 | 3606481174239 | 0 |  | 1600 | 22 | 13 | 12 | 3.432 | [7 empty] | 43606481174237 | 6 | 10190 | 40 | 30 | 30 |  | 73606481174238 | 48 | 93520 | 120 | 80 | 50 |  |  |  | 7 | N | [12 empty] | DC1 | MG | 8536209090 | [33 empty] | https://eref.se.com/be/nl/sis-tarif/product/LV426217 | https://eref.se.com/be/fr/sis-tarif/product/LV426217
Schneider Electric | Schneider Electric | 01022021 |  | Schneider Electric |  | SED | LV426218 |  |  | 408.44 |  | 1 |  | 1 | COMPACT NSXm B TM125D 4P3D EVERLINK | Compact NSXm160B TM125D 4p3d racc Elink |  | Breaker NSXm 25kA TM125D 4P/3T Elink | [18 empty] | 1 | 3606481174246 | 0 |  | 1600 | 22 | 13 | 12 | 3.432 | 3606481174246 | 1 | 1600 | 12.5 | 22 | 11.7 |  | 43606481174244 | 6 | 10190 | 30 | 40 | 30 |  | 73606481174245 | 144 | 254490 | 110 | 120 | 80 |  |  |  | 15 | N | [12 empty] | DC1 | MG | 8536209090 | [33 empty] | https://eref.se.com/be/nl/sis-tarif/product/LV426218 | https://eref.se.com/be/fr/sis-tarif/product/LV426218
Schneider Electric | Schneider Electric | 01022021 |  | Schneider Electric |  | SED | LV426219 |  |  | 466.95 |  | 1 |  | 1 | COMPACT NSXm B TM160D 4P3D EVERLINK | Compact NSXm160B TM160D 4p3d racc Elink |  | Breaker NSXm 25kA TM160D 4P/3T Elink | [18 empty] | 1 | 3606481174253 | 0 |  | 1600 | 22 | 12 | 12 | 3.168 | [7 empty] | 43606481174251 | 6 | 10190 | 40 | 30 | 30 |  | 73606481174252 | 48 | 93520 | 120 | 80 | 50 |  |  |  | 12 | N | [12 empty] | DC1 | MG | 8536209090 | [33 empty] | https://eref.se.com/be/nl/sis-tarif/product/LV426219 | https://eref.se.com/be/fr/sis-tarif/product/LV426219
Schneider Electric | Schneider Electric | 01022021 |  | Schneider Electric |  | SED | LV426220 |  |  | 216.25 |  | 1 |  | 1 | COMPACT NSXm B TM16D 4P4D EVERLINK | Compact NSXm160B TM16D 4p4d racc Elink |  | Breaker NSXm 25kA TM16D 4P/4T Elink | [18 empty] | 1 | 3606481174260 | 0 |  | 1607 | 22 | 12 | 13 | 3.432 | [7 empty] | 43606481174268 | 6 | 10190 | 40 | 30 | 30 |  | 73606481174269 | 144 | 254490 | 120 | 80 | 110 |  |  |  | 15 | N | [12 empty] | DC1 | MG | 8536209090 | [33 empty] | https://eref.se.com/be/nl/sis-tarif/product/LV426220 | https://eref.se.com/be/fr/sis-tarif/product/LV426220
Schneider Electric | Schneider Electric | 01022021 |  | Schneider Electric |  | SED | LV426221 |  |  | 216.25 |  | 1 |  | 1 | COMPACT NSXm B TM25D 4P4D EVERLINK | Compact NSXm160B TM25D 4p4d racc Elink |  | Breaker NSXm 25kA TM25D 4P/4T Elink | [18 empty] | 1 | 3606481174277 | 0 |  | 1600 | 22 | 13 | 12 | 3.432 | [7 empty] | 43606481174275 | 6 | 10190 | 40 | 30 | 30 |  | 73606481174276 | 48 | 93520 | 120 | 80 | 50 |  |  |  | 2 | Y | [12 empty] | DC1 | MG | 8536209090 | [33 empty] | https://eref.se.com/be/nl/sis-tarif/product/LV426221 | https://eref.se.com/be/fr/sis-tarif/product/LV426221
Schneider Electric | Schneider Electric | 01022021 |  | Schneider Electric |  | SED | LV426222 |  |  | 216.25 |  | 1 |  | 1 | COMPACT NSXm B TM32D 4P4D EVERLINK | Compact NSXm160B TM32D 4p4d racc Elink |  | Breaker NSXm 25kA TM32D 4P/4T Elink | [18 empty] | 1 | 3606481174284 | 0 |  | 1600 | 22 | 13 | 12 | 3.432 | [7 empty] | 43606481174282 | 6 | 10190 | 40 | 30 | 30 |  |  | 144 | 254490 | 120 | 80 | 110 |  |  |  | 2 | Y | [12 empty] | DC1 | MG | 8536209090 | [33 empty] | https://eref.se.com/be/nl/sis-tarif/product/LV426222 | https://eref.se.com/be/fr/sis-tarif/product/LV426222
Schneider Electric | Schneider Electric | 01022021 |  | Schneider Electric |  | SED | LV426223 |  |  | 216.25 |  | 1 |  | 1 | COMPACT NSXm B TM40D 4P4D EVERLINK | Compact NSXm160B TM40D 4p4d racc Elink |  | Breaker NSXm 25kA TM40D 4P/4T Elink | [18 empty] | 1 | 3606481174291 | 0 |  | 1600 | 22 | 13 | 12 | 3.432 | [7 empty] | 43606481174299 | 6 | 10190 | 40 | 30 | 30 |  | 73606481174290 | 48 | 93520 | 120 | 80 | 50 |  |  |  | 2 | Y | [12 empty] | DC1 | MG | 8536209090 | [33 empty] | https://eref.se.com/be/nl/sis-tarif/product/LV426223 | https://eref.se.com/be/fr/sis-tarif/product/LV426223
Schneider Electric | Schneider Electric | 01022021 |  | Schneider Electric |  | SED | LV426224 |  |  | 216.25 |  | 1 |  | 1 | COMPACT NSXm B TM50D 4P4D EVERLINK | Compact NSXm160B TM50D 4p4d racc Elink |  | Breaker NSXm 25kA TM50D 4P/4T Elink | [18 empty] | 1 | 3606481174307 | 0 |  | 1600 | 22 | 13 | 12 | 3.432 | [7 empty] | 43606481174305 | 6 | 10190 | 40 | 30 | 30 |  |  | 144 | 254490 | 120 | 80 | 110 |  |  |  | 2 | Y | [12 empty] | DC1 | MG | 8536209090 | [33 empty] | https://eref.se.com/be/nl/sis-tarif/product/LV426224 | https://eref.se.com/be/fr/sis-tarif/product/LV426224
Schneider Electric | Schneider Electric | 01022021 |  | Schneider Electric |  | SED | LV426225 |  |  | 216.25 |  | 1 |  | 1 | COMPACT NSXm B TM63D 4P4D EVERLINK | Compact NSXm160B TM63D 4p4d racc Elink |  | Breaker NSXm 25kA TM63D 4P/4T Elink | [18 empty] | 1 | 3606481174314 | 0 |  | 1600 | 22 | 13 | 12 | 3.432 | [7 empty] | 43606481174312 | 6 | 10190 | 40 | 30 | 30 |  | 73606481174313 | 48 | 93520 | 120 | 80 | 50 |  |  |  | 2 | Y | [12 empty] | DC1 | MG | 8536209090 | [33 empty] | https://eref.se.com/be/nl/sis-tarif/product/LV426225 | https://eref.se.com/be/fr/sis-tarif/product/LV426225
Schneider Electric | Schneider Electric | 01022021 |  | Schneider Electric |  | SED | LV426226 |  |  | 216.25 |  | 1 |  | 1 | COMPACT NSXm B TM80D 4P4D EVERLINK | Compact NSXm160B TM80D 4p4d racc Elink |  | Breaker NSXm 25kA TM80D 4P/4T Elink | [18 empty] | 1 | 3606481174321 | 0 |  | 1600 | 22 | 13 | 12 | 3.432 | [7 empty] | 43606481174329 | 6 | 10190 | 40 | 30 | 30 |  |  | 144 | 254490 | 120 | 80 | 110 |  |  |  | 2 | Y | [12 empty] | DC1 | MG | 8536209090 | [33 empty] | https://eref.se.com/be/nl/sis-tarif/product/LV426226 | https://eref.se.com/be/fr/sis-tarif/product/LV426226
Schneider Electric | Schneider Electric | 01022021 |  | Schneider Electric |  | SED | LV426227 |  |  | 223.97 |  | 1 |  | 1 | COMPACT NSXm B TM100D 4P4D EVERLINK | Compact NSXm160B TM100D 4p4d racc Elink |  | Breaker NSXm 25kA TM100D 4P/4T Elink | [18 empty] | 1 | 3606481174338 | 0 |  | 1600 | 22 | 13 | 12 | 3.432 | [7 empty] | 43606481174336 | 6 | 10190 | 40 | 30 | 30 |  |  | 144 | 254490 | 120 | 80 | 80 |  |  |  | 2 | Y | [12 empty] | DC1 | MG | 8536209090 | [33 empty] | https://eref.se.com/be/nl/sis-tarif/product/LV426227 | https://eref.se.com/be/fr/sis-tarif/product/LV426227
Schneider Electric | Schneider Electric | 01022021 |  | Schneider Electric |  | SED | LV426228 |  |  | 449.63 |  | 1 |  | 1 | COMPACT NSXm B TM125D 4P4D EVERLINK | Compact NSXm160B TM125D 4p4d racc Elink |  | Breaker NSXm 25kA TM125D 4P/4T Elink | [18 empty] | 1 | 3606481174345 | 0 |  | 1600 | 22 | 13 | 12 | 3.432 | [7 empty] | 43606481174343 | 6 | 10190 | 40 | 30 | 30 |  |  | 144 | 254490 | 120 | 80 | 80 |  |  |  | 2 | Y | [12 empty] | DC1 | MG | 8536209090 | [33 empty] | https://eref.se.com/be/nl/sis-tarif/product/LV426228 | https://eref.se.com/be/fr/sis-tarif/product/LV426228
Schneider Electric | Schneider Electric | 01022021 |  | Schneider Electric |  | SED | LV426229 |  |  | 555.85 |  | 1 |  | 1 | COMPACT NSXm B TM160D 4P4D EVERLINK | Compact NSXm160B TM160D 4p4d racc Elink |  | Breaker NSXm 25kA TM160D 4P/4T Elink | [18 empty] | 1 | 3606481174352 | 0 |  | 1600 | 22 | 13 | 12 | 3.432 | [7 empty] | 43606481174350 | 6 | 10190 | 40 | 30 | 30 |  |  | 144 | 254490 | 120 | 80 | 110 |  |  |  | 2 | Y | [12 empty] | DC1 | MG | 8536209090 | [33 empty] | https://eref.se.com/be/nl/sis-tarif/product/LV426229 | https://eref.se.com/be/fr/sis-tarif/product/LV426229
Schneider Electric | Schneider Electric | 01022021 |  | Schneider Electric |  | SED | LV426250 |  |  | 150.62 |  | 1 |  | 1 | COMPACT NSXm B TM16D 3P BOUTAANSL. | Compact NSXm160B TM16D 3p3d racc barres |  | Breaker NSXm 25kA TM16D 3P busbar | [18 empty] | 1 | 3606481174369 | 0 |  | 1300 | 13 | 22 | 9 | 2.574 | [7 empty] | 43606481174367 | 9 | 12290 | 40 | 30 | 30 |  | 73606481174368 | 216 | 304890 | 120 | 80 | 110 |  |  |  | 12 | N | [12 empty] | DC1 | MG | 8536209090 | [33 empty] | https://eref.se.com/be/nl/sis-tarif/product/LV426250 | https://eref.se.com/be/fr/sis-tarif/product/LV426250
Schneider Electric | Schneider Electric | 01022021 |  | Schneider Electric |  | SED | LV426251 |  |  | 150.62 |  | 1 |  | 1 | COMPACT NSXm B TM25D 3P BOUTAANSL. | Compact NSXm160B TM25D 3p3d racc barres |  | Breaker NSXm 25kA TM25D 3P busbar | [18 empty] | 1 | 3606481174376 | 0 |  | 1200 | 22 | 9 | 13 | 2.574 | [7 empty] | 43606481174374 | 9 | 12290 | 40 | 30 | 30 |  | 73606481174375 | 216 | 304890 | 120 | 80 | 110 |  |  |  | 12 | N | [12 empty] | DC1 | MG | 8536209090 | [33 empty] | https://eref.se.com/be/nl/sis-tarif/product/LV426251 | https://eref.se.com/be/fr/sis-tarif/product/LV426251
Schneider Electric | Schneider Electric | 01022021 |  | Schneider Electric |  | SED | LV426252 |  |  | 150.62 |  | 1 |  | 1 | COMPACT NSXm B TM32D 3P BOUTAANSL. | Compact NSXm160B TM32D 3p3d racc barres |  | Breaker NSXm 25kA TM32D 3P busbar | [18 empty] | 1 | 3606481174383 | 0 |  | 1200 | 22 | 13 | 9 | 2.574 | [7 empty] | 43606481174381 | 9 | 12290 | 40 | 30 | 30 |  | 73606481174382 | 216 | 304890 | 120 | 80 | 110 |  |  |  | 12 | N | [12 empty] | DC1 | MG | 8536209090 | [33 empty] | https://eref.se.com/be/nl/sis-tarif/product/LV426252 | https://eref.se.com/be/fr/sis-tarif/product/LV426252
Schneider Electric | Schneider Electric | 01022021 |  | Schneider Electric |  | SED | LV426253 |  |  | 150.62 |  | 1 |  | 1 | COMPACT NSXm B TM40D 3P BOUTAANSL. | Compact NSXm160B TM40D 3p3d racc barres |  | Breaker NSXm 25kA TM40D 3P busbar | [18 empty] | 1 | 3606481174390 | 0 |  | 1200 | 22 | 13 | 9 | 2.574 | [7 empty] | 43606481174398 | 9 | 12290 | 40 | 30 | 30 |  | 73606481174399 | 216 | 304890 | 120 | 80 | 110 |  |  |  | 12 | N | [12 empty] | DC1 | MG | 8536209090 | [33 empty] | https://eref.se.com/be/nl/sis-tarif/product/LV426253 | https://eref.se.com/be/fr/sis-tarif/product/LV426253
Schneider Electric | Schneider Electric | 01022021 |  | Schneider Electric |  | SED | LV426254 |  |  | 150.62 |  | 1 |  | 1 | COMPACT NSXm B TM50D 3P BOUTAANSL. | Compact NSXm160B TM50D 3p3d racc barres |  | Breaker NSXm 25kA TM50D 3P busbar | [18 empty] | 1 | 3606481174406 | 0 |  | 1200 | 22 | 12 | 9 | 2.376 | [7 empty] | 43606481174404 | 9 | 12290 | 40 | 30 | 30 |  | 73606481174405 | 216 | 304890 | 120 | 80 | 110 |  |  |  | 12 | N | [12 empty] | DC1 | MG | 8536209090 | [33 empty] | https://eref.se.com/be/nl/sis-tarif/product/LV426254 | https://eref.se.com/be/fr/sis-tarif/product/LV426254
Schneider Electric | Schneider Electric | 01022021 |  | Schneider Electric |  | SED | LV426255 |  |  | 150.62 |  | 1 |  | 1 | COMPACT NSXm B TM63D 3P BOUTAANSL. | Compact NSXm160B TM63D 3p3d racc barres |  | Breaker NSXm 25kA TM63D 3P busbar | [18 empty] | 1 | 3606481174413 | 0 |  | 1140 | 22 | 13 | 9 | 2.574 | [7 empty] | 43606481174411 | 9 | 12290 | 40 | 30 | 30 |  | 73606481174412 | 216 | 304890 | 120 | 80 | 110 |  |  |  | 12 | N | [12 empty] | DC1 | MG | 8536209090 | [33 empty] | https://eref.se.com/be/nl/sis-tarif/product/LV426255 | https://eref.se.com/be/fr/sis-tarif/product/LV426255
Schneider Electric | Schneider Electric | 01022021 |  | Schneider Electric |  | SED | LV426256 |  |  | 150.62 |  | 1 |  | 1 | COMPACT NSXm B TM80D 3P BOUTAANSL. | Compact NSXm160B TM80D 3p3d racc barres |  | Breaker NSXm 25kA TM80D 3P busbar | [18 empty] | 1 | 3606481174420 | 0 |  | 1200 | 22 | 9 | 13 | 2.574 | [7 empty] | 43606481174428 | 9 | 12290 | 40 | 30 | 30 |  | 73606481174429 | 216 | 304890 | 120 | 80 | 110 |  |  |  | 14 | N | [12 empty] | DC1 | MG | 8536209090 | [33 empty] | https://eref.se.com/be/nl/sis-tarif/product/LV426256 | https://eref.se.com/be/fr/sis-tarif/product/LV426256
Schneider Electric | Schneider Electric | 01022021 |  | Schneider Electric |  | SED | LV426257 |  |  | 186.16 |  | 1 |  | 1 | COMPACT NSXm B TM100D 3P BOUTAANSL. | Compact NSXm160B TM100D 3p3d racc barres |  | Breaker NSXm 25kA TM100D 3P busbar | [18 empty] | 1 | 3606481174437 | 0 |  | 1200 | 22 | 13 | 9 | 2.574 | [7 empty] | 43606481174435 | 9 | 12290 | 40 | 30 | 30 |  | 73606481174436 | 72 | 110320 | 120 | 80 | 50 |  |  |  | 7 | N | [12 empty] | DC1 | MG | 8536209090 | [33 empty] | https://eref.se.com/be/nl/sis-tarif/product/LV426257 | https://eref.se.com/be/fr/sis-tarif/product/LV426257
Schneider Electric | Schneider Electric | 01022021 |  | Schneider Electric |  | SED | LV426258 |  |  | 334.57 |  | 1 |  | 1 | COMPACT NSXm B TM125D 3P BOUTAANSL. | Compact NSXm160B TM125D 3p3d racc barres |  | Breaker NSXm 25kA TM125D 3P busbar | [18 empty] | 1 | 3606481174444 | 0 |  | 1200 | 22 | 9 | 13 | 2.574 | [7 empty] | 43606481174442 | 9 | 12290 | 40 | 30 | 30 |  | 73606481174443 | 216 | 304890 | 120 | 80 | 110 |  |  |  | 14 | N | [12 empty] | DC1 | MG | 8536209090 | [33 empty] | https://eref.se.com/be/nl/sis-tarif/product/LV426258 | https://eref.se.com/be/fr/sis-tarif/product/LV426258
Schneider Electric | Schneider Electric | 01022021 |  | Schneider Electric |  | SED | LV426259 |  |  | 396.54 |  | 1 |  | 1 | COMPACT NSXm B TM160D 3P BOUTAANSL. | Compact NSXm160B TM160D 3p3d racc barres |  | Breaker NSXm 25kA TM160D 3P busbar | [18 empty] | 1 | 3606481174451 | 0 |  | 1200 | 22 | 13 | 9 | 2.574 | [7 empty] | 43606481174459 | 9 | 12290 | 40 | 30 | 30 |  | 73606481174450 | 72 | 110320 | 120 | 80 | 50 |  |  |  | 7 | N | [12 empty] | DC1 | MG | 8536209090 | [33 empty] | https://eref.se.com/be/nl/sis-tarif/product/LV426259 | https://eref.se.com/be/fr/sis-tarif/product/LV426259
Schneider Electric | Schneider Electric | 01022021 |  | Schneider Electric |  | SED | LV426260 |  |  | 190.31 |  | 1 |  | 1 | COMPACT NSXm B TM16D 4P3D BOUTAANSL. | Compact NSXm160B TM16D 4p3d racc barres |  | Breaker NSXm 25kA TM16D 4P/3T busbar | [18 empty] | 1 | 3606481174468 | 0 |  | 1500 | 22 | 13 | 12 | 3.432 | [7 empty] | 43606481174466 | 6 | 10190 | 40 | 30 | 30 |  | 73606481174467 | 144 | 254490 | 120 | 80 | 110 |  |  |  | 12 | N | [12 empty] | DC1 | MG | 8536209090 | [33 empty] | https://eref.se.com/be/nl/sis-tarif/product/LV426260 | https://eref.se.com/be/fr/sis-tarif/product/LV426260
Schneider Electric | Schneider Electric | 01022021 |  | Schneider Electric |  | SED | LV426261 |  |  | 190.31 |  | 1 |  | 1 | COMPACT NSXm B TM25D 4P3D BOUTAANSL. | Compact NSXm160B TM25D 4p3d racc barres |  | Breaker NSXm 25kA TM25D 4P/3T busbar | [18 empty] | 1 | 3606481174475 | 0 |  | 1480 | 20 | 13 | 13 | 3.38 | [7 empty] | 43606481174473 | 6 | 10190 | 40 | 30 | 30 |  | 73606481174474 | 144 | 254490 | 120 | 80 | 110 |  |  |  | 12 | N | [12 empty] | DC1 | MG | 8536209090 | [33 empty] | https://eref.se.com/be/nl/sis-tarif/product/LV426261 | https://eref.se.com/be/fr/sis-tarif/product/LV426261
Schneider Electric | Schneider Electric | 01022021 |  | Schneider Electric |  | SED | LV426262 |  |  | 190.31 |  | 1 |  | 1 | COMPACT NSXm B TM32D 4P3D BOUTAANSL. | Compact NSXm160B TM32D 4p3d racc barres |  | Breaker NSXm 25kA TM32D 4P/3T busbar | [18 empty] | 1 | 3606481174482 | 0 |  | 1387 | 21 | 12 | 12 | 3.024 | [7 empty] | 43606481174480 | 6 | 8742 | 40 | 30 | 30 |  |  | 144 | 221808 | 120 | 80 | 105 |  |  |  | 12 | N | [12 empty] | DC1 | MG | 8536209090 | [33 empty] | https://eref.se.com/be/nl/sis-tarif/product/LV426262 | https://eref.se.com/be/fr/sis-tarif/product/LV426262
Schneider Electric | Schneider Electric | 01022021 |  | Schneider Electric |  | SED | LV426263 |  |  | 190.31 |  | 1 |  | 1 | COMPACT NSXm B TM40D 4P3D BOUTAANSL. | Compact NSXm160B TM40D 4p3d racc barres |  | Breaker NSXm 25kA TM40D 4P/3T busbar | [18 empty] | 1 | 3606481174499 | 0 |  | 1600 | 22 | 13 | 12 | 3.432 | [7 empty] | 43606481174497 | 6 | 10190 | 40 | 30 | 30 |  | 73606481174498 | 144 | 254490 | 120 | 80 | 110 |  |  |  | 12 | N | [12 empty] | DC1 | MG | 8536209090 | [33 empty] | https://eref.se.com/be/nl/sis-tarif/product/LV426263 | https://eref.se.com/be/fr/sis-tarif/product/LV426263
Schneider Electric | Schneider Electric | 01022021 |  | Schneider Electric |  | SED | LV426264 |  |  | 190.31 |  | 1 |  | 1 | COMPACT NSXm B TM50D 4P3D BOUTAANSL. | Compact NSXm160B TM50D 4p3d racc barres |  | Breaker NSXm 25kA TM50D 4P/3T busbar | [18 empty] | 1 | 3606481174505 | 0 |  | 1500 | 22 | 13 | 12 | 3.432 | [7 empty] | 43606481174503 | 6 | 10190 | 40 | 30 | 30 |  | 73606481174504 | 144 | 254490 | 120 | 80 | 110 |  |  |  | 12 | N | [12 empty] | DC1 | MG | 8536209090 | [33 empty] | https://eref.se.com/be/nl/sis-tarif/product/LV426264 | https://eref.se.com/be/fr/sis-tarif/product/LV426264
Schneider Electric | Schneider Electric | 01022021 |  | Schneider Electric |  | SED | LV426265 |  |  | 190.31 |  | 1 |  | 1 | COMPACT NSXm B TM63D 4P3D BOUTAANSL. | Compact NSXm160B TM63D 4p3d racc barres |  | Breaker NSXm 25kA TM63D 4P/3T busbar | [18 empty] | 1 | 3606481174512 | 0 |  | 1600 | 22 | 13 | 12 | 3.432 | [7 empty] | 43606481174510 | 6 | 10190 | 40 | 30 | 30 |  | 73606481174511 | 144 | 254490 | 120 | 80 | 110 |  |  |  | 14 | N | [12 empty] | DC1 | MG | 8536209090 | [33 empty] | https://eref.se.com/be/nl/sis-tarif/product/LV426265 | https://eref.se.com/be/fr/sis-tarif/product/LV426265
Schneider Electric | Schneider Electric | 01022021 |  | Schneider Electric |  | SED | LV426266 |  |  | 190.31 |  | 1 |  | 1 | COMPACT NSXm B TM80D 4P3D BOUTAANSL. | Compact NSXm160B TM80D 4p3d racc barres |  | Breaker NSXm 25kA TM80D 4P/3T busbar | [18 empty] | 1 | 3606481174529 | 0 |  | 1698 | 22 | 12 | 13 | 3.432 | [7 empty] | 43606481174527 | 6 | 10190 | 40 | 30 | 30 |  | 73606481174528 | 144 | 254490 | 120 | 80 | 110 |  |  |  | 14 | N | [12 empty] | DC1 | MG | 8536209090 | [33 empty] | https://eref.se.com/be/nl/sis-tarif/product/LV426266 | https://eref.se.com/be/fr/sis-tarif/product/LV426266
Schneider Electric | Schneider Electric | 01022021 |  | Schneider Electric |  | SED | LV426267 |  |  | 227.27 |  | 1 |  | 1 | COMPACT NSXm B TM100D 4P3D BOUTAANSL. | Compact NSXm160B TM100D 4p3d racc barres |  | Breaker NSXm 25kA TM100D 4P/3T busbar | [18 empty] | 1 | 3606481174536 | 0 |  | 1600 | 22 | 12 | 12 | 3.168 | [7 empty] | 43606481174534 | 6 | 10190 | 40 | 30 | 30 |  | 73606481174535 | 144 | 254490 | 120 | 80 | 110 |  |  |  | 12 | N | [12 empty] | DC1 | MG | 8536209090 | [33 empty] | https://eref.se.com/be/nl/sis-tarif/product/LV426267 | https://eref.se.com/be/fr/sis-tarif/product/LV426267
Schneider Electric | Schneider Electric | 01022021 |  | Schneider Electric |  | SED | LV426268 |  |  | 408.44 |  | 1 |  | 1 | COMPACT NSXm B TM125D 4P3D BOUTAANSL. | Compact NSXm160B TM125D 4p3d racc barres |  | Breaker NSXm 25kA TM125D 4P/3T busbar | [18 empty] | 1 | 3606481174543 | 0 |  | 1477 | 22 | 13 | 12 | 3.432 | [7 empty] | 43606481174541 | 6 | 10190 | 40 | 30 | 30 |  | 73606481174542 | 144 | 254490 | 120 | 80 | 110 |  |  |  | 12 | N | [12 empty] | DC1 | MG | 8536209090 | [33 empty] | https://eref.se.com/be/nl/sis-tarif/product/LV426268 | https://eref.se.com/be/fr/sis-tarif/product/LV426268
Schneider Electric | Schneider Electric | 01022021 |  | Schneider Electric |  | SED | LV426269 |  |  | 466.95 |  | 1 |  | 1 | COMPACT NSXm B TM160D 4P3D BOUTAANSL. | Compact NSXm160B TM160D 4p3d racc barres |  | Breaker NSXm 25kA TM160D 4P/3T busbar | [18 empty] | 1 | 3606481174550 | 0 |  | 1600 | 22 | 13 | 12 | 3.432 | [7 empty] | 43606481174558 | 6 | 10190 | 40 | 30 | 30 |  |  | 144 | 254490 | 120 | 80 | 110 |  |  |  | 7 | N | [12 empty] | DC1 | MG | 8536209090 | [33 empty] | https://eref.se.com/be/nl/sis-tarif/product/LV426269 | https://eref.se.com/be/fr/sis-tarif/product/LV426269
Schneider Electric | Schneider Electric | 01022021 |  | Schneider Electric |  | SED | LV426270 |  |  | 216.25 |  | 1 |  | 1 | COMPACT NSXm B TM16D 4P4D BOUTAANSL. | Compact NSXm160B TM16D 4p4d racc barres |  | Breaker NSXm 25kA TM16D 4P/4T busbar | [18 empty] | 1 | 3606481174567 | 0 |  | 1534 | 22 | 13 | 12 | 3.432 | [7 empty] | 43606481174565 | 6 | 10190 | 40 | 30 | 30 |  | 73606481174566 | 144 | 254490 | 120 | 80 | 110 |  |  |  | 12 | N | [12 empty] | DC1 | MG | 8536209090 | [33 empty] | https://eref.se.com/be/nl/sis-tarif/product/LV426270 | https://eref.se.com/be/fr/sis-tarif/product/LV426270
Schneider Electric | Schneider Electric | 01022021 |  | Schneider Electric |  | SED | LV426271 |  |  | 216.25 |  | 1 |  | 1 | COMPACT NSXm B TM25D 4P4D BOUTAANSL. | Compact NSXm160B TM25D 4p4d racc barres |  | Breaker NSXm 25kA TM25D 4P/4T busbar | [18 empty] | 1 | 3606481174574 | 0 |  | 1530 | 22 | 13 | 12 | 3.432 | [7 empty] | 43606481174572 | 6 | 10190 | 40 | 30 | 30 |  | 73606481174573 | 144 | 254490 | 120 | 80 | 110 |  |  |  | 14 | N | [12 empty] | DC1 | MG | 8536209090 | [33 empty] | https://eref.se.com/be/nl/sis-tarif/product/LV426271 | https://eref.se.com/be/fr/sis-tarif/product/LV426271
Schneider Electric | Schneider Electric | 01022021 |  | Schneider Electric |  | SED | LV426272 |  |  | 216.25 |  | 1 |  | 1 | COMPACT NSXm B TM32D 4P4D BOUTAANSL. | Compact NSXm160B TM32D 4p4d racc barres |  | Breaker NSXm 25kA TM32D 4P/4T busbar | [18 empty] | 1 | 3606481174581 | 0 |  | 1500 | 22 | 13 | 12 | 3.432 | [7 empty] | 43606481174589 | 6 | 10190 | 40 | 30 | 30 |  | 73606481174580 | 144 | 254490 | 120 | 80 | 110 |  |  |  | 12 | N | [12 empty] | DC1 | MG | 8536209090 | [33 empty] | https://eref.se.com/be/nl/sis-tarif/product/LV426272 | https://eref.se.com/be/fr/sis-tarif/product/LV426272
Schneider Electric | Schneider Electric | 01022021 |  | Schneider Electric |  | SED | LV426273 |  |  | 216.25 |  | 1 |  | 1 | COMPACT NSXm B TM40D 4P4D BOUTAANSL. | Compact NSXm160B TM40D 4p4d racc barres |  | Breaker NSXm 25kA TM40D 4P/4T busbar | [18 empty] | 1 | 3606481174598 | 0 |  | 1500 | 22 | 12 | 12 | 3.168 | 3606481174598 | 1 | 1600 | 22 | 12 | 12.5 |  | 43606481174596 | 6 | 10190 | 40 | 30 | 30 |  | 73606481174597 | 144 | 254490 | 120 | 80 | 110 |  |  |  | 14 | N | [12 empty] | DC1 | MG | 8536209090 | [33 empty] | https://eref.se.com/be/nl/sis-tarif/product/LV426273 | https://eref.se.com/be/fr/sis-tarif/product/LV426273
Schneider Electric | Schneider Electric | 01022021 |  | Schneider Electric |  | SED | LV426274 |  |  | 216.25 |  | 1 |  | 1 | COMPACT NSXm B TM50D 4P4D BOUTAANSL. | Compact NSXm160B TM50D 4p4d racc barres |  | Breaker NSXm 25kA TM50D 4P/4T busbar | [18 empty] | 1 | 3606481174604 | 0 |  | 1500 | 22 | 13 | 12 | 3.432 | [7 empty] | 43606481174602 | 6 | 10190 | 40 | 30 | 30 |  | 73606481174603 | 144 | 254490 | 120 | 80 | 110 |  |  |  | 12 | N | [12 empty] | DC1 | MG | 8536209090 | [33 empty] | https://eref.se.com/be/nl/sis-tarif/product/LV426274 | https://eref.se.com/be/fr/sis-tarif/product/LV426274
Schneider Electric | Schneider Electric | 01022021 |  | Schneider Electric |  | SED | LV426275 |  |  | 216.25 |  | 1 |  | 1 | COMPACT NSXm B TM63D 4P4D BOUTAANSL. | Compact NSXm160B TM63D 4p4d racc barres |  | Breaker NSXm 25kA TM63D 4P/4T busbar | [18 empty] | 1 | 3606481174611 | 0 |  | 1500 | 21 | 12 | 12 | 3.024 | [7 empty] | 43606481174619 | 6 | 10190 | 40 | 30 | 30 |  | 73606481174610 | 144 | 254490 | 120 | 80 | 110 |  |  |  | 15 | N | [12 empty] | DC1 | MG | 8536209090 | [33 empty] | https://eref.se.com/be/nl/sis-tarif/product/LV426275 | https://eref.se.com/be/fr/sis-tarif/product/LV426275
Schneider Electric | Schneider Electric | 01022021 |  | Schneider Electric |  | SED | LV426276 |  |  | 216.25 |  | 1 |  | 1 | COMPACT NSXm B TM80D 4P4D BOUTAANSL. | Compact NSXm160B TM80D 4p4d racc barres |  | Breaker NSXm 25kA TM80D 4P/4T busbar | [18 empty] | 1 | 3606481174628 | 0 |  | 1500 | 22 | 13 | 12 | 3.432 | [7 empty] | 43606481174626 | 6 | 10190 | 40 | 30 | 30 |  | 73606481174627 | 144 | 254490 | 120 | 80 | 110 |  |  |  | 15 | N | [12 empty] | DC1 | MG | 8536209090 | [33 empty] | https://eref.se.com/be/nl/sis-tarif/product/LV426276 | https://eref.se.com/be/fr/sis-tarif/product/LV426276
Schneider Electric | Schneider Electric | 01022021 |  | Schneider Electric |  | SED | LV426277 |  |  | 223.97 |  | 1 |  | 1 | COMPACT NSXm B TM100D 4P4D BOUTAANSL. | Compact NSXm160B TM100D 4p4d racc barres |  | Breaker NSXm 25kA TM100D 4P/4T busbar | [18 empty] | 1 | 3606481174635 | 0 |  | 1500 | 22 | 13 | 12 | 3.432 | 3606481174635 | 1 | 1600 | 22 | 12 | 12.5 |  | 43606481174633 | 6 | 10190 | 40 | 30 | 30 |  | 73606481174634 | 48 | 93520 | 120 | 80 | 50 |  |  |  | 7 | N | [12 empty] | DC1 | MG | 8536209090 | [33 empty] | https://eref.se.com/be/nl/sis-tarif/product/LV426277 | https://eref.se.com/be/fr/sis-tarif/product/LV426277
Schneider Electric | Schneider Electric | 01022021 |  | Schneider Electric |  | SED | LV426278 |  |  | 449.63 |  | 1 |  | 1 | COMPACT NSXm B TM125D 4P4D BOUTAANSL. | Compact NSXm160B TM125D 4p4d racc barres |  | Breaker NSXm 25kA TM125D 4P/4T busbar | [18 empty] | 1 | 3606481174642 | 0 |  | 1500 | 22 | 12 | 12 | 3.168 | 3606481174642 | 1 | 1600 | 22 | 12 | 12.5 |  | 43606481174640 | 6 | 10190 | 40 | 30 | 30 |  | 73606481174641 | 48 | 93520 | 120 | 80 | 50 |  |  |  | 15 | N | [12 empty] | DC1 | MG | 8536209090 | [33 empty] | https://eref.se.com/be/nl/sis-tarif/product/LV426278 | https://eref.se.com/be/fr/sis-tarif/product/LV426278
Schneider Electric | Schneider Electric | 01022021 |  | Schneider Electric |  | SED | LV426279 |  |  | 555.85 |  | 1 |  | 1 | COMPACT NSXm B TM160D 4P4D BOUTAANSL. | Compact NSXm160B TM160D 4p4d racc barres |  | Breaker NSXm 25kA TM160D 4P/4T busbar | [18 empty] | 1 | 3606481174659 | 0 |  | 1500 | 22 | 12 | 12 | 3.168 | 3606481174659 | 1 | 1600 | 22 | 12 | 12.5 |  | 43606481174657 | 6 | 10190 | 40 | 30 | 30 |  | 73606481174658 | 48 | 93520 | 120 | 80 | 50 |  |  |  | 15 | N | [12 empty] | DC1 | MG | 8536209090 | [33 empty] | https://eref.se.com/be/nl/sis-tarif/product/LV426279 | https://eref.se.com/be/fr/sis-tarif/product/LV426279
Schneider Electric | Schneider Electric | 01022021 |  | Schneider Electric |  | SED | LV426300 |  |  | 178.51 |  | 1 |  | 1 | COMPACT NSXm F TM16D 3P EVERLINK | Compact NSXm160F TM16D 3p3d racc Elink |  | Breaker NSXm 36kA TM16D 3P Elink | [18 empty] | 1 | 3606481174666 | 0 |  | 1227 | 22 | 13 | 9 | 2.574 | [7 empty] | 43606481174664 | 9 | 11510 | 40 | 30 | 30 |  |  | 216 | 288240 | 120 | 80 | 105 |  |  |  | 7 | N | [12 empty] | DC1 | MG | 8536209090 | [33 empty] | https://eref.se.com/be/nl/sis-tarif/product/LV426300 | https://eref.se.com/be/fr/sis-tarif/product/LV426300
Schneider Electric | Schneider Electric | 01022021 |  | Schneider Electric |  | SED | LV426301 |  |  | 178.51 |  | 1 |  | 1 | COMPACT NSXm F TM25D 3P EVERLINK | Compact NSXm160F TM25D 3p3d racc Elink |  | Breaker NSXm 36kA TM25D 3P Elink | [18 empty] | 1 | 3606481174673 | 0 |  | 1209 | 22 | 13 | 9 | 2.574 | [7 empty] | 43606481174671 | 8 | 9916 | 40 | 30 | 30 |  | 73606481174672 | 216 | 304890 | 120 | 80 | 110 |  |  |  | 7 | N | [12 empty] | DC1 | MG | 8536209090 | [33 empty] | https://eref.se.com/be/nl/sis-tarif/product/LV426301 | https://eref.se.com/be/fr/sis-tarif/product/LV426301
Schneider Electric | Schneider Electric | 01022021 |  | Schneider Electric |  | SED | LV426302 |  |  | 178.51 |  | 1 |  | 1 | COMPACT NSXm F TM32D 3P EVERLINK | Compact NSXm160F TM32D 3p3d racc Elink |  | Breaker NSXm 36kA TM32D 3P Elink | [18 empty] | 1 | 3606481174680 | 0 |  | 1205 | 21 | 12 | 9 | 2.268 | [7 empty] | 43606481174688 | 9 | 12290 | 40 | 30 | 30 |  | 73606481174689 | 216 | 304890 | 120 | 80 | 110 |  |  |  | 7 | N | [12 empty] | DC1 | MG | 8536209090 | [33 empty] | https://eref.se.com/be/nl/sis-tarif/product/LV426302 | https://eref.se.com/be/fr/sis-tarif/product/LV426302
Schneider Electric | Schneider Electric | 01022021 |  | Schneider Electric |  | SED | LV426303 |  |  | 178.51 |  | 1 |  | 1 | COMPACT NSXm F TM40D 3P EVERLINK | Compact NSXm160F TM40D 3p3d racc Elink |  | Breaker NSXm 36kA TM40D 3P Elink | [18 empty] | 1 | 3606481174697 | 0 |  | 1300 | 22 | 13 | 9 | 2.574 | [7 empty] | 43606481174695 | 9 | 12290 | 40 | 30 | 30 |  | 73606481174696 | 216 | 304890 | 120 | 80 | 110 |  |  |  | 7 | N | [12 empty] | DC1 | MG | 8536209090 | [33 empty] | https://eref.se.com/be/nl/sis-tarif/product/LV426303 | https://eref.se.com/be/fr/sis-tarif/product/LV426303
Schneider Electric | Schneider Electric | 01022021 |  | Schneider Electric |  | SED | LV426304 |  |  | 178.51 |  | 1 |  | 1 | COMPACT NSXm F TM50D 3P EVERLINK | Compact NSXm160F TM50D 3p3d racc Elink |  | Breaker NSXm 36kA TM50D 3P Elink | [18 empty] | 1 | 3606481174703 | 0 |  | 1208 | 22 | 12 | 9 | 2.376 | [7 empty] | 43606481174701 | 9 | 11257 | 40 | 30 | 30 |  |  | 216 | 282168 | 120 | 80 | 105 |  |  |  | 2 | Y | [12 empty] | DC1 | MG | 8536209090 | [33 empty] | https://eref.se.com/be/nl/sis-tarif/product/LV426304 | https://eref.se.com/be/fr/sis-tarif/product/LV426304
Schneider Electric | Schneider Electric | 01022021 |  | Schneider Electric |  | SED | LV426305 |  |  | 178.51 |  | 1 |  | 1 | COMPACT NSXm F TM63D 3P EVERLINK | Compact NSXm160F TM63D 3p3d racc Elink |  | Breaker NSXm 36kA TM63D 3P Elink | [18 empty] | 1 | 3606481174710 | 0 |  | 1252 | 22 | 13 | 9 | 2.574 | [7 empty] | 43606481174718 | 9 | 11684 | 40 | 30 | 30 |  | 73606481174719 | 216 | 304890 | 120 | 80 | 110 |  |  |  | 2 | Y | [12 empty] | DC1 | MG | 8536209090 | [33 empty] | https://eref.se.com/be/nl/sis-tarif/product/LV426305 | https://eref.se.com/be/fr/sis-tarif/product/LV426305
Schneider Electric | Schneider Electric | 01022021 |  | Schneider Electric |  | SED | LV426306 |  |  | 178.51 |  | 1 |  | 1 | COMPACT NSXm F TM80D 3P EVERLINK | Compact NSXm160F TM80D 3p3d racc Elink |  | Breaker NSXm 36kA TM80D 3P Elink | [18 empty] | 1 | 3606481174727 | 0 |  | 1251 | 22 | 13 | 9 | 2.574 | [7 empty] | 43606481174725 | 8 | 10428 | 40 | 30 | 30 |  | 73606481174726 | 216 | 304890 | 120 | 80 | 110 |  |  |  | 2 | Y | [12 empty] | DC1 | MG | 8536209090 | [33 empty] | https://eref.se.com/be/nl/sis-tarif/product/LV426306 | https://eref.se.com/be/fr/sis-tarif/product/LV426306
Schneider Electric | Schneider Electric | 01022021 |  | Schneider Electric |  | SED | LV426307 |  |  | 219.17 |  | 1 |  | 1 | COMPACT NSXm F TM100D 3P EVERLINK | Compact NSXm160F TM100D 3p3d racc Elink |  | Breaker NSXm 36kA TM100D 3P Elink | [18 empty] | 1 | 3606481174734 | 0 |  | 1213 | 22 | 12 | 9 | 2.376 | [7 empty] | 43606481174732 | 9 | 11305 | 40 | 30 | 30 |  |  | 216 | 283320 | 120 | 80 | 105 |  |  |  | 7 | N | [12 empty] | DC1 | MG | 8536209090 | [33 empty] | https://eref.se.com/be/nl/sis-tarif/product/LV426307 | https://eref.se.com/be/fr/sis-tarif/product/LV426307
Schneider Electric | Schneider Electric | 01022021 |  | Schneider Electric |  | SED | LV426308 |  |  | 387.86 |  | 1 |  | 1 | COMPACT NSXm F TM125D 3P EVERLINK | Compact NSXm160F TM125D 3p3d racc Elink |  | Breaker NSXm 36kA TM125D 3P Elink | [18 empty] | 1 | 3606481174741 | 0 |  | 1212 | 22 | 12 | 9 | 2.376 | [7 empty] | 43606481174749 | 9 | 11289 | 40 | 30 | 30 |  |  | 216 | 282936 | 120 | 80 | 105 |  |  |  | 7 | N | [12 empty] | DC1 | MG | 8536209090 | [33 empty] | https://eref.se.com/be/nl/sis-tarif/product/LV426308 | https://eref.se.com/be/fr/sis-tarif/product/LV426308
Schneider Electric | Schneider Electric | 01022021 |  | Schneider Electric |  | SED | LV426309 |  |  | 458.78 |  | 1 |  | 1 | COMPACT NSXm F TM160D 3P EVERLINK | Compact NSXm160F TM160D 3p3d racc Elink |  | Breaker NSXm 36kA TM160D 3P Elink | [18 empty] | 1 | 3606481174758 | 0 |  | 1255 | 22 | 13 | 9 | 2.574 | [7 empty] | 43606481174756 | 8 | 10462 | 40 | 30 | 30 |  | 73606481174757 | 216 | 304890 | 120 | 80 | 110 |  |  |  | 7 | N | [12 empty] | DC1 | MG | 8536209090 | [33 empty] | https://eref.se.com/be/nl/sis-tarif/product/LV426309 | https://eref.se.com/be/fr/sis-tarif/product/LV426309
Schneider Electric | Schneider Electric | 01022021 |  | Schneider Electric |  | SED | LV426310 |  |  | 227.69 |  | 1 |  | 1 | COMPACT NSXm F TM16D 4P3D EVERLINK | Compact NSXm160F TM16D 4p3d racc Elink |  | Breaker NSXm 36kA TM16D 4P/3T Elink | [18 empty] | 1 | 3606481174765 | 0 |  | 1624 | 22 | 13 | 12 | 3.432 | 3606481174765 | 1 | 1600 | 12.5 | 22 | 11.7 |  | 43606481174763 | 6 | 10190 | 30 | 40 | 30 |  | 73606481174764 | 144 | 254490 | 110 | 120 | 80 |  |  |  | 14 | N | [12 empty] | DC1 | MG | 8536209090 | [33 empty] | https://eref.se.com/be/nl/sis-tarif/product/LV426310 | https://eref.se.com/be/fr/sis-tarif/product/LV426310
Schneider Electric | Schneider Electric | 01022021 |  | Schneider Electric |  | SED | LV426311 |  |  | 227.69 |  | 1 |  | 1 | COMPACT NSXm F TM25D 4P3D EVERLINK | Compact NSXm160F TM25D 4p3d racc Elink |  | Breaker NSXm 36kA TM25D 4P/3T Elink | [18 empty] | 1 | 3606481174772 | 0 |  | 1500 | 22 | 12 | 13 | 3.432 | [7 empty] | 43606481174770 | 6 | 10190 | 40 | 30 | 30 |  | 73606481174771 | 144 | 254490 | 120 | 80 | 110 |  |  |  | 14 | N | [12 empty] | DC1 | MG | 8536209090 | [33 empty] | https://eref.se.com/be/nl/sis-tarif/product/LV426311 | https://eref.se.com/be/fr/sis-tarif/product/LV426311
Schneider Electric | Schneider Electric | 01022021 |  | Schneider Electric |  | SED | LV426312 |  |  | 227.69 |  | 1 |  | 1 | COMPACT NSXm F TM32D 4P3D EVERLINK | Compact NSXm160F TM32D 4p3d racc Elink |  | Breaker NSXm 36kA TM32D 4P/3T Elink | [18 empty] | 1 | 3606481174789 | 0 |  | 1500 | 22 | 13 | 12 | 3.432 | [7 empty] | 43606481174787 | 6 | 10190 | 40 | 30 | 30 |  | 73606481174788 | 144 | 254490 | 120 | 80 | 110 |  |  |  | 12 | N | [12 empty] | DC1 | MG | 8536209090 | [33 empty] | https://eref.se.com/be/nl/sis-tarif/product/LV426312 | https://eref.se.com/be/fr/sis-tarif/product/LV426312
Schneider Electric | Schneider Electric | 01022021 |  | Schneider Electric |  | SED | LV426313 |  |  | 227.69 |  | 1 |  | 1 | COMPACT NSXm F TM40D 4P3D EVERLINK | Compact NSXm160F TM40D 4p3d racc Elink |  | Breaker NSXm 36kA TM40D 4P/3T Elink | [18 empty] | 1 | 3606481174796 | 0 |  | 1600 | 22 | 12 | 12 | 3.168 | 3606481174796 | 1 | 1600 | 22 | 12 | 12.5 |  | 43606481174794 | 6 | 10190 | 40 | 30 | 30 |  | 73606481174795 | 144 | 254490 | 120 | 80 | 110 |  |  |  | 15 | N | [12 empty] | DC1 | MG | 8536209090 | [33 empty] | https://eref.se.com/be/nl/sis-tarif/product/LV426313 | https://eref.se.com/be/fr/sis-tarif/product/LV426313
Schneider Electric | Schneider Electric | 01022021 |  | Schneider Electric |  | SED | LV426314 |  |  | 227.69 |  | 1 |  | 1 | COMPACT NSXm F TM50D 4P3D EVERLINK | Compact NSXm160F TM50D 4p3d racc Elink |  | Breaker NSXm 36kA TM50D 4P/3T Elink | [18 empty] | 1 | 3606481174802 | 0 |  | 1578 | 22 | 12 | 13 | 3.432 | 3606481174802 | 1 | 1600 | 22 | 12 | 12.5 |  | 43606481174800 | 6 | 10190 | 40 | 30 | 30 |  | 73606481174801 | 144 | 254490 | 120 | 80 | 110 |  |  |  | 14 | N | [12 empty] | DC1 | MG | 8536209090 | [33 empty] | https://eref.se.com/be/nl/sis-tarif/product/LV426314 | https://eref.se.com/be/fr/sis-tarif/product/LV426314
Schneider Electric | Schneider Electric | 01022021 |  | Schneider Electric |  | SED | LV426315 |  |  | 227.69 |  | 1 |  | 1 | COMPACT NSXm F TM63D 4P3D EVERLINK | Compact NSXm160F TM63D 4p3d racc Elink |  | Breaker NSXm 36kA TM63D 4P/3T Elink | [18 empty] | 1 | 3606481174819 | 0 |  | 1600 | 22 | 13 | 12 | 3.432 | 3606481174819 | 1 | 1600 | 12.5 | 22 | 11.7 |  | 43606481174817 | 6 | 10190 | 30 | 40 | 30 |  | 73606481174818 | 144 | 254490 | 110 | 120 | 80 |  |  |  | 15 | N | [12 empty] | DC1 | MG | 8536209090 | [33 empty] | https://eref.se.com/be/nl/sis-tarif/product/LV426315 | https://eref.se.com/be/fr/sis-tarif/product/LV426315
Schneider Electric | Schneider Electric | 01022021 |  | Schneider Electric |  | SED | LV426316 |  |  | 227.69 |  | 1 |  | 1 | COMPACT NSXm F TM80D 4P3D EVERLINK | Compact NSXm160F TM80D 4p3d racc Elink |  | Breaker NSXm 36kA TM80D 4P/3T Elink | [18 empty] | 1 | 3606481174826 | 0 |  | 1600 | 22 | 12 | 12 | 3.168 | 3606481174826 | 1 | 1600 | 22 | 12 | 12.5 |  | 43606481174824 | 6 | 10190 | 40 | 30 | 30 |  | 73606481174825 | 144 | 254490 | 120 | 80 | 110 |  |  |  | 15 | N | [12 empty] | DC1 | MG | 8536209090 | [33 empty] | https://eref.se.com/be/nl/sis-tarif/product/LV426316 | https://eref.se.com/be/fr/sis-tarif/product/LV426316
Schneider Electric | Schneider Electric | 01022021 |  | Schneider Electric |  | SED | LV426317 |  |  | 272.51 |  | 1 |  | 1 | COMPACT NSXm F TM100D 4P3D EVERLINK | Compact NSXm160F TM100D 4p3d racc Elink |  | Breaker NSXm 36kA TM100D 4P/3T Elink | [18 empty] | 1 | 3606481174833 | 0 |  | 1600 | 22 | 13 | 12 | 3.432 | [7 empty] | 43606481174831 | 6 | 10190 | 40 | 30 | 30 |  | 73606481174832 | 144 | 254490 | 120 | 80 | 80 |  |  |  | 7 | N | [12 empty] | DC1 | MG | 8536209090 | [33 empty] | https://eref.se.com/be/nl/sis-tarif/product/LV426317 | https://eref.se.com/be/fr/sis-tarif/product/LV426317
Schneider Electric | Schneider Electric | 01022021 |  | Schneider Electric |  | SED | LV426318 |  |  | 480.57 |  | 1 |  | 1 | COMPACT NSXm F TM125D 4P3D EVERLINK | Compact NSXm160F TM125D 4p3d racc Elink |  | Breaker NSXm 36kA TM125D 4P/3T Elink | [18 empty] | 1 | 3606481174840 | 0 |  | 1600 | 22 | 13 | 12 | 3.432 | [7 empty] | 43606481174848 | 6 | 10190 | 40 | 30 | 30 |  | 73606481174849 | 48 | 93520 | 120 | 80 | 50 |  |  |  | 7 | N | [12 empty] | DC1 | MG | 8536209090 | [33 empty] | https://eref.se.com/be/nl/sis-tarif/product/LV426318 | https://eref.se.com/be/fr/sis-tarif/product/LV426318
Schneider Electric | Schneider Electric | 01022021 |  | Schneider Electric |  | SED | LV426319 |  |  | 551.46 |  | 1 |  | 1 | COMPACT NSXm F TM160D 4P3D EVERLINK | Compact NSXm160F TM160D 4p3d racc Elink |  | Breaker NSXm 36kA TM160D 4P/3T Elink | [18 empty] | 1 | 3606481174857 | 0 |  | 1600 | 22 | 13 | 12 | 3.432 | [7 empty] | 43606481174855 | 6 | 10190 | 40 | 30 | 30 |  | 73606481174856 | 144 | 254490 | 120 | 80 | 110 |  |  |  | 15 | N | [12 empty] | DC1 | MG | 8536209090 | [33 empty] | https://eref.se.com/be/nl/sis-tarif/product/LV426319 | https://eref.se.com/be/fr/sis-tarif/product/LV426319
Schneider Electric | Schneider Electric | 01022021 |  | Schneider Electric |  | SED | LV426320 |  |  | 259.14 |  | 1 |  | 1 | COMPACT NSXm F TM16D 4P4D EVERLINK | Compact NSXm160F TM16D 4p4d racc Elink |  | Breaker NSXm 36kA TM16D 4P/4T Elink | [18 empty] | 1 | 3606481174864 | 0 |  | 1600 | 22 | 13 | 12 | 3.432 | [7 empty] | 43606481174862 | 6 | 10190 | 40 | 30 | 30 |  | 73606481174863 | 144 | 254490 | 120 | 80 | 110 |  |  |  | 12 | N | [12 empty] | DC1 | MG | 8536209090 | [33 empty] | https://eref.se.com/be/nl/sis-tarif/product/LV426320 | https://eref.se.com/be/fr/sis-tarif/product/LV426320
Schneider Electric | Schneider Electric | 01022021 |  | Schneider Electric |  | SED | LV426321 |  |  | 259.14 |  | 1 |  | 1 | COMPACT NSXm F TM25D 4P4D EVERLINK | Compact NSXm160F TM25D 4p4d racc Elink |  | Breaker NSXm 36kA TM25D 4P/4T Elink | [18 empty] | 1 | 3606481174871 | 0 |  | 1607 | 22 | 13 | 12 | 3.432 | [7 empty] | 43606481174879 | 6 | 10062 | 40 | 30 | 30 |  | 73606481174870 | 144 | 254490 | 120 | 80 | 110 |  |  |  | 7 | N | [12 empty] | DC1 | MG | 8536209090 | [33 empty] | https://eref.se.com/be/nl/sis-tarif/product/LV426321 | https://eref.se.com/be/fr/sis-tarif/product/LV426321
Schneider Electric | Schneider Electric | 01022021 |  | Schneider Electric |  | SED | LV426322 |  |  | 259.14 |  | 1 |  | 1 | COMPACT NSXm F TM32D 4P4D EVERLINK | Compact NSXm160F TM32D 4p4d racc Elink |  | Breaker NSXm 36kA TM32D 4P/4T Elink | [18 empty] | 1 | 3606481174888 | 0 |  | 1600 | 22 | 13 | 12 | 3.432 | [7 empty] | 43606481174886 | 6 | 10190 | 40 | 30 | 30 |  |  | 144 | 254490 | 120 | 80 | 110 |  |  |  | 7 | N | [12 empty] | DC1 | MG | 8536209090 | [33 empty] | https://eref.se.com/be/nl/sis-tarif/product/LV426322 | https://eref.se.com/be/fr/sis-tarif/product/LV426322
Schneider Electric | Schneider Electric | 01022021 |  | Schneider Electric |  | SED | LV426323 |  |  | 259.14 |  | 1 |  | 1 | COMPACT NSXm F TM40D 4P4D EVERLINK | Compact NSXm160F TM40D 4p4d racc Elink |  | Breaker NSXm 36kA TM40D 4P/4T Elink | [18 empty] | 1 | 3606481174895 | 0 |  | 1600 | 22 | 13 | 12 | 3.432 | [7 empty] | 43606481174893 | 6 | 10190 | 40 | 30 | 30 |  |  | 144 | 254490 | 120 | 80 | 110 |  |  |  | 7 | N | [12 empty] | DC1 | MG | 8536209090 | [33 empty] | https://eref.se.com/be/nl/sis-tarif/product/LV426323 | https://eref.se.com/be/fr/sis-tarif/product/LV426323
Schneider Electric | Schneider Electric | 01022021 |  | Schneider Electric |  | SED | LV426324 |  |  | 259.14 |  | 1 |  | 1 | COMPACT NSXm F TM50D 4P4D EVERLINK | Compact NSXm160F TM50D 4p4d racc Elink |  | Breaker NSXm 36kA TM50D 4P/4T Elink | [18 empty] | 1 | 3606481174901 | 0 |  | 1600 | 22 | 13 | 12 | 3.432 | [7 empty] | 43606481174909 | 6 | 10190 | 40 | 30 | 30 |  |  | 144 | 254490 | 120 | 80 | 110 |  |  |  | 7 | N | [12 empty] | DC1 | MG | 8536209090 | [33 empty] | https://eref.se.com/be/nl/sis-tarif/product/LV426324 | https://eref.se.com/be/fr/sis-tarif/product/LV426324
Schneider Electric | Schneider Electric | 01022021 |  | Schneider Electric |  | SED | LV426325 |  |  | 259.14 |  | 1 |  | 1 | COMPACT NSXm F TM63D 4P4D EVERLINK | Compact NSXm160F TM63D 4p4d racc Elink |  | Breaker NSXm 36kA TM63D 4P/4T Elink | [18 empty] | 1 | 3606481174918 | 0 |  | 1600 | 22 | 13 | 12 | 3.432 | [7 empty] | 43606481174916 | 6 | 10190 | 40 | 30 | 30 |  |  | 144 | 254490 | 120 | 80 | 110 |  |  |  | 7 | N | [12 empty] | DC1 | MG | 8536209090 | [33 empty] | https://eref.se.com/be/nl/sis-tarif/product/LV426325 | https://eref.se.com/be/fr/sis-tarif/product/LV426325
Schneider Electric | Schneider Electric | 01022021 |  | Schneider Electric |  | SED | LV426326 |  |  | 259.14 |  | 1 |  | 1 | COMPACT NSXm F TM80D 4P4D EVERLINK | Compact NSXm160F TM80D 4p4d racc Elink |  | Breaker NSXm 36kA TM80D 4P/4T Elink | [18 empty] | 1 | 3606481174925 | 0 |  | 1600 | 22 | 13 | 12 | 3.432 | [7 empty] | 43606481174923 | 6 | 10190 | 40 | 30 | 30 |  |  | 144 | 254490 | 120 | 80 | 110 |  |  |  | 7 | N | [12 empty] | DC1 | MG | 8536209090 | [33 empty] | https://eref.se.com/be/nl/sis-tarif/product/LV426326 | https://eref.se.com/be/fr/sis-tarif/product/LV426326
Schneider Electric | Schneider Electric | 01022021 |  | Schneider Electric |  | SED | LV426327 |  |  | 268.49 |  | 1 |  | 1 | COMPACT NSXm F TM100D 4P4D EVERLINK | Compact NSXm160F TM100D 4p4d racc Elink |  | Breaker NSXm 36kA TM100D 4P/4T Elink | [18 empty] | 1 | 3606481174932 | 0 |  | 1600 | 22 | 13 | 12 | 3.432 | [7 empty] | 43606481174930 | 6 | 10190 | 40 | 30 | 30 |  |  | 144 | 254490 | 120 | 80 | 110 |  |  |  | 7 | N | [12 empty] | DC1 | MG | 8536209090 | [33 empty] | https://eref.se.com/be/nl/sis-tarif/product/LV426327 | https://eref.se.com/be/fr/sis-tarif/product/LV426327
Schneider Electric | Schneider Electric | 01022021 |  | Schneider Electric |  | SED | LV426328 |  |  | 530.49 |  | 1 |  | 1 | COMPACT NSXm F TM125D 4P4D EVERLINK | Compact NSXm160F TM125D 4p4d racc Elink |  | Breaker NSXm 36kA TM125D 4P/4T Elink | [18 empty] | 1 | 3606481174949 | 0 |  | 1600 | 22 | 13 | 12 | 3.432 | [7 empty] | 43606481174947 | 6 | 10190 | 40 | 30 | 30 |  |  | 144 | 254490 | 120 | 80 | 110 |  |  |  | 7 | N | [12 empty] | DC1 | MG | 8536209090 | [33 empty] | https://eref.se.com/be/nl/sis-tarif/product/LV426328 | https://eref.se.com/be/fr/sis-tarif/product/LV426328
Schneider Electric | Schneider Electric | 01022021 |  | Schneider Electric |  | SED | LV426329 |  |  | 659.19 |  | 1 |  | 1 | COMPACT NSXm F TM160D 4P4D EVERLINK | Compact NSXm160F TM160D 4p4d racc Elink |  | Breaker NSXm 36kA TM160D 4P/4T Elink | [18 empty] | 1 | 3606481174956 | 0 |  | 1600 | 22 | 13 | 12 | 3.432 | [7 empty] | 43606481174954 | 6 | 10190 | 40 | 30 | 30 |  |  | 144 | 254490 | 120 | 80 | 110 |  |  |  | 2 | Y | [12 empty] | DC1 | MG | 8536209090 | [33 empty] | https://eref.se.com/be/nl/sis-tarif/product/LV426329 | https://eref.se.com/be/fr/sis-tarif/product/LV426329
Schneider Electric | Schneider Electric | 01022021 |  | Schneider Electric |  | SED | LV426350 |  |  | 178.51 |  | 1 |  | 1 | COMPACT NSXm F TM16D 3P BOUTAANSL. | Compact NSXm160F TM16D 3p3d racc barres |  | Breaker NSXm 36kA TM16D 3P busbar | [18 empty] | 1 | 3606481174963 | 0 |  | 1200 | 22 | 13 | 9 | 2.574 | [7 empty] | 43606481174961 | 9 | 12290 | 40 | 30 | 30 |  | 73606481174962 | 216 | 304890 | 120 | 80 | 110 |  |  |  | 12 | N | [12 empty] | DC1 | MG | 8536209090 | [33 empty] | https://eref.se.com/be/nl/sis-tarif/product/LV426350 | https://eref.se.com/be/fr/sis-tarif/product/LV426350
Schneider Electric | Schneider Electric | 01022021 |  | Schneider Electric |  | SED | LV426351 |  |  | 178.51 |  | 1 |  | 1 | COMPACT NSXm F TM25D 3P BOUTAANSL. | Compact NSXm160F TM25D 3p3d racc barres |  | Breaker NSXm 36kA TM25D 3P busbar | [18 empty] | 1 | 3606481174970 | 0 |  | 1188 | 22 | 13 | 9 | 2.574 | [7 empty] | 43606481174978 | 9 | 12290 | 40 | 30 | 30 |  | 73606481174979 | 216 | 304890 | 120 | 80 | 110 |  |  |  | 12 | N | [12 empty] | DC1 | MG | 8536209090 | [33 empty] | https://eref.se.com/be/nl/sis-tarif/product/LV426351 | https://eref.se.com/be/fr/sis-tarif/product/LV426351
Schneider Electric | Schneider Electric | 01022021 |  | Schneider Electric |  | SED | LV426352 |  |  | 178.51 |  | 1 |  | 1 | COMPACT NSXm F TM32D 3P BOUTAANSL. | Compact NSXm160F TM32D 3p3d racc barres |  | Breaker NSXm 36kA TM32D 3P busbar | [18 empty] | 1 | 3606481174987 | 0 |  | 1146 | 22 | 12 | 9 | 2.376 | [7 empty] | 43606481174985 | 9 | 12290 | 40 | 30 | 30 |  | 73606481174986 | 216 | 304890 | 120 | 80 | 110 |  |  |  | 12 | N | [12 empty] | DC1 | MG | 8536209090 | [33 empty] | https://eref.se.com/be/nl/sis-tarif/product/LV426352 | https://eref.se.com/be/fr/sis-tarif/product/LV426352
Schneider Electric | Schneider Electric | 01022021 |  | Schneider Electric |  | SED | LV426353 |  |  | 178.51 |  | 1 |  | 1 | COMPACT NSXm F TM40D 3P BOUTAANSL. | Compact NSXm160F TM40D 3p3d racc barres |  | Breaker NSXm 36kA TM40D 3P busbar | [18 empty] | 1 | 3606481174994 | 0 |  | 1200 | 22 | 13 | 9 | 2.574 | [7 empty] | 43606481174992 | 9 | 12290 | 40 | 30 | 30 |  | 73606481174993 | 216 | 304890 | 120 | 80 | 110 |  |  |  | 12 | N | [12 empty] | DC1 | MG | 8536209090 | [33 empty] | https://eref.se.com/be/nl/sis-tarif/product/LV426353 | https://eref.se.com/be/fr/sis-tarif/product/LV426353
Schneider Electric | Schneider Electric | 01022021 |  | Schneider Electric |  | SED | LV426354 |  |  | 178.51 |  | 1 |  | 1 | COMPACT NSXm F TM50D 3P BOUTAANSL. | Compact NSXm160F TM50D 3p3d racc barres |  | Breaker NSXm 36kA TM50D 3P busbar | [18 empty] | 1 | 3606481175007 | 0 |  | 1194 | 22 | 12 | 9 | 2.376 | [7 empty] | 43606481175005 | 9 | 12290 | 40 | 30 | 30 |  | 73606481175006 | 216 | 304890 | 120 | 80 | 110 |  |  |  | 12 | N | [12 empty] | DC1 | MG | 8536209090 | [33 empty] | https://eref.se.com/be/nl/sis-tarif/product/LV426354 | https://eref.se.com/be/fr/sis-tarif/product/LV426354
Schneider Electric | Schneider Electric | 01022021 |  | Schneider Electric |  | SED | LV426355 |  |  | 178.51 |  | 1 |  | 1 | COMPACT NSXm F TM63D 3P BOUTAANSL. | Compact NSXm160F TM63D 3p3d racc barres |  | Breaker NSXm 36kA TM63D 3P busbar | [18 empty] | 1 | 3606481175014 | 0 |  | 1270 | 22 | 13 | 9 | 2.574 | [7 empty] | 43606481175012 | 9 | 12290 | 40 | 30 | 30 |  | 73606481175013 | 216 | 304890 | 120 | 80 | 110 |  |  |  | 12 | N | [12 empty] | DC1 | MG | 8536209090 | [33 empty] | https://eref.se.com/be/nl/sis-tarif/product/LV426355 | https://eref.se.com/be/fr/sis-tarif/product/LV426355
Schneider Electric | Schneider Electric | 01022021 |  | Schneider Electric |  | SED | LV426356 |  |  | 178.51 |  | 1 |  | 1 | COMPACT NSXm F TM80D 3P BOUTAANSL. | Compact NSXm160F TM80D 3p3d racc barres |  | Breaker NSXm 36kA TM80D 3P busbar | [18 empty] | 1 | 3606481175021 | 0 |  | 1200 | 22 | 13 | 9 | 2.574 | [7 empty] | 43606481175029 | 9 | 12290 | 40 | 30 | 30 |  | 73606481175020 | 216 | 304890 | 120 | 80 | 110 |  |  |  | 12 | N | [12 empty] | DC1 | MG | 8536209090 | [33 empty] | https://eref.se.com/be/nl/sis-tarif/product/LV426356 | https://eref.se.com/be/fr/sis-tarif/product/LV426356
Schneider Electric | Schneider Electric | 01022021 |  | Schneider Electric |  | SED | LV426357 |  |  | 219.17 |  | 1 |  | 1 | COMPACT NSXm F TM100D 3P BOUTAANSL. | Compact NSXm160F TM100D 3p3d racc barres |  | Breaker NSXm 36kA TM100D 3P busbar | [18 empty] | 1 | 3606481175038 | 0 |  | 1200 | 22 | 9 | 13 | 2.574 | [7 empty] | 43606481175036 | 9 | 12290 | 40 | 30 | 30 |  | 73606481175037 | 216 | 304890 | 120 | 80 | 110 |  |  |  | 12 | N | [12 empty] | DC1 | MG | 8536209090 | [33 empty] | https://eref.se.com/be/nl/sis-tarif/product/LV426357 | https://eref.se.com/be/fr/sis-tarif/product/LV426357
Schneider Electric | Schneider Electric | 01022021 |  | Schneider Electric |  | SED | LV426358 |  |  | 387.86 |  | 1 |  | 1 | COMPACT NSXm F TM125D 3P BOUTAANSL. | Compact NSXm160F TM125D 3p3d racc barres |  | Breaker NSXm 36kA TM125D 3P busbar | [18 empty] | 1 | 3606481175045 | 0 |  | 1200 | 22 | 9 | 13 | 2.574 | [7 empty] | 43606481175043 | 9 | 12290 | 40 | 30 | 30 |  | 73606481175044 | 216 | 304890 | 120 | 80 | 110 |  |  |  | 12 | N | [12 empty] | DC1 | MG | 8536209090 | [33 empty] | https://eref.se.com/be/nl/sis-tarif/product/LV426358 | https://eref.se.com/be/fr/sis-tarif/product/LV426358
Schneider Electric | Schneider Electric | 01022021 |  | Schneider Electric |  | SED | LV426359 |  |  | 458.78 |  | 1 |  | 1 | COMPACT NSXm F TM160D 3P BOUTAANSL. | Compact NSXm160F TM160D 3p3d racc barres |  | Breaker NSXm 36kA TM160D 3P busbar | [18 empty] | 1 | 3606481175052 | 0 |  | 1200 | 22 | 9 | 13 | 2.574 | [7 empty] | 43606481175050 | 9 | 12290 | 40 | 30 | 30 |  | 73606481175051 | 216 | 304890 | 120 | 80 | 110 |  |  |  | 12 | N | [12 empty] | DC1 | MG | 8536209090 | [33 empty] | https://eref.se.com/be/nl/sis-tarif/product/LV426359 | https://eref.se.com/be/fr/sis-tarif/product/LV426359
Schneider Electric | Schneider Electric | 01022021 |  | Schneider Electric |  | SED | LV426360 |  |  | 227.69 |  | 1 |  | 1 | COMPACT NSXm F TM16D 4P3D BOUTAANSL. | Compact NSXm160F TM16D 4p3d racc barres |  | Breaker NSXm 36kA TM16D 4P/3T busbar | [18 empty] | 1 | 3606481175069 | 0 |  | 1500 | 22 | 13 | 12 | 3.432 | [7 empty] | 43606481175067 | 6 | 10190 | 40 | 30 | 30 |  | 73606481175068 | 144 | 254490 | 120 | 80 | 110 |  |  |  | 12 | N | [12 empty] | DC1 | MG | 8536209090 | [33 empty] | https://eref.se.com/be/nl/sis-tarif/product/LV426360 | https://eref.se.com/be/fr/sis-tarif/product/LV426360
Schneider Electric | Schneider Electric | 01022021 |  | Schneider Electric |  | SED | LV426361 |  |  | 227.69 |  | 1 |  | 1 | COMPACT NSXm F TM25D 4P3D BOUTAANSL. | Compact NSXm160F TM25D 4p3d racc barres |  | Breaker NSXm 36kA TM25D 4P/3T busbar | [18 empty] | 1 | 3606481175076 | 0 |  | 1480 | 20 | 13 | 13 | 3.38 | [7 empty] | 43606481175074 | 6 | 10190 | 40 | 30 | 30 |  | 73606481175075 | 144 | 254490 | 120 | 80 | 110 |  |  |  | 12 | N | [12 empty] | DC1 | MG | 8536209090 | [33 empty] | https://eref.se.com/be/nl/sis-tarif/product/LV426361 | https://eref.se.com/be/fr/sis-tarif/product/LV426361
Schneider Electric | Schneider Electric | 01022021 |  | Schneider Electric |  | SED | LV426362 |  |  | 227.69 |  | 1 |  | 1 | COMPACT NSXm F TM32D 4P3D BOUTAANSL. | Compact NSXm160F TM32D 4p3d racc barres |  | Breaker NSXm 36kA TM32D 4P/3T busbar | [18 empty] | 1 | 3606481175083 | 0 |  | 1500 | 22 | 13 | 12 | 3.432 | [7 empty] | 43606481175081 | 6 | 10190 | 40 | 30 | 30 |  | 73606481175082 | 144 | 254490 | 120 | 80 | 110 |  |  |  | 12 | N | [12 empty] | DC1 | MG | 8536209090 | [33 empty] | https://eref.se.com/be/nl/sis-tarif/product/LV426362 | https://eref.se.com/be/fr/sis-tarif/product/LV426362
Schneider Electric | Schneider Electric | 01022021 |  | Schneider Electric |  | SED | LV426363 |  |  | 227.69 |  | 1 |  | 1 | COMPACT NSXm F TM40D 4P3D BOUTAANSL. | Compact NSXm160F TM40D 4p3d racc barres |  | Breaker NSXm 36kA TM40D 4P/3T busbar | [18 empty] | 1 | 3606481175090 | 0 |  | 1480 | 20 | 13 | 13 | 3.38 | [7 empty] | 43606481175098 | 6 | 10190 | 40 | 30 | 30 |  | 73606481175099 | 144 | 254490 | 120 | 80 | 110 |  |  |  | 12 | N | [12 empty] | DC1 | MG | 8536209090 | [33 empty] | https://eref.se.com/be/nl/sis-tarif/product/LV426363 | https://eref.se.com/be/fr/sis-tarif/product/LV426363
Schneider Electric | Schneider Electric | 01022021 |  | Schneider Electric |  | SED | LV426364 |  |  | 227.69 |  | 1 |  | 1 | COMPACT NSXm F TM50D 4P3D BOUTAANSL. | Compact NSXm160F TM50D 4p3d racc barres |  | Breaker NSXm 36kA TM50D 4P/3T busbar | [18 empty] | 1 | 3606481175106 | 0 |  | 1500 | 22 | 13 | 12 | 3.432 | [7 empty] | 43606481175104 | 6 | 10190 | 40 | 30 | 30 |  | 73606481175105 | 144 | 254490 | 120 | 80 | 110 |  |  |  | 12 | N | [12 empty] | DC1 | MG | 8536209090 | [33 empty] | https://eref.se.com/be/nl/sis-tarif/product/LV426364 | https://eref.se.com/be/fr/sis-tarif/product/LV426364
Schneider Electric | Schneider Electric | 01022021 |  | Schneider Electric |  | SED | LV426365 |  |  | 227.69 |  | 1 |  | 1 | COMPACT NSXm F TM63D 4P3D BOUTAANSL. | Compact NSXm160F TM63D 4p3d racc barres |  | Breaker NSXm 36kA TM63D 4P/3T busbar | [18 empty] | 1 | 3606481175113 | 0 |  | 1440 | 22 | 13 | 12 | 3.432 | [7 empty] | 43606481175111 | 6 | 10190 | 40 | 30 | 30 |  | 73606481175112 | 144 | 254490 | 120 | 80 | 110 |  |  |  | 12 | N | [12 empty] | DC1 | MG | 8536209090 | [33 empty] | https://eref.se.com/be/nl/sis-tarif/product/LV426365 | https://eref.se.com/be/fr/sis-tarif/product/LV426365
Schneider Electric | Schneider Electric | 01022021 |  | Schneider Electric |  | SED | LV426366 |  |  | 227.69 |  | 1 |  | 1 | COMPACT NSXm F TM80D 4P3D BOUTAANSL. | Compact NSXm160F TM80D 4p3d racc barres |  | Breaker NSXm 36kA TM80D 4P/3T busbar | [18 empty] | 1 | 3606481175120 | 0 |  | 1500 | 22 | 12 | 12 | 3.168 | [7 empty] | 43606481175128 | 6 | 10190 | 40 | 30 | 30 |  | 73606481175129 | 144 | 254490 | 120 | 80 | 110 |  |  |  | 12 | N | [12 empty] | DC1 | MG | 8536209090 | [33 empty] | https://eref.se.com/be/nl/sis-tarif/product/LV426366 | https://eref.se.com/be/fr/sis-tarif/product/LV426366
Schneider Electric | Schneider Electric | 01022021 |  | Schneider Electric |  | SED | LV426367 |  |  | 272.51 |  | 1 |  | 1 | COMPACT NSXm F TM100D 4P3D BOUTAANSL. | Compact NSXm160F TM100D 4p3d racc barres |  | Breaker NSXm 36kA TM100D 4P/3T busbar | [18 empty] | 1 | 3606481175137 | 0 |  | 1600 | 22 | 13 | 12 | 3.432 | [7 empty] | 43606481175135 | 6 | 10190 | 40 | 30 | 30 |  | 73606481175136 | 144 | 254490 | 120 | 80 | 110 |  |  |  | 12 | N | [12 empty] | DC1 | MG | 8536209090 | [33 empty] | https://eref.se.com/be/nl/sis-tarif/product/LV426367 | https://eref.se.com/be/fr/sis-tarif/product/LV426367
Schneider Electric | Schneider Electric | 01022021 |  | Schneider Electric |  | SED | LV426368 |  |  | 480.57 |  | 1 |  | 1 | COMPACT NSXm F TM125D 4P3D BOUTAANSL. | Compact NSXm160F TM125D 4p3d racc barres |  | Breaker NSXm 36kA TM125D 4P/3T busbar | [18 empty] | 1 | 3606481175144 | 0 |  | 1500 | 22 | 13 | 12 | 3.432 | [7 empty] | 43606481175142 | 6 | 10190 | 40 | 30 | 30 |  | 73606481175143 | 144 | 254490 | 120 | 80 | 110 |  |  |  | 12 | N | [12 empty] | DC1 | MG | 8536209090 | [33 empty] | https://eref.se.com/be/nl/sis-tarif/product/LV426368 | https://eref.se.com/be/fr/sis-tarif/product/LV426368
Schneider Electric | Schneider Electric | 01022021 |  | Schneider Electric |  | SED | LV426369 |  |  | 551.46 |  | 1 |  | 1 | COMPACT NSXm F TM160D 4P3D BOUTAANSL. | Compact NSXm160F TM160D 4p3d racc barres |  | Breaker NSXm 36kA TM160D 4P/3T busbar | [18 empty] | 1 | 3606481175151 | 0 |  | 1474 | 22 | 13 | 12 | 3.432 | [7 empty] | 43606481175159 | 6 | 10190 | 40 | 30 | 30 |  | 73606481175150 | 144 | 254490 | 120 | 80 | 110 |  |  |  | 12 | N | [12 empty] | DC1 | MG | 8536209090 | [33 empty] | https://eref.se.com/be/nl/sis-tarif/product/LV426369 | https://eref.se.com/be/fr/sis-tarif/product/LV426369
Schneider Electric | Schneider Electric | 01022021 |  | Schneider Electric |  | SED | LV426370 |  |  | 259.14 |  | 1 |  | 1 | COMPACT NSXm F TM16D 4P4D BOUTAANSL. | Compact NSXm160F TM16D 4p4d racc barres |  | Breaker NSXm 36kA TM16D 4P/4T busbar | [18 empty] | 1 | 3606481175168 | 0 |  | 1500 | 22 | 12 | 12 | 3.168 | [7 empty] | 43606481175166 | 6 | 10190 | 40 | 30 | 30 |  | 73606481175167 | 144 | 254490 | 120 | 80 | 110 |  |  |  | 12 | N | [12 empty] | DC1 | MG | 8536209090 | [33 empty] | https://eref.se.com/be/nl/sis-tarif/product/LV426370 | https://eref.se.com/be/fr/sis-tarif/product/LV426370
Schneider Electric | Schneider Electric | 01022021 |  | Schneider Electric |  | SED | LV426371 |  |  | 259.14 |  | 1 |  | 1 | COMPACT NSXm F TM25D 4P4D BOUTAANSL. | Compact NSXm160F TM25D 4p4d racc barres |  | Breaker NSXm 36kA TM25D 4P/4T busbar | [18 empty] | 1 | 3606481175175 | 0 |  | 1599 | 22 | 12 | 13 | 3.432 | [7 empty] | 43606481175173 | 6 | 10190 | 40 | 30 | 30 |  | 73606481175174 | 144 | 254490 | 120 | 80 | 110 |  |  |  | 12 | N | [12 empty] | DC1 | MG | 8536209090 | [33 empty] | https://eref.se.com/be/nl/sis-tarif/product/LV426371 | https://eref.se.com/be/fr/sis-tarif/product/LV426371
Schneider Electric | Schneider Electric | 01022021 |  | Schneider Electric |  | SED | LV426372 |  |  | 259.14 |  | 1 |  | 1 | COMPACT NSXm F TM32D 4P4D BOUTAANSL. | Compact NSXm160F TM32D 4p4d racc barres |  | Breaker NSXm 36kA TM32D 4P/4T busbar | [18 empty] | 1 | 3606481175182 | 0 |  | 1500 | 22 | 13 | 12 | 3.432 | [7 empty] | 43606481175180 | 6 | 10190 | 40 | 30 | 30 |  | 73606481175181 | 144 | 254490 | 120 | 80 | 110 |  |  |  | 12 | N | [12 empty] | DC1 | MG | 8536209090 | [33 empty] | https://eref.se.com/be/nl/sis-tarif/product/LV426372 | https://eref.se.com/be/fr/sis-tarif/product/LV426372
Schneider Electric | Schneider Electric | 01022021 |  | Schneider Electric |  | SED | LV426373 |  |  | 259.14 |  | 1 |  | 1 | COMPACT NSXm F TM40D 4P4D BOUTAANSL. | Compact NSXm160F TM40D 4p4d racc barres |  | Breaker NSXm 36kA TM40D 4P/4T busbar | [18 empty] | 1 | 3606481175199 | 0 |  | 1500 | 22 | 12 | 13 | 3.432 | [7 empty] | 43606481175197 | 6 | 10190 | 40 | 30 | 30 |  | 73606481175198 | 144 | 254490 | 120 | 80 | 110 |  |  |  | 12 | N | [12 empty] | DC1 | MG | 8536209090 | [33 empty] | https://eref.se.com/be/nl/sis-tarif/product/LV426373 | https://eref.se.com/be/fr/sis-tarif/product/LV426373
Schneider Electric | Schneider Electric | 01022021 |  | Schneider Electric |  | SED | LV426374 |  |  | 259.14 |  | 1 |  | 1 | COMPACT NSXm F TM50D 4P4D BOUTAANSL. | Compact NSXm160F TM50D 4p4d racc barres |  | Breaker NSXm 36kA TM50D 4P/4T busbar | [18 empty] | 1 | 3606481175205 | 0 |  | 1500 | 22 | 12 | 13 | 3.432 | [7 empty] | 43606481175203 | 6 | 10190 | 40 | 30 | 30 |  | 73606481175204 | 144 | 254490 | 120 | 80 | 110 |  |  |  | 12 | N | [12 empty] | DC1 | MG | 8536209090 | [33 empty] | https://eref.se.com/be/nl/sis-tarif/product/LV426374 | https://eref.se.com/be/fr/sis-tarif/product/LV426374
Schneider Electric | Schneider Electric | 01022021 |  | Schneider Electric |  | SED | LV426375 |  |  | 259.14 |  | 1 |  | 1 | COMPACT NSXm F TM63D 4P4D BOUTAANSL. | Compact NSXm160F TM63D 4p4d racc barres |  | Breaker NSXm 36kA TM63D 4P/4T busbar | [18 empty] | 1 | 3606481175212 | 0 |  | 1500 | 22 | 12 | 13 | 3.432 | [7 empty] | 43606481175210 | 6 | 10190 | 40 | 30 | 30 |  | 73606481175211 | 144 | 254490 | 120 | 80 | 110 |  |  |  | 12 | N | [12 empty] | DC1 | MG | 8536209090 | [33 empty] | https://eref.se.com/be/nl/sis-tarif/product/LV426375 | https://eref.se.com/be/fr/sis-tarif/product/LV426375
Schneider Electric | Schneider Electric | 01022021 |  | Schneider Electric |  | SED | LV426376 |  |  | 259.14 |  | 1 |  | 1 | COMPACT NSXm F TM80D 4P4D BOUTAANSL. | Compact NSXm160F TM80D 4p4d racc barres |  | Breaker NSXm 36kA TM80D 4P/4T busbar | [18 empty] | 1 | 3606481175229 | 0 |  | 1526 | 22 | 13 | 12 | 3.432 | [7 empty] | 43606481175227 | 6 | 9556 | 40 | 30 | 30 |  | 73606481175228 | 48 | 93520 | 120 | 80 | 45 |  |  |  | 6 | N | [12 empty] | DC1 | MG | 8536209090 | [33 empty] | https://eref.se.com/be/nl/sis-tarif/product/LV426376 | https://eref.se.com/be/fr/sis-tarif/product/LV426376
Schneider Electric | Schneider Electric | 01022021 |  | Schneider Electric |  | SED | LV426377 |  |  | 268.49 |  | 1 |  | 1 | COMPACT NSXm F TM100D 4P4D BOUTAANSL. | Compact NSXm160F TM100D 4p4d racc barres |  | Breaker NSXm 36kA TM100D 4P/4T busbar | [18 empty] | 1 | 3606481175236 | 0 |  | 1500 | 22 | 13 | 12 | 3.432 | [7 empty] | 43606481175234 | 6 | 10190 | 40 | 30 | 30 |  | 73606481175235 | 48 | 93520 | 120 | 80 | 50 |  |  |  | 7 | N | [12 empty] | DC1 | MG | 8536209090 | [33 empty] | https://eref.se.com/be/nl/sis-tarif/product/LV426377 | https://eref.se.com/be/fr/sis-tarif/product/LV426377
Schneider Electric | Schneider Electric | 01022021 |  | Schneider Electric |  | SED | LV426378 |  |  | 530.49 |  | 1 |  | 1 | COMPACT NSXm F TM125D 4P4D BOUTAANSL. | Compact NSXm160F TM125D 4p4d racc barres |  | Breaker NSXm 36kA TM125D 4P/4T busbar | [18 empty] | 1 | 3606481175243 | 0 |  | 1500 | 22 | 13 | 12 | 3.432 | [7 empty] | 43606481175241 | 6 | 10190 | 40 | 30 | 30 |  | 73606481175242 | 144 | 254490 | 120 | 80 | 110 |  |  |  | 12 | N | [12 empty] | DC1 | MG | 8536209090 | [33 empty] | https://eref.se.com/be/nl/sis-tarif/product/LV426378 | https://eref.se.com/be/fr/sis-tarif/product/LV426378
Schneider Electric | Schneider Electric | 01022021 |  | Schneider Electric |  | SED | LV426379 |  |  | 659.19 |  | 1 |  | 1 | COMPACT NSXm F TM160D 4P4D BOUTAANSL. | Compact NSXm160F TM160D 4p4d racc barres |  | Breaker NSXm 36kA TM160D 4P/4T busbar | [18 empty] | 1 | 3606481175250 | 0 |  | 1600 | 22 | 13 | 12 | 3.432 | [7 empty] | 43606481175258 | 6 | 10190 | 40 | 30 | 30 |  |  | 144 | 254490 | 120 | 80 | 110 |  |  |  | 7 | N | [12 empty] | DC1 | MG | 8536209090 | [33 empty] | https://eref.se.com/be/nl/sis-tarif/product/LV426379 | https://eref.se.com/be/fr/sis-tarif/product/LV426379
Schneider Electric | Schneider Electric | 01022021 |  | Schneider Electric |  | SED | LV426400 |  |  | 233.81 |  | 1 |  | 1 | COMPACT NSXm N TM16D 3P EVERLINK | Compact NSXm160N TM16D 3p3d racc Elink |  | Breaker NSXm 50kA TM16D 3P Elink | [18 empty] | 1 | 3606481175267 | 0 |  | 1300 | 22 | 13 | 9 | 2.574 | [7 empty] | 43606481175265 | 8 | 12290 | 40 | 30 | 30 | [10 empty] | 7 | N | [12 empty] | DC1 | MG | 8536209090 | [33 empty] | https://eref.se.com/be/nl/sis-tarif/product/LV426400 | https://eref.se.com/be/fr/sis-tarif/product/LV426400
Schneider Electric | Schneider Electric | 01022021 |  | Schneider Electric |  | SED | LV426401 |  |  | 233.81 |  | 1 |  | 1 | COMPACT NSXm N TM25D 3P EVERLINK | Compact NSXm160N TM25D 3p3d racc Elink |  | Breaker NSXm 50kA TM25D 3P Elink | [18 empty] | 1 | 3606481175274 | 0 |  | 1300 | 22 | 13 | 9 | 2.574 | [7 empty] | 43606481175272 | 9 | 12290 | 40 | 30 | 30 |  | 73606481175273 | 216 | 304890 | 120 | 80 | 110 |  |  |  | 7 | N | [12 empty] | DC1 | MG | 8536209090 | [33 empty] | https://eref.se.com/be/nl/sis-tarif/product/LV426401 | https://eref.se.com/be/fr/sis-tarif/product/LV426401
Schneider Electric | Schneider Electric | 01022021 |  | Schneider Electric |  | SED | LV426402 |  |  | 233.81 |  | 1 |  | 1 | COMPACT NSXm N TM32D 3P EVERLINK | Compact NSXm160N TM32D 3p3d racc Elink |  | Breaker NSXm 50kA TM32D 3P Elink | [18 empty] | 1 | 3606481175281 | 0 |  | 1300 | 22 | 13 | 9 | 2.574 | [7 empty] | 43606481175289 | 8 | 12290 | 40 | 30 | 30 | [10 empty] | 7 | N | [12 empty] | DC1 | MG | 8536209090 | [33 empty] | https://eref.se.com/be/nl/sis-tarif/product/LV426402 | https://eref.se.com/be/fr/sis-tarif/product/LV426402
Schneider Electric | Schneider Electric | 01022021 |  | Schneider Electric |  | SED | LV426403 |  |  | 233.81 |  | 1 |  | 1 | COMPACT NSXm N TM40D 3P EVERLINK | Compact NSXm160N TM40D 3p3d racc Elink |  | Breaker NSXm 50kA TM40D 3P Elink | [18 empty] | 1 | 3606481175298 | 0 |  | 1300 | 22 | 13 | 9 | 2.574 | [7 empty] | 43606481175296 | 8 | 12290 | 40 | 30 | 30 | [10 empty] | 7 | N | [12 empty] | DC1 | MG | 8536209090 | [33 empty] | https://eref.se.com/be/nl/sis-tarif/product/LV426403 | https://eref.se.com/be/fr/sis-tarif/product/LV426403
Schneider Electric | Schneider Electric | 01022021 |  | Schneider Electric |  | SED | LV426404 |  |  | 233.81 |  | 1 |  | 1 | COMPACT NSXm N TM50D 3P EVERLINK | Compact NSXm160N TM50D 3p3d racc Elink |  | Breaker NSXm 50kA TM50D 3P Elink | [18 empty] | 1 | 3606481175304 | 0 |  | 1300 | 22 | 13 | 9 | 2.574 | [7 empty] | 43606481175302 | 8 | 12290 | 40 | 30 | 30 | [10 empty] | 7 | N | [12 empty] | DC1 | MG | 8536209090 | [33 empty] | https://eref.se.com/be/nl/sis-tarif/product/LV426404 | https://eref.se.com/be/fr/sis-tarif/product/LV426404
Schneider Electric | Schneider Electric | 01022021 |  | Schneider Electric |  | SED | LV426405 |  |  | 233.81 |  | 1 |  | 1 | COMPACT NSXm N TM63D 3P EVERLINK | Compact NSXm160N TM63D 3p3d racc Elink |  | Breaker NSXm 50kA TM63D 3P Elink | [18 empty] | 1 | 3606481175311 | 0 |  | 1300 | 22 | 13 | 9 | 2.574 | [7 empty] | 43606481175319 | 8 | 12290 | 40 | 30 | 30 | [10 empty] | 7 | N | [12 empty] | DC1 | MG | 8536209090 | [33 empty] | https://eref.se.com/be/nl/sis-tarif/product/LV426405 | https://eref.se.com/be/fr/sis-tarif/product/LV426405
Schneider Electric | Schneider Electric | 01022021 |  | Schneider Electric |  | SED | LV426406 |  |  | 233.81 |  | 1 |  | 1 | COMPACT NSXm N TM80D 3P EVERLINK | Compact NSXm160N TM80D 3p3d racc Elink |  | Breaker NSXm 50kA TM80D 3P Elink | [18 empty] | 1 | 3606481175328 | 0 |  | 1300 | 22 | 13 | 9 | 2.574 | [7 empty] | 43606481175326 | 9 | 12290 | 40 | 30 | 30 |  | 73606481175327 | 216 | 304890 | 120 | 80 | 110 |  |  |  | 15 | N | [12 empty] | DC1 | MG | 8536209090 | [33 empty] | https://eref.se.com/be/nl/sis-tarif/product/LV426406 | https://eref.se.com/be/fr/sis-tarif/product/LV426406
Schneider Electric | Schneider Electric | 01022021 |  | Schneider Electric |  | SED | LV426407 |  |  | 274.48 |  | 1 |  | 1 | COMPACT NSXm N TM100D 3P EVERLINK | Compact NSXm160N TM100D 3p3d racc Elink |  | Breaker NSXm 50kA TM100D 3P Elink | [18 empty] | 1 | 3606481175335 | 0 |  | 1254 | 22 | 13 | 9 | 2.574 | [7 empty] | 43606481175333 | 8 | 10454 | 40 | 30 | 30 |  | 73606481175334 | 216 | 304890 | 120 | 80 | 110 |  |  |  | 7 | N | [12 empty] | DC1 | MG | 8536209090 | [33 empty] | https://eref.se.com/be/nl/sis-tarif/product/LV426407 | https://eref.se.com/be/fr/sis-tarif/product/LV426407
Schneider Electric | Schneider Electric | 01022021 |  | Schneider Electric |  | SED | LV426408 |  |  | 461.21 |  | 1 |  | 1 | COMPACT NSXm N TM125D 3P EVERLINK | Compact NSXm160N TM125D 3p3d racc Elink |  | Breaker NSXm 50kA TM125D 3P Elink | [18 empty] | 1 | 3606481175342 | 0 |  | 1207 | 21 | 13 | 9 | 2.457 | [7 empty] | 43606481175340 | 9 | 11270 | 40 | 30 | 30 |  | 73606481175341 | 72 | 102160 | 120 | 80 | 45 |  |  |  | 7 | N | [12 empty] | DC1 | MG | 8536209090 | [33 empty] | https://eref.se.com/be/nl/sis-tarif/product/LV426408 | https://eref.se.com/be/fr/sis-tarif/product/LV426408
Schneider Electric | Schneider Electric | 01022021 |  | Schneider Electric |  | SED | LV426409 |  |  | 499.48 |  | 1 |  | 1 | COMPACT NSXm N TM160D 3P EVERLINK | Compact NSXm160N TM160D 3p3d racc Elink |  | Breaker NSXm 50kA TM160D 3P Elink | [18 empty] | 1 | 3606481175359 | 0 |  | 1253 | 22 | 13 | 9 | 2.574 | [7 empty] | 43606481175357 | 8 | 10446 | 40 | 30 | 30 |  | 73606481175358 | 216 | 304890 | 120 | 80 | 110 |  |  |  | 7 | N | [12 empty] | DC1 | MG | 8536209090 | [33 empty] | https://eref.se.com/be/nl/sis-tarif/product/LV426409 | https://eref.se.com/be/fr/sis-tarif/product/LV426409
Schneider Electric | Schneider Electric | 01022021 |  | Schneider Electric |  | SED | LV426410 |  |  | 286.12 |  | 1 |  | 1 | COMPACT NSXm N TM16D 4P3D EVERLINK | Compact NSXm160N TM16D 4p3d racc Elink |  | Breaker NSXm 50kA TM16D 4P/3T Elink | [18 empty] | 1 | 3606481175366 | 0 |  | 1600 | 22 | 13 | 12 | 3.432 | 3606481175366 | 1 | 1600 | 12.5 | 22 | 11.7 |  | 43606481175364 | 6 | 10190 | 30 | 40 | 30 |  | 73606481175365 | 144 | 254490 | 110 | 120 | 80 |  |  |  | 15 | N | [12 empty] | DC1 | MG | 8536209090 | [33 empty] | https://eref.se.com/be/nl/sis-tarif/product/LV426410 | https://eref.se.com/be/fr/sis-tarif/product/LV426410
Schneider Electric | Schneider Electric | 01022021 |  | Schneider Electric |  | SED | LV426411 |  |  | 286.12 |  | 1 |  | 1 | COMPACT NSXm N TM25D 4P3D EVERLINK | Compact NSXm160N TM25D 4p3d racc Elink |  | Breaker NSXm 50kA TM25D 4P/3T Elink | [18 empty] | 1 | 3606481175373 | 0 |  | 1600 | 22 | 13 | 12 | 3.432 | [7 empty] | 43606481175371 | 6 | 10190 | 40 | 30 | 30 |  | 73606481175372 | 144 | 254490 | 120 | 80 | 110 |  |  |  | 15 | N | [12 empty] | DC1 | MG | 8536209090 | [33 empty] | https://eref.se.com/be/nl/sis-tarif/product/LV426411 | https://eref.se.com/be/fr/sis-tarif/product/LV426411
Schneider Electric | Schneider Electric | 01022021 |  | Schneider Electric |  | SED | LV426412 |  |  | 286.12 |  | 1 |  | 1 | COMPACT NSXm N TM32D 4P3D EVERLINK | Compact NSXm160N TM32D 4p3d racc Elink |  | Breaker NSXm 50kA TM32D 4P/3T Elink | [18 empty] | 1 | 3606481175380 | 0 |  | 1600 | 22 | 13 | 12 | 3.432 | [7 empty] | 43606481175388 | 6 | 10190 | 40 | 30 | 30 |  | 73606481175389 | 144 | 254490 | 120 | 80 | 110 |  |  |  | 15 | N | [12 empty] | DC1 | MG | 8536209090 | [33 empty] | https://eref.se.com/be/nl/sis-tarif/product/LV426412 | https://eref.se.com/be/fr/sis-tarif/product/LV426412
Schneider Electric | Schneider Electric | 01022021 |  | Schneider Electric |  | SED | LV426413 |  |  | 286.12 |  | 1 |  | 1 | COMPACT NSXm N TM40D 4P3D EVERLINK | Compact NSXm160N TM40D 4p3d racc Elink |  | Breaker NSXm 50kA TM40D 4P/3T Elink | [18 empty] | 1 | 3606481175397 | 0 |  | 1600 | 22 | 13 | 12 | 3.432 | [7 empty] | 43606481175395 | 6 | 10190 | 40 | 30 | 30 |  | 73606481175396 | 144 | 254490 | 120 | 80 | 110 |  |  |  | 15 | N | [12 empty] | DC1 | MG | 8536209090 | [33 empty] | https://eref.se.com/be/nl/sis-tarif/product/LV426413 | https://eref.se.com/be/fr/sis-tarif/product/LV426413
Schneider Electric | Schneider Electric | 01022021 |  | Schneider Electric |  | SED | LV426414 |  |  | 286.12 |  | 1 |  | 1 | COMPACT NSXm N TM50D 4P3D EVERLINK | Compact NSXm160N TM50D 4p3d racc Elink |  | Breaker NSXm 50kA TM50D 4P/3T Elink | [18 empty] | 1 | 3606481175403 | 0 |  | 1600 | 22 | 13 | 12 | 3.432 | [7 empty] | 43606481175401 | 6 | 10190 | 40 | 30 | 30 |  | 73606481175402 | 144 | 254490 | 120 | 80 | 110 |  |  |  | 15 | N | [12 empty] | DC1 | MG | 8536209090 | [33 empty] | https://eref.se.com/be/nl/sis-tarif/product/LV426414 | https://eref.se.com/be/fr/sis-tarif/product/LV426414
Schneider Electric | Schneider Electric | 01022021 |  | Schneider Electric |  | SED | LV426415 |  |  | 286.12 |  | 1 |  | 1 | COMPACT NSXm N TM63D 4P3D EVERLINK | Compact NSXm160N TM63D 4p3d racc Elink |  | Breaker NSXm 50kA TM63D 4P/3T Elink | [18 empty] | 1 | 3606481175410 | 0 |  | 1600 | 22 | 13 | 12 | 3.432 | 3606481175410 | 1 | 1600 | 12.5 | 22 | 11.7 |  | 43606481175418 | 6 | 10190 | 30 | 40 | 30 |  | 73606481175419 | 144 | 254490 | 110 | 120 | 80 |  |  |  | 15 | N | [12 empty] | DC1 | MG | 8536209090 | [33 empty] | https://eref.se.com/be/nl/sis-tarif/product/LV426415 | https://eref.se.com/be/fr/sis-tarif/product/LV426415
Schneider Electric | Schneider Electric | 01022021 |  | Schneider Electric |  | SED | LV426416 |  |  | 286.12 |  | 1 |  | 1 | COMPACT NSXm N TM80D 4P3D EVERLINK | Compact NSXm160N TM80D 4p3d racc Elink |  | Breaker NSXm 50kA TM80D 4P/3T Elink | [18 empty] | 1 | 3606481175427 | 0 |  | 1600 | 22 | 13 | 12 | 3.432 | 3606481175427 | 1 | 1600 | 12.5 | 22 | 11.7 |  | 43606481175425 | 6 | 10190 | 30 | 40 | 30 |  | 73606481175426 | 144 | 254490 | 110 | 120 | 80 |  |  |  | 15 | N | [12 empty] | DC1 | MG | 8536209090 | [33 empty] | https://eref.se.com/be/nl/sis-tarif/product/LV426416 | https://eref.se.com/be/fr/sis-tarif/product/LV426416
Schneider Electric | Schneider Electric | 01022021 |  | Schneider Electric |  | SED | LV426417 |  |  | 330.93 |  | 1 |  | 1 | COMPACT NSXm N TM100D 4P3D EVERLINK | Compact NSXm160N TM100D 4p3d racc Elink |  | Breaker NSXm 50kA TM100D 4P/3T Elink | [18 empty] | 1 | 3606481175434 | 0 |  | 1600 | 22 | 13 | 12 | 3.432 | [7 empty] | 43606481175432 | 6 | 10190 | 40 | 30 | 30 |  |  | 144 | 254490 | 120 | 80 | 110 |  |  |  | 7 | N | [12 empty] | DC1 | MG | 8536209090 | [33 empty] | https://eref.se.com/be/nl/sis-tarif/product/LV426417 | https://eref.se.com/be/fr/sis-tarif/product/LV426417
Schneider Electric | Schneider Electric | 01022021 |  | Schneider Electric |  | SED | LV426418 |  |  | 555.66 |  | 1 |  | 1 | COMPACT NSXm N TM125D 4P3D EVERLINK | Compact NSXm160N TM125D 4p3d racc Elink |  | Breaker NSXm 50kA TM125D 4P/3T Elink | [18 empty] | 1 | 3606481175441 | 0 |  | 1600 | 22 | 13 | 12 | 3.432 | [7 empty] | 43606481175449 | 6 | 10190 | 40 | 30 | 30 |  | 73606481175440 | 144 | 254490 | 120 | 80 | 110 |  |  |  | 15 | N | [12 empty] | DC1 | MG | 8536209090 | [33 empty] | https://eref.se.com/be/nl/sis-tarif/product/LV426418 | https://eref.se.com/be/fr/sis-tarif/product/LV426418
Schneider Electric | Schneider Electric | 01022021 |  | Schneider Electric |  | SED | LV426419 |  |  | 626.57 |  | 1 |  | 1 | COMPACT NSXm N TM160D 4P3D EVERLINK | Compact NSXm160N TM160D 4p3d racc Elink |  | Breaker NSXm 50kA TM160D 4P/3T Elink | [18 empty] | 1 | 3606481175458 | 0 |  | 1600 | 22 | 13 | 12 | 3.432 | [7 empty] | 43606481175456 | 6 | 10190 | 40 | 30 | 30 |  | 73606481175457 | 144 | 254490 | 120 | 80 | 110 |  |  |  | 15 | N | [12 empty] | DC1 | MG | 8536209090 | [33 empty] | https://eref.se.com/be/nl/sis-tarif/product/LV426419 | https://eref.se.com/be/fr/sis-tarif/product/LV426419
Schneider Electric | Schneider Electric | 01022021 |  | Schneider Electric |  | SED | LV426420 |  |  | 317.57 |  | 1 |  | 1 | COMPACT NSXm N TM16D 4P4D EVERLINK | Compact NSXm160N TM16D 4p4d racc Elink |  | Breaker NSXm 50kA TM16D 4P/4T Elink | [18 empty] | 1 | 3606481175465 | 0 |  | 1500 | 22 | 12 | 12 | 3.168 | [7 empty] | 43606481175463 | 6 | 10190 | 40 | 30 | 30 |  | 73606481175464 | 144 | 254490 | 120 | 80 | 110 |  |  |  | 12 | N | [12 empty] | DC1 | MG | 8536209090 | [33 empty] | https://eref.se.com/be/nl/sis-tarif/product/LV426420 | https://eref.se.com/be/fr/sis-tarif/product/LV426420
Schneider Electric | Schneider Electric | 01022021 |  | Schneider Electric |  | SED | LV426421 |  |  | 317.57 |  | 1 |  | 1 | COMPACT NSXm N TM25D 4P4D EVERLINK | Compact NSXm160N TM25D 4p4d racc Elink |  | Breaker NSXm 50kA TM25D 4P/4T Elink | [18 empty] | 1 | 3606481175472 | 0 |  | 1600 | 22 | 13 | 12 | 3.432 | [7 empty] | 43606481175470 | 6 | 10190 | 40 | 30 | 30 |  | 73606481175471 | 48 | 93520 | 120 | 80 | 50 |  |  |  | 7 | N | [12 empty] | DC1 | MG | 8536209090 | [33 empty] | https://eref.se.com/be/nl/sis-tarif/product/LV426421 | https://eref.se.com/be/fr/sis-tarif/product/LV426421
Schneider Electric | Schneider Electric | 01022021 |  | Schneider Electric |  | SED | LV426422 |  |  | 317.57 |  | 1 |  | 1 | COMPACT NSXm N TM32D 4P4D EVERLINK | Compact NSXm160N TM32D 4p4d racc Elink |  | Breaker NSXm 50kA TM32D 4P/4T Elink | [18 empty] | 1 | 3606481175489 | 0 |  | 1600 | 22 | 13 | 12 | 3.432 | [7 empty] | 43606481175487 | 6 | 10190 | 40 | 30 | 30 |  | 73606481175488 | 144 | 254490 | 120 | 80 | 110 |  |  |  | 15 | N | [12 empty] | DC1 | MG | 8536209090 | [33 empty] | https://eref.se.com/be/nl/sis-tarif/product/LV426422 | https://eref.se.com/be/fr/sis-tarif/product/LV426422
Schneider Electric | Schneider Electric | 01022021 |  | Schneider Electric |  | SED | LV426423 |  |  | 317.57 |  | 1 |  | 1 | COMPACT NSXm N TM40D 4P4D EVERLINK | Compact NSXm160N TM40D 4p4d racc Elink |  | Breaker NSXm 50kA TM40D 4P/4T Elink | [18 empty] | 1 | 3606481175496 | 0 |  | 1600 | 22 | 12 | 12 | 3.168 | 3606481175496 | 1 | 1600 | 22 | 12 | 12.5 |  | 43606481175494 | 6 | 10190 | 40 | 30 | 30 |  | 73606481175495 | 144 | 254490 | 120 | 80 | 110 |  |  |  | 15 | N | [12 empty] | DC1 | MG | 8536209090 | [33 empty] | https://eref.se.com/be/nl/sis-tarif/product/LV426423 | https://eref.se.com/be/fr/sis-tarif/product/LV426423
Schneider Electric | Schneider Electric | 01022021 |  | Schneider Electric |  | SED | LV426424 |  |  | 317.57 |  | 1 |  | 1 | COMPACT NSXm N TM50D 4P4D EVERLINK | Compact NSXm160N TM50D 4p4d racc Elink |  | Breaker NSXm 50kA TM50D 4P/4T Elink | [18 empty] | 1 | 3606481175502 | 0 |  | 1500 | 21 | 12 | 12 | 3.024 | [7 empty] | 43606481175500 | 6 | 10190 | 40 | 30 | 30 |  | 73606481175501 | 144 | 254490 | 120 | 80 | 110 |  |  |  | 15 | N | [12 empty] | DC1 | MG | 8536209090 | [33 empty] | https://eref.se.com/be/nl/sis-tarif/product/LV426424 | https://eref.se.com/be/fr/sis-tarif/product/LV426424
Schneider Electric | Schneider Electric | 01022021 |  | Schneider Electric |  | SED | LV426425 |  |  | 317.57 |  | 1 |  | 1 | COMPACT NSXm N TM63D 4P4D EVERLINK | Compact NSXm160N TM63D 4p4d racc Elink |  | Breaker NSXm 50kA TM63D 4P/4T Elink | [18 empty] | 1 | 3606481175519 | 0 |  | 1600 | 22 | 12 | 12 | 3.168 | [7 empty] | 43606481175517 | 6 | 10190 | 40 | 30 | 30 |  | 73606481175518 | 48 | 93520 | 120 | 80 | 50 |  |  |  | 7 | N | [12 empty] | DC1 | MG | 8536209090 | [33 empty] | https://eref.se.com/be/nl/sis-tarif/product/LV426425 | https://eref.se.com/be/fr/sis-tarif/product/LV426425