## ICGME-SER
A 1 ID SUPPLIER | B 2 TARIFNAME | A 3 VALIDITY | B 4 TARIFDATE ONLINE | A 5 BRAND | B 6 MANUFACTURER | A 7 RANGE | A 8 ID ARTICLE | A 9 ID ARTICLE INTERNAL | A 10 ID ARTICLE COMPLETE | A 11 GROSS PRICE IN EURO | B 12 GUIDE PRICE | A 13 PRICE UNIT | B 14 VAT CODE % | A 15 PACKAGE UNIT | A 16 LBL DESC DUTCH SHORT | A 17 LBL DESC FRENCH SHORT | A 18 LBL DESC GERMAN SHORT | C 19 LBL DESC ENGLISCH SHORT | B 20 PROD LIFE PHASE | B 21 PROD LIFE DAT | B 22 PROD MODIF TYPE | B 23 PRICE MODIF TYPE | B 24 ID ARTICLE SUBSTITUTION | B 25 ID ARTICLE PRECEDING | B 26 BEBAT CODE | A 27 BEBAT QUANTITY | A 28 RECUPEL CODE APPLIANCES | A 29 RECUPEL QUANTITY APPLIANCES | A 30 RECUPEL CODE LAMPS | A 31 RECUPEL QUANTITY LAMPS | A 32 RECUPEL CODE TORCHES | A 33 AUTHOR CODE | A 34 AUTHOR QUANTITY | A 35 SURCHARGE BRASS | A 36 SURCHARGE PVC | A 37 SURCHARGE LEAD | A 38 MINUMUM ORDER QUANTITY | A 39 EAN CODE A PIECE | A 40 MEASUREMENT UNIT CODE | A 41 WEIGHT UNIT CODE | A 42 WEIGHT PIECE | B 43 LENGHT PIECE | B 44 WIDTH PIECE | B 45 HIGTH PIECE | B 46 VOLUME PIECE | B 47 EAN CODE A BOX | B 48 CONTENT A BOX | A 49 WEIGHT BOX | B 50 LENGHT BOX | B 51 WIDTH BOX | B 52 HIGTH BOX | B 53 VOLUME BOX | B 54 EAN CODE OUTBOX | B 55 CONTENT OUTBOX | B 56 WEIGHT OUTBOX | B 57 LENGHT OUTBOX | B 58 WIDTH OUTBOX | B 59 HIGTH OUTBOX | B 60 VOLUME OUTBOX | B 61 EAN CODE A PALLET | B 62 CONTENT A PALLET | B 63 WEIGHT PALLET | B 64 LENGHT PALLET | B 65 WIDTH PALLET | B 66 HIGTH PALLET | B 67 VOLUME PALLET | B 68 SERVICE CODE | B 69 WARRANTY MONTHS | A 70 DELIVERY WORKDAYS | C 71 STOCK PRODUCT | A 72 KG CU/KM | A 73 COEFFICIENT | B 74 CABLE BEL CODE | B 75 LENGHT ON DRUM | B 76 WIDTH DRUM | B 77 DIAMETER DRUM | B 78 WEIGHT DRUM | B 79 DRUM - CHARGE - NO CHARGE | B 80 LENGHT ON COIL | B 81 WIDTH COIL | B 82 DIAMETER COIL | B 83 WEIGHT COIL | B 84 PRODUCT GROUP | B 85 DISCOUNT CODE | A 86 INTRASTAT CODE | A 87 INTRASTAT COUNTRY CODE | B 88 INTRASTAT COMPLEMENTARY UNIT CODE | B 89 INTRASTAT NUMBER OF COMPLEMENTARY UNITS | B 90 ICGME CODE TOP | B 91 ICGME CODE SUB | B 92 ICGME CODE | B 93 BELLIDIC CODE | B 94 ETIMCODE | B 95 ETIM CHARACTERISTIC | C 96 ETIM VALUE | C 97 ETIM VERSION | C 98 UNSPEC CODE | C 99 CAT PAGE | C 100 CAT VERSION | B 101 LBL DESC DUTCH LONG | B 102 LBL DESC FRENCH LONG | A 103 LBL DESC GERMAN LONG | A 104 LBL DESC ENGLISCH LONG | C 105 URL PROD PICTURE | B 106 URL PROD PICTURE ENVIRONMENT | B 107 URL CE CERTIFICATE | C 108 URL WARRANTY DUTCH | C 109 ULR WARRANTY FRENCH | C 110 URL WARRANTY GERMAN | C 111 URL WARRANTY ENGLISCH | C 112 URL ASSEMBLY PRESCRIPTION DUTCH | C 113 URL ASSEMBLY PRESCRIPTION FRENCH | C 114 URL ASSEMBLY PRESCRIPTION GERMAN | C 115 URL ASSEMBLY PRESCRIPTION ENGLISCH | C 116 URL SAFETY PRESCRIPTION DUTCH | C 117 URL SAFETY PRESCRIPTION FRENCH | C 118 URL SAFETY PRESCRIPTION GERMAN | C 119 URL SAFETY PRESCRIPTION ENGLISCH | C 120 URL TECHNICAL INFORMATION DUTCH | C 121 URL TECHNICAL INFORMATION FRENCH | B 122 URL TECHNICAL INFORMATION GERMAN | B 123 URL TECHNICAL INFORMATION ENGLISCH | B 124 URL OPERATING INSTRUCTIONS DUTCH | B 125 URL OPERATING INSTRUCTIONS FRENCH | C 126 URL OPERATING INSTRUCTIONS GERMAN | C 127 URL OPERATING INSTRUCTIONS ENGLISCH | C 128 URL SPECIFIC INFORMATION DUTCH | C 129 URL SPECIFIC INFORMATION FRENCH | C 130 URL SPECIFIC INFORMATION GERMAN | C 131 URL SPECIFIC INFORMATION ENGLICH | C 132 URL PROD SPECIFICATIONS DUTCH | C 133 URL PROD SPECIFICATIONS FRENCH | C 134 URL PROD SPECIFICATIONS GERMAN | C 135 URL PROD SPECIFICATIONS ENGLISCH
Schneider Electric | Schneider Electric | 01022021 |  | Schneider Electric |  | SER | 0355A |  |  | 919.28 |  | 1 |  | 1 | SASIL kit voor PRISMA | SET DE MONTAGE SASIL IP30 HAUT OU BAS |  | MOUNTING KIT SASILPLUS | [18 empty] | 1 | 3606481947062 | 0 |  | 33000 | 200 | 65 | 7 | 91 | [23 empty] | 2 | Y | [12 empty] | MD1 | MW | 85389099
Schneider Electric | Schneider Electric | 01022021 |  | Schneider Electric |  | SER | 10205 |  |  | 7.28 |  | 1 |  | 50 | FRONTPANEEL 2 MODULES | Plastron 2M |  | MICRO PRAGMA 2 MOD | [18 empty] | 1 | 3303430102052 | 0 |  | 75 | 13 | 6 | 5 | 0.39 | 23303430102056 | 50 | 3875 | 40 | 24 | 30 | [8 empty] | 73303430102051 | 800 | 74000 | 120 | 80 | 80 |  |  |  | 2 | Y | [12 empty] | MB6 | IT | 8538100000 | [33 empty] | https://eref.se.com/be/nl/sis-tarif/product/10205 | https://eref.se.com/be/fr/sis-tarif/product/10205
Schneider Electric | Schneider Electric | 01022021 |  | Schneider Electric |  | SER | 10207 |  |  | 9.36 |  | 1 |  | 24 | FRONTPANEEL 6 MODULES | Plastron 6M |  | MICRO PRAGMA 6 MOD | [18 empty] | 1 | 3303430102076 | 0 |  | 230 | 17 | 14 | 8 | 1.904 | 23303430102070 | 24 | 6130 | 60 | 24 | 40 | [8 empty] | 73303430102075 | 96 | 36520 | 120 | 80 | 80 |  |  |  | 2 | Y | [12 empty] | MB6 | IT | 8538100000 | [33 empty] | https://eref.se.com/be/nl/sis-tarif/product/10207 | https://eref.se.com/be/fr/sis-tarif/product/10207
Schneider Electric | Schneider Electric | 01022021 |  | Schneider Electric |  | SER | 10208 |  |  | 10.4 |  | 1 |  | 14 | Afdekplaat 8M | MICRO PRAGMA 8 MOD |  | MICRO PRAGMA 8 MOD | [18 empty] | 1 | 3303430102083 | 0 |  | 412 | 20 | 20 | 8 | 3.2 | 23303430102087 | 14 | 6170000 | 59.5 | 40 | 24 | [17 empty] | 19 | N | [12 empty] | MB6 | IT | 8538100000 | [33 empty] | https://eref.se.com/be/nl/sis-tarif/product/10208 | https://eref.se.com/be/fr/sis-tarif/product/10208
Schneider Electric | Schneider Electric | 01022021 |  | Schneider Electric |  | SER | 13392 |  |  | 8.48 |  | 1 |  | 10 | MINI OPALE KAST 4 MOD. | CACHE-BORNE ALLIANCE 2 MOD |  | MINI OPALE ENCLOSURE 4P 2MOD | [18 empty] | 1 | 3303430133926 | 0 |  | 70 | 13 | 4 | 5 | 0.26 | 23303430133920 | 10 | 750 | 25 | 12 | 14.4 | [8 empty] | 73303430133925 | 1960 | 158020 | 120 | 80 | 80 |  |  |  | 2 | Y | [12 empty] | MB6 | IT | 8538100000 | [5 empty] | 220060 | [8 empty] | Klemmenafdekkap Alliance 2 modules | Cache-bornes Alliance 2 modules | [17 empty] | https://eref.se.com/be/nl/sis-tarif/product/13392 | https://eref.se.com/be/fr/sis-tarif/product/13392
Schneider Electric | Schneider Electric | 01022021 |  | Schneider Electric |  | SER | 13394 |  |  | 9.41 |  | 1 |  | 10 | MINI OPALE KAST 8 MOD. | CACHE-BORNE ALLIANCE 4 MOD |  | MINI OPALE ENCLOSURE 8P 4MOD | [18 empty] | 1 | 3303430133940 | 0 |  | 90 | 13 | 8 | 6 | 0.624 | 23303430133944 | 10 | 1030 | 30 | 15 | 18 | [8 empty] | 73303430133949 | 900 | 104700 | 120 | 80 | 80 |  |  |  | 2 | Y | [12 empty] | MB6 | IT | 8538100000 | [5 empty] | 220060 | [8 empty] | Klemmenafdekkap Alliance 4 modules | Cache-bornes Alliance 4 modules | [17 empty] | https://eref.se.com/be/nl/sis-tarif/product/13394 | https://eref.se.com/be/fr/sis-tarif/product/13394
Schneider Electric | Schneider Electric | 01022021 |  | Schneider Electric |  | SER | 13396 |  |  | 15.4 |  | 1 |  | 10 | MINI OPALE KAST 12 MOD. | CACHE-BORNE ALLIANCE 6 MOD |  | MINI OPALE ENCLOSURE 12P 6MOD | [18 empty] | 1 | 3303430133964 | 0 |  | 194 | 16 | 12 | 7 | 1.344 | 23303430133968 | 10 | 2150 | 35 | 17 | 26 | [8 empty] | 73303430133963 | 560 | 126910 | 120 | 80 | 80 |  |  |  | 2 | Y | [12 empty] | MB6 | IT | 8538100000 | [5 empty] | 220060 | [8 empty] | Klemmenafdekkap Alliance 6 modules | Cache-bornes Alliance 6 modules | [17 empty] | https://eref.se.com/be/nl/sis-tarif/product/13396 | https://eref.se.com/be/fr/sis-tarif/product/13396
Schneider Electric | Schneider Electric | 01022021 |  | Schneider Electric |  | SER | 13398 |  |  | 19.2 |  | 1 |  | 10 | MINI OPALE KAST 16 MOD. | CACHE-BORNE ALLIANCE 8 MOD |  | MINI OPALE ENCLOSURE 16P 8MOD | [18 empty] | 1 | 3303430133988 | 0 |  | 220 | 16 | 16 | 6 | 1.536 | 23303430133982 | 10 | 2460 | 35 | 33 | 17 | [8 empty] | 73303430133987 | 420 | 106500 | 120 | 80 | 113 |  |  |  | 2 | Y | [12 empty] | MB6 | IT | 8538100000 | [5 empty] | 220060 | [8 empty] | Klemmenafdekkap Alliance 8 modules | Cache-bornes Alliance 8 modules | [17 empty] | https://eref.se.com/be/nl/sis-tarif/product/13398 | https://eref.se.com/be/fr/sis-tarif/product/13398
Schneider Electric | Schneider Electric | 01022021 |  | Schneider Electric |  | SER | 174151 |  |  | 17.11 |  | 1 |  | 40 | MERTEN CONTRASTEKKER KRAAG KLEP IP44 ZWA | RUBBER-SCH-CONN.SNAP COLLAR HING.LID BK |  | Rubber-SCH-conn.snap collar hing.lid bk | [18 empty] | 1 | 4011281132706 | 0 |  | 146 | 14 | 5 | 5 | 0.35 | 24011281132700 | 40 | 6540 | 40 | 30 | 18.5 | [17 empty] | 8 | N | [12 empty] | MT4 | ML | 8536901000 | [33 empty] | https://eref.se.com/be/nl/sis-tarif/product/174151 | https://eref.se.com/be/fr/sis-tarif/product/174151
Schneider Electric | Schneider Electric | 01022021 |  | Schneider Electric |  | SER | 1763070 |  |  | 51.8 |  | 1 |  | 33 | TWINBUS HUISDEURTELEFOON WIT | POSTE INTÉRIEUR TWINBUS, BLANC |  | indoor telephone white | [18 empty] | 1 | 4026529023753 | 0 |  | 332 | 5 | 9 | 23 | 1.035 | 14026529023750 | 33 | 11360 | 30 | 40 | 32.5 | [8 empty] | 24026529023757 | 792 | 272540 | 120 | 80 | 115 |  |  |  | 6 | N | [12 empty] | DES | IG | 8518300090 | [33 empty] | https://eref.se.com/be/nl/sis-tarif/product/1763070 | https://eref.se.com/be/fr/sis-tarif/product/1763070
Schneider Electric | Schneider Electric | 01022021 |  | Schneider Electric |  | SER | 179851 |  |  | 74.83 |  | 1 |  | 21 | MERTEN HANGKOPPELING 3V ZWART IP20 | SOLID RUBBER-SCH-3G SUSPEND. CONN.BK |  | Solid rubber-SCH-3g suspend. conn.bk | [18 empty] | 1 | 4011281133000 | 0 |  | 411 | 15 | 9 | 5 | 0.675 | 24011281133004 | 21 | 9040 | 40 | 30 | 18.5 | [8 empty] | 44011281133008 | 840 | 361440 | 120 | 80 | 108 |  |  |  | 8 | N | [12 empty] | MT4 | ML | 8536901000 | [33 empty] | https://eref.se.com/be/nl/sis-tarif/product/179851 | https://eref.se.com/be/fr/sis-tarif/product/179851
Schneider Electric | Schneider Electric | 01022021 |  | Schneider Electric |  | SER | 21503 |  |  | 14.76 |  | 1 |  | 8 | MULTI9 CUTTABLE COM BUSBAR N40 1P+N 24M | PEIGNE PH PLUS N 24MOD |  | COMB BUSBAR PH AND N 24POLES | [18 empty] | 1 | 3303430215035 | 0 |  | 153 | 49 | 3 | 2 | 0.294 | 23303430215039 | 8 | 1345 | 11 | 6 | 52 | [8 empty] | 73303430215034 | 560 | 106150 | 120 | 80 | 92 |  |  |  | 2 | Y | [12 empty] | MB6 | IT | 8536901000 | [14 empty] | MULTI9 CUTTABLE COM BUSBAR N40 1P+N 24M | MULTI9 CUTTABLE COM BUSBAR N40 1P+N 24M | [17 empty] | https://eref.se.com/be/nl/sis-tarif/product/21503 | https://eref.se.com/be/fr/sis-tarif/product/21503
Schneider Electric | Schneider Electric | 01022021 |  | Schneider Electric |  | SER | 21507 |  |  | 23.51 |  | 1 |  | 8 | MULTI9 CUTTABLE COM BUSBAR N40 3P+N 24M | PEIGNE 3P PLUS N 24MOD |  | COMB BUSBAR 3P AND N 24POLES | [18 empty] | 1 | 3303430215073 | 0 |  | 268 | 49 | 3 | 3 | 0.441 | 23303430215077 | 8 | 2242 | 11 | 7 | 52 | [8 empty] | 73303430215072 | 448 | 136936 | 120 | 80 | 112 |  |  |  | 2 | Y | [12 empty] | MB6 | IT | 8536901000 | [14 empty] | MULTI9 CUTTABLE COM BUSBAR N40 3P+N 24M | MULTI9 CUTTABLE COM BUSBAR N40 3P+N 24M | [17 empty] | https://eref.se.com/be/nl/sis-tarif/product/21507 | https://eref.se.com/be/fr/sis-tarif/product/21507
Schneider Electric | Schneider Electric | 01022021 |  | Schneider Electric |  | SER | 289378 |  |  | 36.17 |  | 1 |  | 30 | SLAGVAST WCD 1V PENAARDE IP44 BLAUW | SOCK.OUT.W.EARTH.PIN. ICP SCR.TERM BL SP |  | Sock.out.w.earth.pin. ICP scr.term bl SP | [8 empty] | 09.07 | 1 | [8 empty] | 1 | 4011281172801 | 0 |  | 194 | 10 | 7 | 7 | 0.49 | 24011281172805 | 30 | 6250 | 40 | 30 | 18.5 | [17 empty] | 8 | N | [12 empty] | MT4 | ML | 8536901000 | [33 empty] | https://eref.se.com/be/nl/sis-tarif/product/289378 | https://eref.se.com/be/fr/sis-tarif/product/289378
Schneider Electric | Schneider Electric | 01022021 |  | Schneider Electric |  | SER | 295619 |  |  | 14.44 |  | 1 |  | 50 | CEN.PLA. F. CAB.OUT. TPM PW SYSM | CEN.PLA. F. CAB.OUT. TPM PW SYSM |  | Cen.pla. f. cab.out. TPm pw SysM | [18 empty] | 1 | 4011281894499 | 0 |  | 50 | 7 | 7 | 4 | 0.196 |  | 50 | 3515 | 40 | 30 | 18.5 | [17 empty] | 8 | N | [12 empty] | MT4 | ML | 85389099 | [33 empty] | https://eref.se.com/be/nl/sis-tarif/product/295619 | https://eref.se.com/be/fr/sis-tarif/product/295619
Schneider Electric | Schneider Electric | 01022021 |  | Schneider Electric |  | SER | 297190 |  |  | 18.92 |  | 1 |  | 500 | POTENTIAALVEREFFENINGS STEKKER | FICHE ÉQUERRE PRISES ÉQUIPOTENTIELLES |  | Pot.equal. angled conn. SysB | [8 empty] | 09.07 | 1 | [8 empty] | 1 | 4011281182350 | 0 |  | 28 | 7 | 2 | 3 | 0.042 | 24011281182354 | 500 | 15510 | 40 | 30 | 18.5 | [17 empty] | 8 | N | [12 empty] | MT4 | ML | 8536901000 | [33 empty] | https://eref.se.com/be/nl/sis-tarif/product/297190 | https://eref.se.com/be/fr/sis-tarif/product/297190
Schneider Electric | Schneider Electric | 01022021 |  | Schneider Electric |  | SER | 298019 |  |  | 5.83 |  | 1 |  | 120 | CEN.PLA.F.RJ45 INS.2G TPM PW SYSM | CEN.PLA.F.RJ45 INS.2G TPM PW SYSM |  | Cen.pla.f.RJ45 ins.2g TPm pw SysM | [18 empty] | 1 | 4011281894567 | 0 |  | 11 | 6 | 6 | 2 | 0.072 | 24011281894561 | 10 | 151000 | 20.1 | 7.2 | 7.2 | [17 empty] | 8 | N | [12 empty] | MT4 | ML | 85389099 | [15 empty] | Plaque centrale pour ins. RJ45 double TPm bp SysM | [17 empty] | https://eref.se.com/be/nl/sis-tarif/product/298019 | https://eref.se.com/be/fr/sis-tarif/product/298019
Schneider Electric | Schneider Electric | 01022021 |  | Schneider Electric |  | SER | 298044 |  |  | 5.83 |  | 1 |  | 120 | CEN.PLA.F.RJ45 INS.2G TPM W SYSM | CEN.PLA.F.RJ45 INS.2G TPM W SYSM |  | Cen.pla.f.RJ45 ins.2g TPm w SysM | [18 empty] | 1 | 4042811008772 | 0 |  | 11 | 6 | 6 | 2 | 0.072 | 24042811008776 | 120 | 2210 | 40 | 30 | 18.5 | [17 empty] | 8 | N | [12 empty] | MT4 | ML | 85389099 | [33 empty] | https://eref.se.com/be/nl/sis-tarif/product/298044 | https://eref.se.com/be/fr/sis-tarif/product/298044
Schneider Electric | Schneider Electric | 01022021 |  | Schneider Electric |  | SER | 298319 |  |  | 5.83 |  | 1 |  | 120 | CEN.PLA.F.RJ45 INS.1G TPM PW SYSM | CEN.PLA.F.RJ45 INS.1G TPM PW SYSM |  | Cen.pla.f.RJ45 ins.1g TPm pw SysM | [18 empty] | 1 | 4042811015541 | 0 |  | 11 | 6 | 6 | 2 | 0.072 | 24042811015545 | 120 | 2280 | 40 | 30 | 18.5 | [17 empty] | 8 | N | [12 empty] | MT4 | ML | 85389099 | [15 empty] | Plaque centrale pour ins. RJ45 simple TPm bp SysM | [17 empty] | https://eref.se.com/be/nl/sis-tarif/product/298319 | https://eref.se.com/be/fr/sis-tarif/product/298319
Schneider Electric | Schneider Electric | 01022021 |  | Schneider Electric |  | SER | 306580024 |  |  | 1.52 |  | 1 |  | 50 | AFDEKRAAM ACTASSI BLINDROZET WIT | SUPP. + VOLET POUR CONNECTEUR RJ - BLANC |  | MOUNTING FRAME W/COVER WHITE | [18 empty] | 100 | 5703302093101 | 0 |  | 1.59 | 2 | 2 | 2 | 0.008 |  | 50 | 110 | 1.52 | 0.9 | 0.72 | [17 empty] | 16 | N | [12 empty] | G10 | OE | 8536301090 | [14 empty] | Rozet Met Stofklep voor connector type Croco Wit | Support + Volet Pour Connecteur Rj 45 Type Croco - Blanc | [17 empty] | https://eref.se.com/be/nl/sis-tarif/product/306580024 | https://eref.se.com/be/fr/sis-tarif/product/306580024
Schneider Electric | Schneider Electric | 01022021 |  | Schneider Electric |  | SER | 306580027 |  |  | 1.52 |  | 1 |  | 50 | ROZET MET STOFKLEP ZWART | SUPP. + VOLET POUR CONNECTEUR RJ - NOIR |  | MOUNTING FRAME W/COVER BLACK | [18 empty] | 10 | 5703302093040 | 0 |  | 2 | 2 | 2 | 2 | 0.008 |  | 50 | 108 | 15 | 9 | 6.7 | [17 empty] | 16 | N | [12 empty] | G10 | OE | 8536691000 | [14 empty] | Rozet Met Stofklep voor connector type Croco Zwart | Support + Volet Pour Connecteur RJ45 Type Croco - Noir | [17 empty] | https://eref.se.com/be/nl/sis-tarif/product/306580027 | https://eref.se.com/be/fr/sis-tarif/product/306580027
Schneider Electric | Schneider Electric | 01022021 |  | Schneider Electric |  | SER | 319016 |  |  | 18.18 |  | 1 |  | 50 | MERTEN LICHTSIGNAAL 3W E10 ROOD | L.SIG.E10INS. W.RD CAP |  | L.sig.E10ins. w.rd cap | [18 empty] | 1 | 4011281212309 | 0 |  | 63 | 7 | 7 | 5 | 0.245 | 24011281212303 | 50 | 4050 | 40 | 30 | 18.5 | [17 empty] | 8 | N | [12 empty] | MT4 | ML | 8531900000 | [15 empty] | Signal lumineux pour ins. E10 avec capot rouge | [17 empty] | https://eref.se.com/be/nl/sis-tarif/product/319016 | https://eref.se.com/be/fr/sis-tarif/product/319016
Schneider Electric | Schneider Electric | 01022021 |  | Schneider Electric |  | SER | 33538 |  |  | 449.06 |  | 1 |  | 1 | MICROLOGIC 5.0 E VOOR NS630b-3200 DO | MICROLOGIC 5.0 E NS DEBRO |  | TRIP UNIT MICROLOGIC 5.0 E FOR COMPACT N | [18 empty] | 1 | 3606480344701 | 0 |  | 374 | 22 | 8 | 7 | 1.232 | [23 empty] | 2 | N | [12 empty] | MC3 | MQ | 8536303099 | [14 empty] | Micrologic 5.0 E voor Compact NS630b tot 1600, uittrekbaar | Micrologic 5.0 E pour Compact NS630b à 1600 amovible | [17 empty] | https://eref.se.com/be/nl/sis-tarif/product/33538 | https://eref.se.com/be/fr/sis-tarif/product/33538
Schneider Electric | Schneider Electric | 01022021 |  | Schneider Electric |  | SER | 391819 |  |  | 10.48 |  | 1 |  | 120 | SYSTEEM-M BLINDPLAAT POLARWIT | BLA.COV. TPM PW SYSM |  | Bla.cov. TPm pw SysM | [18 empty] | 1 | 4011281894611 | 0 |  | 33 | 7 | 7 | 2 | 0.098 | 24011281894615 | 120 | 5130 | 40 | 30 | 18.5 | [17 empty] | 8 | N | [12 empty] | MT4 | ML | 85389099 | [33 empty] | https://eref.se.com/be/nl/sis-tarif/product/391819 | https://eref.se.com/be/fr/sis-tarif/product/391819
Schneider Electric | Schneider Electric | 01022021 |  | Schneider Electric |  | SER | 412115 |  |  | 9.49 |  | 1 |  | 120 | ROCKER DBR SYSD | WIPPE DBR SYSF |  | Rocker dbr SysD | [18 empty] | 1 | 4011281845507 | 0 |  | 26 | 7 | 7 | 3 | 0.147 |  | 120 | 4168 | 40 | 30 | 18.5 | [17 empty] | 10 | N | [12 empty] | MT4 | ML | 85389099 | [33 empty] | https://eref.se.com/be/nl/sis-tarif/product/412115 | https://eref.se.com/be/fr/sis-tarif/product/412115
Schneider Electric | Schneider Electric | 01022021 |  | Schneider Electric |  | SER | 412194 |  |  | 5.45 |  | 1 |  | 120 | ROCKER TS W SYSD | ROCKER TS W SYSD |  | Rocker TS w SysD | [18 empty] | 1 | 4011281770700 | 0 |  | 30 | 22 | 7 | 7 | 1.078 | 24011281770704 | 120 | 4480 | 40 | 30 | 18.5 | [17 empty] | 8 | N | [12 empty] | MT4 | ML | 85389099 | [33 empty] | https://eref.se.com/be/nl/sis-tarif/product/412194 | https://eref.se.com/be/fr/sis-tarif/product/412194
Schneider Electric | Schneider Electric | 01022021 |  | Schneider Electric |  | SER | 431019 |  |  | 3.47 |  | 1 |  | 225 | ROCKER W.CON.WIN.SMA.NEUTR.TPM PW SYSM | TOUCHE INTER LUMINEUX BLC POL BRILLANT |  | Rocker w.con.win.sma.neutr.TPm pw SysM | [18 empty] | 1 | 4042811075934 | 0 |  | 18 | 6 | 6 | 2 | 0.072 | 24042811075938 | 225 | 5360 | 40 | 30 | 18.5 | [17 empty] | 8 | N | [12 empty] | MT4 | ML | 85389099 | [33 empty] | https://eref.se.com/be/nl/sis-tarif/product/431019 | https://eref.se.com/be/fr/sis-tarif/product/431019
Schneider Electric | Schneider Electric | 01022021 |  | Schneider Electric |  | SER | 433119 |  |  | 3.8 |  | 1 |  | 400 | ROCKER TPM PW SYSM | ROCKER TPM PW SYSM |  | Rocker TPm pw SysM | [18 empty] | 1 | 4011281894154 | 0 |  | 18 | 6 | 6 | 2 | 0.072 | 24011281894158 | 400 | 8990 | 40 | 30 | 32.5 | [17 empty] | 8 | N | [12 empty] | MT4 | ML | 3926909790 | [33 empty] | https://eref.se.com/be/nl/sis-tarif/product/433119 | https://eref.se.com/be/fr/sis-tarif/product/433119
Schneider Electric | Schneider Electric | 01022021 |  | Schneider Electric |  | SER | 433619 |  |  | 35.48 |  | 1 |  | 6 | JUMBO SW. TPB PW M-SM | JUMBO SW. TPB PW M-SM |  | Jumbo sw. TPb pw M-Sm | [18 empty] | 1 | 4042811048785 | 0 |  | 280 | 8.5 | 8 | 1 | 68 |  | 6 | 2708 | 40 | 30 | 18.5 | [17 empty] | 8 | N | [12 empty] | MT4 | ML | 8536201090
Schneider Electric | Schneider Electric | 01022021 |  | Schneider Electric |  | SER | 460619 |  |  | 6.31 |  | 1 |  | 180 | BLA.COV. F. SPE.COMM / EDP TPM PW SYSM | SystemM coverplate |  | Bla.cov. f. spe.comm / EDP TPm pw SysM | [18 empty] | 1 | 4011281894826 | 0 |  | 32 | 7 | 7 | 1 | 0.049 | 24011281894820 | 180 | 6740 | 40 | 30 | 18.5 | [17 empty] | 8 | N | [12 empty] | MT4 | ML | 3926909790 | [33 empty] | https://eref.se.com/be/nl/sis-tarif/product/460619 | https://eref.se.com/be/fr/sis-tarif/product/460619
Schneider Electric | Schneider Electric | 01022021 |  | Schneider Electric |  | SER | 461819 |  |  | 8.48 |  | 1 |  | 180 | BLA.COV. F. SPE.COMM / EDP TPB PW SYSM | Basic element - central cover plateSysM |  | Bla.cov. f. spe.comm / EDP TPb pw SysM | [18 empty] | 1 | 4042811032920 | 0 |  | 30 | 7 | 7 | 1 | 0.049 | 24042811032924 | 180 | 6410 | 40 | 30 | 18.5 | [17 empty] | 8 | N | [12 empty] | MT4 | ML | 3926909790 | [33 empty] | https://eref.se.com/be/nl/sis-tarif/product/461819 | https://eref.se.com/be/fr/sis-tarif/product/461819
Schneider Electric | Schneider Electric | 01022021 |  | Schneider Electric |  | SER | 465010 |  |  | 14.42 |  | 1 |  | 500 | BNC-CONN. 12.5MM | BNC-CONN. 12.5MM |  | BNC-conn. 12.5mm | [18 empty] | 1 | 4011281263158 | 0 |  | 11 | 3 | 2 | 2 | 0.012 | 24011281263152 | 5 | 60000 | 7.3 | 7.3 | 3.1 | [17 empty] | 8 | N | [12 empty] | MT4 | ML | 8536901000 | [33 empty] | https://eref.se.com/be/nl/sis-tarif/product/465010 | https://eref.se.com/be/fr/sis-tarif/product/465010
Schneider Electric | Schneider Electric | 01022021 |  | Schneider Electric |  | SER | 468519 |  |  | 11.65 |  | 1 |  | 50 | CEN.PLA. F.BNC/TNC SOCKET TPM PW SYSM | CEN.PLA. F.BNC/TNC SOCKET TPM PW SYSM |  | Cen.pla. f.BNC/TNC socket TPm pw SysM | [18 empty] | 1 | 4011281894949 | 0 |  | 51 | 7 | 7 | 3 | 0.147 | 24011281894943 | 50 | 3470 | 40 | 30 | 18.5 | [17 empty] | 4 | N | [12 empty] | MT4 | ML | 3926909790 | [15 empty] | Plaque centrale pour prise BNC/TNC TPm bp SysM | [17 empty] | https://eref.se.com/be/nl/sis-tarif/product/468519 | https://eref.se.com/be/fr/sis-tarif/product/468519
Schneider Electric | Schneider Electric | 01022021 |  | Schneider Electric |  | SER | 477960 |  |  | 59.69 |  | 1 |  | 32 | REAL GL.FR. 3G WO.CEN.BRDG.PIE. DI M-PL | PLA ELEG 3 POSTES VT VERRE GRIS DIAMANT |  | Real gl.fr. 3g wo.cen.brdg.pie. di M-Pl | [18 empty] | 1 | 4042811090463 | 0 |  | 138 | 22.9 | 8.6 | 1 | 196.94 |  | 32 | 6005 | 40 | 30 | 18.5 | [17 empty] | 8 | N | [12 empty] | MT4 | ML | 7013990090 | [33 empty] | https://eref.se.com/be/nl/sis-tarif/product/477960 | https://eref.se.com/be/fr/sis-tarif/product/477960
Schneider Electric | Schneider Electric | 01022021 |  | Schneider Electric |  | SER | 483115 |  |  | 10.65 |  | 1 |  | 160 | FRA. 1G DBR ANT | RAH 1F DBR ANT |  | Fra. 1g dbr Ant | [18 empty] | 1 | 4011281863358 | 0 |  | 15 | 9 | 9 | 1 | 0.081 |  | 160 | 3628 | 40 | 30 | 18.5 | [17 empty] | 10 | N | [12 empty] | MT4 | ML | 3926909790 | [33 empty] | https://eref.se.com/be/nl/sis-tarif/product/483115 | https://eref.se.com/be/fr/sis-tarif/product/483115
Schneider Electric | Schneider Electric | 01022021 |  | Schneider Electric |  | SER | 484219 |  |  | 4.87 |  | 1 |  | 200 | FRA. 2G TPM PW M-SM | FRA. 2G TPM PW M-SM |  | Fra. 2g TPm pw M-Sm | [18 empty] | 1 | 4011281893812 | 0 |  | 28 | 15 | 8 | 1 | 0.12 | 24011281893816 | 200 | 7010 | 40 | 30 | 32.5 | [8 empty] | 34011281893813 | 4800 | 168240 | 120 | 80 | 115 |  |  |  | 8 | N | [12 empty] | MT4 | ML | 39269097
Schneider Electric | Schneider Electric | 01022021 |  | Schneider Electric |  | SER | 484319 |  |  | 8.21 |  | 1 |  | 60 | FRA. 3G TPM PW M-SM | FRA. 3G TPM PW M-SM |  | Fra. 3g TPm pw M-Sm | [18 empty] | 1 | 4011281893836 | 0 |  | 40 | 22 | 8 | 1 | 0.176 | 24011281893830 | 60 | 3150 | 40 | 30 | 18.5 | [8 empty] | 34011281893837 | 2400 | 125880 | 120 | 80 | 108 |  |  |  | 8 | N | [12 empty] | MT4 | ML | 39269097
Schneider Electric | Schneider Electric | 01022021 |  | Schneider Electric |  | SER | 484419 |  |  | 14.26 |  | 1 |  | 44 | FRA. 4G TPM PW M-SM | FRA. 4G TPM PW M-SM |  | Fra. 4g TPm pw M-Sm | [18 empty] | 1 | 4011281893850 | 0 |  | 52 | 29 | 8 | 1 | 0.232 | 24011281893854 | 44 | 3310 | 40 | 30 | 18.5 | [17 empty] | 8 | N | [12 empty] | MT4 | ML | 39269097
Schneider Electric | Schneider Electric | 01022021 |  | Schneider Electric |  | SER | 486114 |  |  | 4.99 |  | 1 |  | 176 | FRA. 1G TPM ANT M-PL | FRA.1G TPM ANT M-PL |  | Fra.1g TPm ant M-Pl | [18 empty] | 1 | 4011281895304 | 0 |  | 23 | 8 | 9 | 1 | 0.072 | 24011281895308 | 176 | 5510 | 40 | 30 | 18.5 | [17 empty] | 8 | N | [12 empty] | MT4 | ML | 3926909790 | [33 empty] | https://eref.se.com/be/nl/sis-tarif/product/486114 | https://eref.se.com/be/fr/sis-tarif/product/486114
Schneider Electric | Schneider Electric | 01022021 |  | Schneider Electric |  | SER | 486119 |  |  | 6.63 |  | 1 |  | 300 | FRA.1G TPM PW M-PL | FRA.1G TPM PW M-PL |  | Fra.1g TPm pw M-Pl | [18 empty] | 1 | 4011281895311 | 0 |  | 23 | 8 | 9 | 1 | 0.072 | 24011281895315 | 300 | 8300 | 40 | 30 | 32.5 | [17 empty] | 8 | N | [12 empty] | MT4 | ML | 3926909790 | [33 empty] | https://eref.se.com/be/nl/sis-tarif/product/486119 | https://eref.se.com/be/fr/sis-tarif/product/486119
Schneider Electric | Schneider Electric | 01022021 |  | Schneider Electric |  | SER | 486219 |  |  | 9.06 |  | 1 |  | 160 | FRA.2G TPM PW M-PL | FRA.2G TPM PW M-PL |  | Fra.2g TPm pw M-Pl | [18 empty] | 1 | 4011281895342 | 0 |  | 38 | 15 | 9 | 1 | 0.135 | 24011281895346 | 160 | 7320 | 40 | 30 | 32.5 | [17 empty] | 8 | N | [12 empty] | MT4 | ML | 3926909790 | [33 empty] | https://eref.se.com/be/nl/sis-tarif/product/486219 | https://eref.se.com/be/fr/sis-tarif/product/486219
Schneider Electric | Schneider Electric | 01022021 |  | Schneider Electric |  | SER | 486314 |  |  | 7.98 |  | 1 |  | 64 | AFDEKRAAM M-PLAN 3-V ANTRACIET | FRA.3G TPM ANT M-PL |  | Fra.3g TPm ant M-Pl | [18 empty] | 1 | 4011281895366 | 0 |  | 52 | 23 | 9 | 1 | 0.207 | 24011281895360 | 64 | 4600 | 40 | 30 | 18.5 | [17 empty] | 8 | N | [12 empty] | MT4 | ML | 3926909790 | [33 empty] | https://eref.se.com/be/nl/sis-tarif/product/486314 | https://eref.se.com/be/fr/sis-tarif/product/486314
Schneider Electric | Schneider Electric | 01022021 |  | Schneider Electric |  | SER | 486319 |  |  | 16.7 |  | 1 |  | 60 | FRA.3G TPM PW M-PL | FRA.3G TPM PW M-PL |  | Fra.3g TPm pw M-Pl | [18 empty] | 1 | 4011281895373 | 0 |  | 52 | 23 | 9 | 1 | 0.207 | 24011281895377 | 60 | 3950 | 40 | 30 | 18.5 | [17 empty] | 8 | N | [12 empty] | MT4 | ML | 3926909790 | [33 empty] | https://eref.se.com/be/nl/sis-tarif/product/486319 | https://eref.se.com/be/fr/sis-tarif/product/486319
Schneider Electric | Schneider Electric | 01022021 |  | Schneider Electric |  | SER | 486419 |  |  | 26.96 |  | 1 |  | 44 | FRA.4G TPM PW M-PL | FRA.4G TPM PW M-PL |  | Fra.4g TPm pw M-Pl | [18 empty] | 1 | 4011281895403 | 0 |  | 68 | 30 | 9 | 1 | 0.27 | 24011281895407 | 44 | 4150 | 40 | 30 | 18.5 | [17 empty] | 8 | N | [12 empty] | MT4 | ML | 3926909790 | [33 empty] | https://eref.se.com/be/nl/sis-tarif/product/486419 | https://eref.se.com/be/fr/sis-tarif/product/486419
Schneider Electric | Schneider Electric | 01022021 |  | Schneider Electric |  | SER | 488819 |  |  | 6.79 |  | 1 |  | 90 | FRA. 2G WO.CEN.BRDG.PIE. TPM PW M-PL | PLAQUE M-PLAN 2 POSTES VT BLC POL BRIL |  | Fra. 2g wo.cen.brdg.pie. TPm pw M-Pl | [18 empty] | 1 | 4042811045500 | 0 |  | 35 | 15 | 9 | 1 | 0.135 | 24042811045504 | 90 | 4070 | 40 | 30 | 18.5 | [17 empty] | 8 | N | [12 empty] | MT4 | ML | 3926909790 | [14 empty] | M-PLAN frames, 2 stellen, zonder centraal brugstuk, polarwit | Cadres M-PLAN, 2-gang sans pièce de pontage central, blanc polaire | [17 empty] | https://eref.se.com/be/nl/sis-tarif/product/488819 | https://eref.se.com/be/fr/sis-tarif/product/488819
Schneider Electric | Schneider Electric | 01022021 |  | Schneider Electric |  | SER | 519119 |  |  | 16.34 |  | 1 |  | 40 | ATELIER-M OPBOUWBEHUIZING 1V POLARWIT | SURFACE MOUNTED BOX 1G TPB PW 1-M/ATE-M |  | Surface mounted box 1g TPb pw 1-M/ATE-M | [18 empty] | 1 | 4042811093495 | 0 |  | 78 | 9 | 9 | 6 | 0.486 | 34042811093496 | 40 | 3540 | 40 | 30 | 18.5 | [17 empty] | 8 | N | [12 empty] | MT4 | ML | 3926909790 | [33 empty] | https://eref.se.com/be/nl/sis-tarif/product/519119 | https://eref.se.com/be/fr/sis-tarif/product/519119
Schneider Electric | Schneider Electric | 01022021 |  | Schneider Electric |  | SER | 519219 |  |  | 24.85 |  | 1 |  | 20 | ATELIER-M OPBOUWBEHUIZING 2V POLARWIT | Surface mounted box 2g TPb pw 1-M/ATE-M |  | Surface mounted box 2g TPb pw 1-M/ATE-M | [18 empty] | 1 | 4042811093570 | 0 |  | 125 | 16 | 10 | 6 | 0.96 | 34042811093571 | 20 | 2910 | 40 | 30 | 18.5 | [17 empty] | 8 | N | [12 empty] | MT4 | ML | 3926909790 | [33 empty] | https://eref.se.com/be/nl/sis-tarif/product/519219 | https://eref.se.com/be/fr/sis-tarif/product/519219
Schneider Electric | Schneider Electric | 01022021 |  | Schneider Electric |  | SER | 526129 |  |  | 18.75 |  | 1 |  | 200 | MERTEN KABELDOOS 5X2.5MM2 GRIJS | CABLE JUNCTION BOX 5 X 2,5 MM2 GR |  | Cable junction box 5 x 2,5 mm2 gr | [18 empty] | 1 | 4011281293650 | 0 |  | 52 | 9 | 3 | 3 | 0.081 | 34011281293651 | 10 | 520000 | 17.5 | 9.6 | 5.5 | [17 empty] | 8 | N | [12 empty] | MT4 | ML | 8547900000 | [33 empty] | https://eref.se.com/be/nl/sis-tarif/product/526129 | https://eref.se.com/be/fr/sis-tarif/product/526129
Schneider Electric | Schneider Electric | 01022021 |  | Schneider Electric |  | SER | 533591 |  |  | 1.41 |  | 1 |  | 900 | EXTENSION CLAW | EXTENSION CLAW |  | Extension claw | [18 empty] | 1 | 4011281294206 | 0 |  | 9 | 2 | 3 | 1 | 0.006 | 34011281294207 | 900 | 9300 | 40 | 30 | 18.5 | [17 empty] | 8 | N | [12 empty] | MT4 | ML | 7326909890 | [33 empty] | https://eref.se.com/be/nl/sis-tarif/product/533591 | https://eref.se.com/be/fr/sis-tarif/product/533591
Schneider Electric | Schneider Electric | 01022021 |  | Schneider Electric |  | SER | 533963 |  |  | 4.44 |  | 1 |  | 180 | SLAGVAST/AGRAR INSCHUIFTULE ZWART | SLIDER WITH GLAND BK |  | Slider with gland bk | [18 empty] | 1 | 4042811011215 | 0 |  | 10 | 3 | 3 | 3 | 0.027 | 34042811011216 | 180 | 2730 | 40 | 30 | 18.5 | [17 empty] | 8 | N | [12 empty] | MT4 | ML | 3926909790 | [33 empty] | https://eref.se.com/be/nl/sis-tarif/product/533963 | https://eref.se.com/be/fr/sis-tarif/product/533963
Schneider Electric | Schneider Electric | 01022021 |  | Schneider Electric |  | SER | 535491 |  |  | 9.81 |  | 1 |  | 80 | MERTEN SCHROEFVERBINDING SNAPKRAAG GEEL | SCREWED JOINT YW |  | Screwed joint yw | [18 empty] | 1 | 4011281769506 | 0 |  | 40 | 8 | 8 | 5 | 0.32 | 34011281769507 | 80 | 3610 | 40 | 30 | 18.5 | [17 empty] | 8 | N | [12 empty] | MT4 | ML | 3926909790 | [33 empty] | https://eref.se.com/be/nl/sis-tarif/product/535491 | https://eref.se.com/be/fr/sis-tarif/product/535491
Schneider Electric | Schneider Electric | 01022021 |  | Schneider Electric |  | SER | 535960 |  |  | 1.9 |  | 1 |  | 1000 | SLAGVAST/AGRAR KOPPELSTUK SCHUIF GRIJS | CONNECTING ELEMENT GR AQS |  | Connecting element gr AQS | [18 empty] | 1 | 4011281295951 | 0 |  | 3 | 3 | 4 | 2 | 0.024 | 14011281295958 | 10 | 38000 | 7.4 | 7.4 | 3.2 | [17 empty] | 8 | N | [12 empty] | MT4 | ML | 3926909790 | [33 empty] | https://eref.se.com/be/nl/sis-tarif/product/535960 | https://eref.se.com/be/fr/sis-tarif/product/535960
Schneider Electric | Schneider Electric | 01022021 |  | Schneider Electric |  | SER | 544819 |  |  | 130.6 |  | 1 |  | 35 | ARG L.SEN.SW.W.SWIT.DE. SM PW | ARG L.SEN.SW.W.SWIT.DE. SM PW |  | ARG l.sen.sw.w.swit.de. SM pw | [8 empty] | 09.07 | 1 | [8 empty] | 1 | 4042811003401 | 0 |  | 198 | 10 | 6 | 8 | 0.48 | 34042811003402 | 35 | 7340 | 40 | 30 | 18.5 | [17 empty] | 8 | N | [12 empty] | G12 | OA | 8536508090
Schneider Electric | Schneider Electric | 01022021 |  | Schneider Electric |  | SER | 544829 |  |  | 109.99 |  | 1 |  | 35 | ARG L.SEN.SW.WO.SWIT.DE. SM LGR | ARG L.SEN.SW.WO.SWIT.DE. SM LGR |  | ARG l.sen.sw.wo.swit.de. SM lgr | [8 empty] | 09.07 | 1 | [8 empty] | 1 | 4011281349555 | 0 |  | 198 | 10 | 8 | 6 | 0.48 | 34011281349556 | 35 | 7340 | 40 | 30 | 18.5 | [17 empty] | 8 | N | [12 empty] | G12 | OA | 8536508090
Schneider Electric | Schneider Electric | 01022021 |  | Schneider Electric |  | SER | 544890 |  |  | 160.67 |  | 1 |  | 35 | ARG L.SEN.TI.SW. LGR | ARG L.SEN.TI.SW. LGR |  | ARG l.sen.ti.sw. lgr | [8 empty] | 09.07 | 1 | [8 empty] | 1 | 4011281851508 | 0 |  | 198 | 10 | 8 | 6 | 0.48 | 34011281851509 | 35 | 7340 | 40 | 30 | 18.5 | [17 empty] | 8 | N | [12 empty] | G12 | OA | 8536508090 | [15 empty] | INTERRUPTEUR photosensible TI ARGUS vert clair | [17 empty] | https://eref.se.com/be/nl/sis-tarif/product/544890 | https://eref.se.com/be/fr/sis-tarif/product/544890
Schneider Electric | Schneider Electric | 01022021 |  | Schneider Electric |  | SER | 544894 |  |  | 71.44 |  | 1 |  | 35 | ARG L.SEN.SW. W. SW.DELAY SM LGR | ARG L.SEN.SW. W. SW.DELAY SM LGR |  | ARG l.sen.sw. w. sw.delay SM lgr | [8 empty] | 09.07 | 1 | [8 empty] | 1 | 4011281348954 | 0 |  | 198 | 10 | 8 | 6 | 0.48 | 34011281348955 | 35 | 7340 | 40 | 30 | 18.5 | [17 empty] | 8 | N | [12 empty] | G12 | OA | 8536508090 | [15 empty] | INTERRUPTEUR photosensible ARGUS avec temporisateur SM vert clair | [17 empty] | https://eref.se.com/be/nl/sis-tarif/product/544894 | https://eref.se.com/be/fr/sis-tarif/product/544894
Schneider Electric | Schneider Electric | 01022021 |  | Schneider Electric |  | SER | 564315 |  |  | 206.95 |  | 1 |  | 3 | ARG 300 IP55 DBR | ARG 300 IP55 DBR |  | ARG 300 IP55 dbr | [8 empty] | 09.07 | 1 | [8 empty] | 1 | 4011281721405 | 0 |  | 528 | 24 | 14 | 10 | 3.36 |  | 3 | 1989 | 40 | 30 | 18.5 | [17 empty] | 6 | N | [12 empty] | G12 | OA | 8531103000
Schneider Electric | Schneider Electric | 01022021 |  | Schneider Electric |  | SER | 564415 |  |  | 222.22 |  | 1 |  | 6 | ARG 360 IP55 DBR | ARG 360 IP55 DBR |  | ARG 360 IP55 dbr | [8 empty] | 09.07 | 1 | [8 empty] | 1 | 4011281723652 | 0 |  | 391 | 18 | 14 | 10 | 2.52 |  | 6 | 2751 | 40 | 30 | 18.5 | [17 empty] | 6 | N | [12 empty] | G12 | OA | 8531103000
Schneider Electric | Schneider Electric | 01022021 |  | Schneider Electric |  | SER | 565292 |  |  | 14.39 |  | 1 |  | 21 | MOUNTING BRACKET DBR ARG | MOUNTING BRACKET DBR ARG |  | Mounting bracket dbr ARG | [18 empty] | 1 | 4011281893430 | 0 |  | 97 | 15 | 9 | 5 | 0.675 | 34011281893431 | 21 | 2440 | 40 | 30 | 18.5 | [17 empty] | 8 | N | [12 empty] | G12 | OA | 85389099
Schneider Electric | Schneider Electric | 01022021 |  | Schneider Electric |  | SER | 565293 |  |  | 14.39 |  | 1 |  | 21 | MOUNTING BRACKET BGR ARG | MOUNTING BRACKET BGR ARG |  | Mounting bracket bgr ARG | [18 empty] | 1 | 4011281893447 | 0 |  | 97 | 15 | 9 | 5 | 0.675 | 34011281893448 | 21 | 2440 | 40 | 30 | 18.5 | [17 empty] | 8 | N | [12 empty] | G12 | OA | 85389099
Schneider Electric | Schneider Electric | 01022021 |  | Schneider Electric |  | SER | 565426 |  |  | 161.77 |  | 1 |  | 6 | ARGUS BEW.MELDER 220° 12 V RF CONNECT | ARG 220 F.12 V CONNECT PW |  | ARG 220 f.12 V Connect pw | [8 empty] | 09.07 | 1 | [8 empty] | 1 | 4011281898688 | 0 |  | 395 | 14 | 10 | 18 | 2.52 | 34011281898689 | 6 | 2780 | 40 | 30 | 18.5 | [17 empty] | 8 | N | [12 empty] | G12 | OA | 8531103000 | [33 empty] | https://eref.se.com/be/nl/sis-tarif/product/565426 | https://eref.se.com/be/fr/sis-tarif/product/565426
Schneider Electric | Schneider Electric | 01022021 |  | Schneider Electric |  | SER | 565495 |  |  | 146.06 |  | 1 |  | 24 | RADIO MODULE F. ARG MOVEM. DETECTOR | RADIO MODULE F. ARG MOVEM. DETECTOR |  | Radio module f. ARG movem. detector | [8 empty] | 09.07 | 1 | [8 empty] | 1 | 4042811005207 | 0 |  | 72 | 18 | 7 | 6 | 0.756 | 34042811005208 | 24 | 2140 | 40 | 30 | 18.5 | [17 empty] | 8 | N | [12 empty] | G12 | OA | 8541409000 | [15 empty] | Module radio pour détecteur de mouvements ARGUS | [17 empty] | https://eref.se.com/be/nl/sis-tarif/product/565495 | https://eref.se.com/be/fr/sis-tarif/product/565495
Schneider Electric | Schneider Electric | 01022021 |  | Schneider Electric |  | SER | 565519 |  |  | 270.82 |  | 1 |  | 12 | ARG 220, FERNBEDIENBAR PW | ARG 220, FERNBEDIENBAR PW |  | ARG 220, rem.-controllable pw | [8 empty] | 09.07 | 1 | [8 empty] | 1 | 4042811116170 | 0 |  | 449 | 18 | 14 | 10 | 2.52 | 34042811116171 | 12 | 5830 | 40 | 30 | 32.5 | [17 empty] | 10 | N | [12 empty] | MT4 | ML | 8531103000 | [33 empty] | https://eref.se.com/be/nl/sis-tarif/product/565519 | https://eref.se.com/be/fr/sis-tarif/product/565519
Schneider Electric | Schneider Electric | 01022021 |  | Schneider Electric |  | SER | 565560 |  |  | 291.96 |  | 1 |  | 12 | ARG 220, FERNBEDIENBAR ALU | ARG 220, FERNBEDIENBAR ALU |  | ARG 220, rem.-controllable alu | [8 empty] | 09.07 | 1 | [8 empty] | 1 | 4042811116187 | 0 |  | 449 | 18 | 14 | 10 | 2.52 | 34042811116188 | 12 | 5830 | 40 | 30 | 32.5 | [17 empty] | 10 | N | [12 empty] | MT4 | ML | 8531103000 | [33 empty] | https://eref.se.com/be/nl/sis-tarif/product/565560 | https://eref.se.com/be/fr/sis-tarif/product/565560
Schneider Electric | Schneider Electric | 01022021 |  | Schneider Electric |  | SER | 565615 |  |  | 194.88 |  | 1 |  | 6 | ARG 220 TIMER DBR | ARG 220 TIMER DBR |  | ARG 220 Timer dbr | [8 empty] | 09.07 | 1 | [8 empty] | 1 | 4042811002039 | 0 |  | 412 | 18 | 10 | 14 | 2.52 | 34042811002030 | 6 | 2880 | 40 | 30 | 18.5 | [17 empty] | 8 | N | [12 empty] | G12 | OA | 8531103000 | [33 empty] | https://eref.se.com/be/nl/sis-tarif/product/565615 | https://eref.se.com/be/fr/sis-tarif/product/565615
Schneider Electric | Schneider Electric | 01022021 |  | Schneider Electric |  | SER | 565619 |  |  | 194.88 |  | 1 |  | 6 | ARG 220 TIMER PW | ARG 220 TIMER PW |  | ARG 220 Timer pw | [8 empty] | 09.07 | 1 | [8 empty] | 1 | 4011281893195 | 0 |  | 449 | 18 | 10 | 14 | 2.52 | 34011281893196 | 6 | 3100 | 40 | 30 | 18.5 | [17 empty] | 8 | N | [12 empty] | G12 | OA | 8531103000 | [33 empty] | https://eref.se.com/be/nl/sis-tarif/product/565619 | https://eref.se.com/be/fr/sis-tarif/product/565619
Schneider Electric | Schneider Electric | 01022021 |  | Schneider Electric |  | SER | 565669 |  |  | 206.52 |  | 1 |  | 6 | ARG 220 TIMER ALU | ARG 220 TIMER ALU |  | ARG 220 Timer alu | [8 empty] | 09.07 | 1 | [8 empty] | 1 | 4042811002046 | 0 |  | 412 | 18 | 10 | 14 | 2.52 | 34042811002047 | 6 | 2880 | 40 | 30 | 18.5 | [17 empty] | 8 | N | [12 empty] | G12 | OA | 8531103000 | [33 empty] | https://eref.se.com/be/nl/sis-tarif/product/565669 | https://eref.se.com/be/fr/sis-tarif/product/565669
Schneider Electric | Schneider Electric | 01022021 |  | Schneider Electric |  | SER | 580690 |  |  | 247.46 |  | 1 |  | 2 | RF WINDSENSOR+VERW PW | WIND SEN. W. HEAT. IP65 PW |  | Wind sen. w. heat. IP65 pw | [8 empty] | 09.07 | 1 | [8 empty] | 1 | 4011281821457 | 0 |  | 744 | 26 | 26 | 17 | 11.492 | 14011281821454 | 2 | 1950 | 40 | 30 | 32.5 | [17 empty] | 8 | N | [12 empty] | G11 | OH | 8536508090 | [33 empty] | https://eref.se.com/be/nl/sis-tarif/product/580690 | https://eref.se.com/be/fr/sis-tarif/product/580690
Schneider Electric | Schneider Electric | 01022021 |  | Schneider Electric |  | SER | 580691 |  |  | 64.81 |  | 1 |  | 54 | RF ZONNE-/SCHEMERSENSOR 2MTR PW | SUN-/TWILIGHT SEN. 2M PW |  | Sun-/twilight sen. 2m pw | [8 empty] | 09.07 | 1 | [8 empty] | 1 | 4011281821358 | 0 |  | 40 | 8 | 8 | 5 | 0.32 | 14011281821355 | 54 | 2560 | 40 | 30 | 18.5 | [17 empty] | 8 | N | [12 empty] | G11 | OH | 8536508090 | [15 empty] | Capteur de lumière / crépusculaire bp 2 m | [17 empty] | https://eref.se.com/be/nl/sis-tarif/product/580691 | https://eref.se.com/be/fr/sis-tarif/product/580691
Schneider Electric | Schneider Electric | 01022021 |  | Schneider Electric |  | SER | 580692 |  |  | 196.39 |  | 1 |  | 2 | RF WINDSENSOR POLARWIT | WIND SEN. IP65 PW |  | Wind sen. IP65 pw | [8 empty] | 09.07 | 1 | [8 empty] | 1 | 4011281821402 | 0 |  | 720 | 26 | 26 | 17 | 11.492 | 14011281821409 | 2 | 1900 | 40 | 30 | 32.5 | [17 empty] | 8 | N | [12 empty] | G11 | OH | 8536508090 | [33 empty] | https://eref.se.com/be/nl/sis-tarif/product/580692 | https://eref.se.com/be/fr/sis-tarif/product/580692
Schneider Electric | Schneider Electric | 01022021 |  | Schneider Electric |  | SER | 580693 |  |  | 196.39 |  | 1 |  | 25 | RF INTERFACE WINDSENSOR POLARWIT | WIND SEN. INTERFACE PW |  | Wind sen. interface pw | [8 empty] | 09.07 | 1 | [8 empty] | 1 | 4011281821501 | 0 |  | 212 | 11 | 10 | 4 | 0.44 | 14011281821508 | 25 | 5700 | 40 | 30 | 18.5 | [17 empty] | 8 | N | [12 empty] | G11 | OH | 8538901100 | [33 empty] | https://eref.se.com/be/nl/sis-tarif/product/580693 | https://eref.se.com/be/fr/sis-tarif/product/580693
Schneider Electric | Schneider Electric | 01022021 |  | Schneider Electric |  | SER | 592290 |  |  | 246.77 |  | 1 |  | 40 | RADIO-PUSH-BTN. 2G.F.ARG BAT.POW.PW SYSD | DOUBLE POUSSOIR RF POUR ARGUS SYST DES |  | Radio-push-btn. 2g.f.ARG bat.pow.pw SysD | [8 empty] | 09.07 | 1 | [8 empty] | 1 | 4011281898480 | 0 |  | 86 | 8 | 6 | 9 | 0.432 | 14011281898487 | 40 | 3850 | 40 | 30 | 18.5 | [17 empty] | 10 | N | [12 empty] | MT4 | ML | 8536508090 | [33 empty] | https://eref.se.com/be/nl/sis-tarif/product/592290 | https://eref.se.com/be/fr/sis-tarif/product/592290
Schneider Electric | Schneider Electric | 01022021 |  | Schneider Electric |  | SER | 616819 |  |  | 276.18 |  | 1 |  | 50 | KNX-RTC FM/PI W.BTN.INTER.4F TPM PW SYSM | THERMOSTAT KNX FM/PI+4 ENTR,BL.POL,SYSM |  | KNX-RTC FM/PI w.btn.inter.4f TPm pw SysM | [18 empty] | 1 | 4042811092795 | 0 |  | 112 | 8 | 8 | 5 | 0.32 | 14042811092792 | 50 | 6010 | 40 | 30 | 18.5 | [17 empty] | 8 | N | [12 empty] | MT1 | MI | 9032108090 | [15 empty] | Thermostat encastré KNX/PI avec interface bouton 4 entrées, bp, SysM | [17 empty] | https://eref.se.com/be/nl/sis-tarif/product/616819 | https://eref.se.com/be/fr/sis-tarif/product/616819
Schneider Electric | Schneider Electric | 01022021 |  | Schneider Electric |  | SER | 616844 |  |  | 276.18 |  | 1 |  | 50 | KNX-RTC FM/PI W.BTN.INTERF.4F TPM W SYSM | THERMOSTAT KNX FM/PI+4 ENTR, BL.IV,SYSM |  | KNX-RTC FM/PI w.btn.interf.4f TPm w SysM | [18 empty] | 1 | 4042811092757 | 0 |  | 112 | 8 | 8 | 5 | 0.32 | 14042811092754 | 50 | 6010 | 40 | 30 | 18.5 | [17 empty] | 8 | N | [12 empty] | MT1 | MI | 9032108090
Schneider Electric | Schneider Electric | 01022021 |  | Schneider Electric |  | SER | 625119 |  |  | 2.89 |  | 1 |  | 150 | ROCKER F.PUSH-BTN.MOD.1G TPM PW SYSM | ENJOL. MOD POUSS. KNX SIMPLE,BL.POL,SYSM |  | Rocker f.push-btn.mod.1g TPm pw SysM | [18 empty] | 1 | 4042811026240 | 0 |  | 16 | 7 | 7 | 2 | 0.098 | 14042811026247 | 150 | 2890 | 40 | 30 | 18.5 | [17 empty] | 8 | N | [12 empty] | MT1 | MI | 85389099 | [14 empty] | Tuimelschakelaar v.drukknop.mod.1g TPm pw SysM | Touche simple pour module bouton-poussoir simple TPb bp SysM | [17 empty] | https://eref.se.com/be/nl/sis-tarif/product/625119 | https://eref.se.com/be/fr/sis-tarif/product/625119
Schneider Electric | Schneider Electric | 01022021 |  | Schneider Electric |  | SER | 625144 |  |  | 2.92 |  | 1 |  | 150 | ROCKER F.PUSH-BTN.MOD.1G TPM W SYSM | ENJOL. MOD POUSS KNX SIMPLE,BL.IV,SYSM |  | Rocker f.push-btn.mod.1g TPm w SysM | [18 empty] | 1 | 4042811026257 | 0 |  | 16 | 7 | 7 | 2 | 0.098 | 14042811026254 | 150 | 2890 | 40 | 30 | 18.5 | [17 empty] | 4 | N | [12 empty] | MT1 | MI | 85389099
Schneider Electric | Schneider Electric | 01022021 |  | Schneider Electric |  | SER | 625219 |  |  | 5.24 |  | 1 |  | 150 | ROCKERS F.PUSH-BTN.MOD.2G TPM PW SYSM | ENJOL. MOD POUSS KNX DOUBLE,BL.POL,SYSM |  | Rockers f.push-btn.mod.2g TPm pw SysM | [18 empty] | 1 | 4042811026288 | 0 |  | 16 | 7 | 7 | 2 | 0.098 | 14042811026285 | 150 | 2880 | 40 | 30 | 18.5 | [17 empty] | 8 | N | [12 empty] | MT1 | MI | 85389099 | [14 empty] | Tuimelschakelaars v.drukknop.mod.2g TPm pw SysM | Touches simples pour module bouton-poussoir double TPm bp SysM | [17 empty] | https://eref.se.com/be/nl/sis-tarif/product/625219 | https://eref.se.com/be/fr/sis-tarif/product/625219
Schneider Electric | Schneider Electric | 01022021 |  | Schneider Electric |  | SER | 625244 |  |  | 5.24 |  | 1 |  | 150 | ROCKERS F.PUSH-BTN.MOD.2G TPM W SYSM | ENJOL. MOD POUSS KNX DOUBLE, BL.IV,SYSM |  | Rockers f.push-btn.mod.2g TPm w SysM | [18 empty] | 1 | 4042811026295 | 0 |  | 16 | 7 | 7 | 2 | 0.098 | 14042811026292 | 150 | 2890 | 40 | 30 | 18.5 | [17 empty] | 4 | N | [12 empty] | MT1 | MI | 85389099
Schneider Electric | Schneider Electric | 01022021 |  | Schneider Electric |  | SER | 625419 |  |  | 6.15 |  | 1 |  | 150 | ROCKER F.PU.BTN.MOD.1G 1/0 TPM PW SYSM | ENJOL. 1/0 POUSS. KNX SIMPLE,BL.POL,SYSM |  | Rocker f.pu.btn.mod.1g 1/0 TPm pw SysM | [18 empty] | 1 | 4042811026318 | 0 |  | 16 | 7 | 7 | 2 | 0.098 | 14042811026315 | 150 | 2850 | 40 | 30 | 18.5 | [17 empty] | 8 | N | [12 empty] | MT1 | MI | 85389099
Schneider Electric | Schneider Electric | 01022021 |  | Schneider Electric |  | SER | 625444 |  |  | 6.15 |  | 1 |  | 150 | ROCKER F.PU.BTN.MOD.1G 1/0 TPM W SYSM | ENJOL. 1/0 POUSS. KNX SIMPLE, BL.IV,SYSM |  | Rocker f.pu.btn.mod.1g 1/0 TPm w SysM | [18 empty] | 1 | 4042811065324 | 0 |  | 16 | 7 | 7 | 2 | 0.098 | 14042811065321 | 150 | 2910 | 40 | 30 | 18.5 | [17 empty] | 4 | N | [12 empty] | MT1 | MI | 85389099
Schneider Electric | Schneider Electric | 01022021 |  | Schneider Electric |  | SER | 625519 |  |  | 6.15 |  | 1 |  | 150 | ROCKER F.PU.BTN.1G UP/DOWN TPM PW SYSM | ENJOL.FLÈCHE POUSS.KNX SIMPL,BL.POL,SYSM |  | Rocker f.pu.btn.1g Up/Down TPm pw SysM | [18 empty] | 1 | 4042811026325 | 0 |  | 16 | 7 | 7 | 2 | 0.098 | 14042811026322 | 150 | 2890 | 40 | 30 | 18.5 | [17 empty] | 8 | N | [12 empty] | MT1 | MI | 85389099 | [33 empty] | https://eref.se.com/be/nl/sis-tarif/product/625519 | https://eref.se.com/be/fr/sis-tarif/product/625519
Schneider Electric | Schneider Electric | 01022021 |  | Schneider Electric |  | SER | 625544 |  |  | 6.15 |  | 1 |  | 150 | ROCKER F.PU.BTN.1G UP/DOWN TPM W SYSM | ENJOL.FLÈCHE POUSS.KNX SIMPL,BL.IV,SYSM |  | Rocker f.pu.btn.1g Up/Down TPm w SysM | [18 empty] | 1 | 4042811065355 | 0 |  | 16 | 7 | 7 | 2 | 0.098 | 14042811065352 | 150 | 2960 | 40 | 30 | 18.5 | [17 empty] | 4 | N | [12 empty] | MT1 | MI | 85389099
Schneider Electric | Schneider Electric | 01022021 |  | Schneider Electric |  | SER | 625619 |  |  | 7.12 |  | 1 |  | 150 | ROCKERS F.PU.BT.MOD.2G MARK.TPM PW SYSM | ENJOL.1/0+FLÈCH PSS.KNX DOUB,BL.POL,SYSM |  | Rockers f.pu.bt.mod.2g mark.TPm pw SysM | [18 empty] | 1 | 4042811026332 | 0 |  | 16 | 7 | 7 | 2 | 0.098 | 14042811026339 | 150 | 2880 | 40 | 30 | 18.5 | [17 empty] | 8 | N | [12 empty] | MT1 | MI | 85389099
Schneider Electric | Schneider Electric | 01022021 |  | Schneider Electric |  | SER | 625644 |  |  | 7.12 |  | 1 |  | 150 | ROCKERS F.PU.BT.MOD.2G MARK.TPM W SYSM | ENJOL.1/0+FLÈCH PSS.KNX DOUB, BL.IV,SYSM |  | Rockers f.pu.bt.mod.2g mark.TPm w SysM | [18 empty] | 1 | 4042811065386 | 0 |  | 16 | 7 | 7 | 2 | 0.098 | 14042811065383 | 150 | 2880 | 40 | 30 | 18.5 | [17 empty] | 4 | N | [12 empty] | MT1 | MI | 85389099 | [33 empty] | https://eref.se.com/be/nl/sis-tarif/product/625644 | https://eref.se.com/be/fr/sis-tarif/product/625644
Schneider Electric | Schneider Electric | 01022021 |  | Schneider Electric |  | SER | 625719 |  |  | 7.12 |  | 1 |  | 150 | ROCKERS F.PU.BT.MOD.2G MARK.TPM PW SYSM | ENJOL.FLÈCH+1/0 PSS.KNX DOUB,BL.POL,SYSM |  | Rockers f.pu.bt.mod.2g mark.TPm pw SysM | [18 empty] | 1 | 4042811026349 | 0 |  | 16 | 7 | 7 | 2 | 0.098 | 14042811026346 | 150 | 2950 | 40 | 30 | 18.5 | [17 empty] | 8 | N | [12 empty] | MT1 | MI | 85389099
Schneider Electric | Schneider Electric | 01022021 |  | Schneider Electric |  | SER | 625744 |  |  | 7.23 |  | 1 |  | 150 | ROCKERS F.PU.BT.MOD.2G MARK.TPM W SYSM | ENJOL.FLÈCH+1/0 PSS.KNX DOUB,BL.IV,SYSM |  | Rockers f.pu.bt.mod.2g mark.TPm w SysM | [18 empty] | 1 | 4042811065416 | 0 |  | 16 | 7 | 7 | 2 | 0.098 | 14042811065413 | 150 | 2950 | 40 | 30 | 18.5 | [17 empty] | 4 | N | [12 empty] | MT1 | MI | 85389099 | [33 empty] | https://eref.se.com/be/nl/sis-tarif/product/625744 | https://eref.se.com/be/fr/sis-tarif/product/625744
Schneider Electric | Schneider Electric | 01022021 |  | Schneider Electric |  | SER | 625819 |  |  | 7.23 |  | 1 |  | 150 | ROCKER P.BTN.MOD.2G UP/DOWN TPM PW SYSM | ENJOL.FLÈCHE POUSS. KNX DOUB,BL.POL,SYSM |  | Rocker p.btn.mod.2g Up/Down TPm pw SysM | [18 empty] | 1 | 4042811031923 | 0 |  | 16 | 7 | 7 | 2 | 0.098 | 14042811031920 | 150 | 3570 | 40 | 30 | 18.5 | [17 empty] | 8 | N | [12 empty] | MT1 | MI | 85389099
Schneider Electric | Schneider Electric | 01022021 |  | Schneider Electric |  | SER | 625844 |  |  | 7.23 |  | 1 |  | 150 | ROCKER P.BTN.MOD.2G UP/DOWN TPM W SYSM | ENJOL.FLÈCHE POUSS. KNX DOUB,BL.IV,SYSM |  | Rocker p.btn.mod.2g Up/Down TPm w SysM | [18 empty] | 1 | 4042811068486 | 0 |  | 16 | 7 | 7 | 2 | 0.098 | 14042811068483 | 150 | 2810 | 40 | 30 | 18.5 | [17 empty] | 4 | N | [12 empty] | MT1 | MI | 85389099 | [33 empty] | https://eref.se.com/be/nl/sis-tarif/product/625844 | https://eref.se.com/be/fr/sis-tarif/product/625844
Schneider Electric | Schneider Electric | 01022021 |  | Schneider Electric |  | SER | 627519 |  |  | 138.43 |  | 1 |  | 60 | INST PUSH-BTN.1G PLUS TPM PW SYSM | B.POUSSOIR PLUS KNX SIMPLE ,BL.POL,SYSM |  | INST push-btn.1g plus TPm pw SysM | [18 empty] | 1 | 4042811042400 | 0 |  | 70 | 7 | 7 | 4 | 0.196 | 14042811042407 | 60 | 4610 | 40 | 30 | 18.5 | [17 empty] | 8 | N | [12 empty] | MT1 | MI | 8536508090 | [33 empty] | https://eref.se.com/be/nl/sis-tarif/product/627519 | https://eref.se.com/be/fr/sis-tarif/product/627519
Schneider Electric | Schneider Electric | 01022021 |  | Schneider Electric |  | SER | 627544 |  |  | 138.43 |  | 1 |  | 60 | INST PUSH-BTN.1G PLUS TPM W SYSM | B.POUSSOIR PLUS KNX SIMPLE , BL.IV,SYSM |  | INST push-btn.1g plus TPm w SysM | [18 empty] | 1 | 4042811042226 | 0 |  | 70 | 7 | 7 | 4 | 0.196 | 14042811042223 | 60 | 4610 | 40 | 30 | 18.5 | [17 empty] | 8 | N | [12 empty] | MT1 | MI | 8536508090 | [33 empty] | https://eref.se.com/be/nl/sis-tarif/product/627544 | https://eref.se.com/be/fr/sis-tarif/product/627544
Schneider Electric | Schneider Electric | 01022021 |  | Schneider Electric |  | SER | 627619 |  |  | 150.22 |  | 1 |  | 60 | INST PUSH-BTN.2G PLUS TPM PW SYSM | B.POUSSOIR PLUS KNX DOUBLE ,BL.POL,SYSM |  | INST push-btn.2g plus TPm pw SysM | [18 empty] | 1 | 4042811042417 | 0 |  | 70 | 7 | 7 | 4 | 0.196 | 14042811042414 | 60 | 4610 | 40 | 30 | 18.5 | [17 empty] | 8 | N | [12 empty] | MT1 | MI | 8536508090 | [33 empty] | https://eref.se.com/be/nl/sis-tarif/product/627619 | https://eref.se.com/be/fr/sis-tarif/product/627619
Schneider Electric | Schneider Electric | 01022021 |  | Schneider Electric |  | SER | 627644 |  |  | 150.22 |  | 1 |  | 60 | INST PUSH-BTN.2G PLUS TPM W SYSM | B.POUSSOIR PLUS KNX DOUBLE , BL.IV,SYSM |  | INST push-btn.2g plus TPm w SysM | [18 empty] | 1 | 4042811042233 | 0 |  | 70 | 7 | 7 | 4 | 0.196 | 14042811042230 | 60 | 4610 | 40 | 30 | 18.5 | [17 empty] | 8 | N | [12 empty] | MT1 | MI | 8536508090 | [33 empty] | https://eref.se.com/be/nl/sis-tarif/product/627644 | https://eref.se.com/be/fr/sis-tarif/product/627644
Schneider Electric | Schneider Electric | 01022021 |  | Schneider Electric |  | SER | 627819 |  |  | 197.46 |  | 1 |  | 60 | INST PUSH-BTN.4G PLUS TPM PW SYSM | B.POUSSOIR PLUS KNX QUADR, BL.POL, SYSM |  | INST push-btn.4g plus TPm pw SysM | [18 empty] | 1 | 4042811042424 | 0 |  | 70 | 7 | 7 | 4 | 0.196 | 14042811042421 | 60 | 4670 | 40 | 30 | 18.5 | [17 empty] | 8 | N | [12 empty] | MT1 | MI | 8536508090 | [15 empty] | Bouton-poussoir INST quadruple TPm bp SysM | [17 empty] | https://eref.se.com/be/nl/sis-tarif/product/627819 | https://eref.se.com/be/fr/sis-tarif/product/627819
Schneider Electric | Schneider Electric | 01022021 |  | Schneider Electric |  | SER | 627844 |  |  | 197.46 |  | 1 |  | 60 | INST PUSH-BTN.4G PLUS TPM W SYSM | B.POUSSOIR PLUS KNX QUADR, BL.IV, SYSM |  | INST push-btn.4g plus TPm w SysM | [18 empty] | 1 | 4042811042240 | 0 |  | 70 | 7 | 7 | 4 | 0.196 | 14042811042247 | 60 | 4670 | 40 | 30 | 18.5 | [17 empty] | 8 | N | [12 empty] | MT1 | MI | 8536508090 | [33 empty] | https://eref.se.com/be/nl/sis-tarif/product/627844 | https://eref.se.com/be/fr/sis-tarif/product/627844
Schneider Electric | Schneider Electric | 01022021 |  | Schneider Electric |  | SER | 627919 |  |  | 223.53 |  | 1 |  | 60 | INST P.BTN.4G PLUS W.IR REC.TPM PW SYSM | B.POUSSOIR PLUS KNX QUAD/IR,BL.POL,SYSM |  | INST p.btn.4g plus w.IR rec.TPm pw SysM | [18 empty] | 1 | 4042811042431 | 0 |  | 71 | 7 | 7 | 4 | 0.196 | 14042811042438 | 60 | 4670 | 40 | 30 | 18.5 | [17 empty] | 4 | N | [12 empty] | MT1 | MI | 8536508090 | [14 empty] | INST drukknop.4g plus w.IR rec.TPm pw SysM | Bouton-poussoir KNX quadruple avec récepteur infrarouge TPm bp SysM
Schneider Electric | Schneider Electric | 01022021 |  | Schneider Electric |  | SER | 627944 |  |  | 223.53 |  | 1 |  | 60 | INST P.BTN.4G PLUS W.IR REC.TPM W SYSM | B.POUSSOIR PLUS KNX QUAD/IR, BL.IV,SYSM |  | INST p.btn.4g plus w.IR rec.TPm w SysM | [18 empty] | 1 | 4042811042257 | 0 |  | 71 | 7 | 7 | 4 | 0.196 | 14042811042254 | 60 | 4670 | 40 | 30 | 18.5 | [17 empty] | 4 | N | [12 empty] | MT1 | MI | 8536508090
Schneider Electric | Schneider Electric | 01022021 |  | Schneider Electric |  | SER | 630619 |  |  | 209.24 |  | 1 |  | 30 | KNX ARG PRESENCE 180/2.2M FM TPM PW SYS | DÉT.PRÉS.KNX ARGUS 180/2.2M,BL.POL,SYSM |  | KNX ARG Presence 180/2,2m FM TPm pw SysM | [18 empty] | 1 | 4042811073732 | 0 |  | 92 | 8 | 8 | 9 | 0.576 | 14042811073739 | 30 | 3170 | 40 | 30 | 18.5 | [17 empty] | 8 | N | [12 empty] | MT1 | MI | 8536508090 | [33 empty] | https://eref.se.com/be/nl/sis-tarif/product/630619 | https://eref.se.com/be/fr/sis-tarif/product/630619
Schneider Electric | Schneider Electric | 01022021 |  | Schneider Electric |  | SER | 630644 |  |  | 209.24 |  | 1 |  | 30 | KNX ARG PRESENCE 180/2.2M FM TPM W SYSM | DÉT.PRÉS. KNX ARGUS 180/2.2M,BL.IV,SYSM |  | KNX ARG Presence 180/2,2m FM TPm w SysM | [18 empty] | 1 | 4042811073848 | 0 |  | 92 | 8 | 8 | 9 | 0.576 | 14042811073845 | 30 | 3170 | 40 | 30 | 18.5 | [17 empty] | 8 | N | [12 empty] | MT1 | MI | 8536508090
Schneider Electric | Schneider Electric | 01022021 |  | Schneider Electric |  | SER | 632619 |  |  | 198.44 |  | 1 |  | 30 | KNX ARG 180 FM TPM PW SYSM | DÉTECT.MOUV. KNX ARGUS 180, BL.POL, SYSM |  | KNX ARG 180 FM TPm pw SysM | [18 empty] | 1 | 4042811080242 | 0 |  | 84 | 8 | 8 | 9 | 0.576 | 14042811080249 | 30 | 2930 | 40 | 30 | 18.5 | [17 empty] | 10 | N | [12 empty] | MT1 | MI | 8536508090 | [33 empty] | https://eref.se.com/be/nl/sis-tarif/product/632619 | https://eref.se.com/be/fr/sis-tarif/product/632619
Schneider Electric | Schneider Electric | 01022021 |  | Schneider Electric |  | SER | 632644 |  |  | 198.44 |  | 1 |  | 30 | KNX ARG 180 FM TPM W SYSM | DÉTECT.MOUV. KNX ARGUS 180, BL.IV, SYSM |  | KNX ARG 180 FM TPm w SysM | [18 empty] | 1 | 4042811083861 | 0 |  | 84 | 8 | 8 | 9 | 0.576 | 14042811083868 | 30 | 2930 | 40 | 30 | 18.5 | [17 empty] | 10 | N | [12 empty] | MT1 | MI | 8536508090
Schneider Electric | Schneider Electric | 01022021 |  | Schneider Electric |  | SER | 632719 |  |  | 196.36 |  | 1 |  | 30 | KNX ARG 180/2,2M FM TPM PW SYSM | DÉT.MOUV.KNX ARGUS 180/2.2M,BL.POL,SYSM |  | KNX ARG 180/2,2m FM TPm pw SysM | [18 empty] | 1 | 4042811080273 | 0 |  | 92 | 8 | 8 | 9 | 0.576 | 14042811080270 | 30 | 3170 | 40 | 30 | 18.5 | [17 empty] | 8 | N | [12 empty] | MT1 | MI | 8536508090 | [33 empty] | https://eref.se.com/be/nl/sis-tarif/product/632719 | https://eref.se.com/be/fr/sis-tarif/product/632719
Schneider Electric | Schneider Electric | 01022021 |  | Schneider Electric |  | SER | 632744 |  |  | 196.36 |  | 1 |  | 30 | KNX ARG 180/2,2M FM TPM W SYSM | DÉT.MOUV. KNX ARGUS 180/2.2M,BL.IV,SYSM |  | KNX ARG 180/2,2m FM TPm w SysM | [18 empty] | 1 | 4042811082727 | 0 |  | 92 | 8 | 8 | 9 | 0.576 | 14042811082724 | 30 | 3170 | 40 | 30 | 18.5 | [17 empty] | 4 | N | [12 empty] | MT1 | MI | 8536508090
Schneider Electric | Schneider Electric | 01022021 |  | Schneider Electric |  | SER | 671198 |  |  | 85.41 |  | 1 |  | 50 | KNX BUSKOPPELAAR 1-V ZONDER MIDDENPOS. | COUPLEUR BUS KNX SIMPLE SANS POS. INTERM |  | INST BC ins.1g wo.mid.pos. | [18 empty] | 1 | 4011281619405 | 0 |  | 81 | 8 | 8 | 5 | 0.32 | 14011281619402 | 50 | 4450 | 40 | 30 | 18.5 | [17 empty] | 8 | N | [12 empty] | MT1 | MI | 8536508090 | [33 empty] | https://eref.se.com/be/nl/sis-tarif/product/671198 | https://eref.se.com/be/fr/sis-tarif/product/671198
Schneider Electric | Schneider Electric | 01022021 |  | Schneider Electric |  | SER | 82151 |  |  | 27.73 |  | 1 |  | 10 | CEE WANDCONT.DOOS 16A 2P 25V IP67 | CEE STC 16A 2P 25V IP67 |  | SOCLE PRISE SAIL. 16A 2P 20-25V IP67 50- | [8 empty] | 09.07 | 1 | [8 empty] | 1 | 3303430821519 | 0 |  | 222 | 12 | 8 | 8 | 0.768 | 23303430821513 | 10 | 2389 | 28 | 16 | 21 |  | 43303430821517 | 20 | 5265 | 40 | 30 | 30 | [10 empty] | 7 | N | [12 empty] | MB6 | IT | 8536699099 | [14 empty] | PratiKa industrieel stopcontact - 16 A - 2P - 20...25 V AC - IP67 | socle de prise industrielle - 16 A - 2P - 20..25 V CA - IP 67 | [17 empty] | https://eref.se.com/be/nl/sis-tarif/product/82151 | https://eref.se.com/be/fr/sis-tarif/product/82151
Schneider Electric | Schneider Electric | 01022021 |  | Schneider Electric |  | SER | 82351 |  |  | 16.65 |  | 1 |  | 10 | CEE CONTACTSTOP 16A 2P 25V IP67 | CEE Fiche 16A 2P 25V IP67 |  | FICHE MOBILE DROITE 16A 2P 20 - 25V IP67 | [8 empty] | 09.07 | 1 | [8 empty] | 1 | 3303430823513 | 0 |  | 154 | 13 | 7 | 7 | 0.637 | 23303430823517 | 10 | 1681 | 28 | 12 | 21 |  | 43303430823511 | 30 | 5530 | 40 | 30 | 30 | [10 empty] | 7 | N | [12 empty] | MB6 | IT | 8536699099 | [14 empty] | PratiKa verloopstekker - recht - 16 A - 2P - 20...25 V AC - IP67 | fiche mobile industrielle - droite - 16 A - 2P - 20..25V CA - IP 67 | [17 empty] | https://eref.se.com/be/nl/sis-tarif/product/82351 | https://eref.se.com/be/fr/sis-tarif/product/82351
Schneider Electric | Schneider Electric | 01022021 |  | Schneider Electric |  | SER | 83183 |  |  | 50.47 |  | 1 |  | 1 | STC CEE 63A 3PNT 415V IP67 | STC CEE 63A 3PNT 415V IP67 |  | SOCKET UNIKA W/INTERLOCK 16A 3P-N-E 200- | [8 empty] | 09.07 | 1 | [8 empty] | 1 | 3303430831839 | 0 |  | 1210 | 11 | 26 | 17 | 4.862 | [7 empty] | 43303430831837 | 5 | 6537 | 40 | 30 | 30 | [10 empty] | 13 | N | [12 empty] | MB6 | IT | 8536699099 | [14 empty] | Unika vergrendeld stopcontact - 32A - 3P + N + E - 200...250 V AC - IP65 - wand | prise verrouillable - 16 A - 3P+N+T - 200..250 V CA - IP 65 - mural | [17 empty] | https://eref.se.com/be/nl/sis-tarif/product/83183 | https://eref.se.com/be/fr/sis-tarif/product/83183
Schneider Electric | Schneider Electric | 01022021 |  | Schneider Electric |  | SER | A9A27052 |  |  | 2.82 |  | 1 |  | 10 | 10 Montage+10 Uittrekbare stopping clips | ACTI9 10X VERROUS HAUT-BAS IC60 |  | ACTI9 10X LOCKING CLIPS TOP/BOTTOM IC60 | [18 empty] | 1 | 3606480703867 | 0 |  | 23 | 8 | 7 | 3 | 0.168 | 13606480703864 | 10 | 279 | 23 | 8 | 9 |  | 43606480703865 | 120 | 3875 | 40 | 30 | 30 | [10 empty] | 6 | N | [12 empty] | CUX | ZX | 3926909790 | [33 empty] | https://eref.se.com/be/nl/sis-tarif/product/A9A27052 | https://eref.se.com/be/fr/sis-tarif/product/A9A27052
Schneider Electric | Schneider Electric | 01022021 |  | Schneider Electric |  | SER | A9C15030 |  |  | 58.48 |  | 1 |  | 1 | CT+ MAGNEETSCHAKELAAR 1M 20A 230V | ICT PLUS 20A 1P UC 230VAC CONTACTEUR |  | ICT PLUS 20A 1P UC 230VAC CONTACTOR | [8 empty] | 09.07 | 1 | [8 empty] | 1 | 3606480376955 | 0 |  | 88 | 10 | 8 | 3 | 0.24 | [7 empty] | 43606480376953 | 63 | 5994 | 40 | 30 | 15 | [10 empty] | 6 | N | [12 empty] | CUP | ZP | 8536490099 | [14 empty] | Magneetschakelaar iCT+ 20A 1NO 230Vac | Contacteur iCT+ 20A 1NO 230Vac | [17 empty] | https://eref.se.com/be/nl/sis-tarif/product/A9C15030 | https://eref.se.com/be/fr/sis-tarif/product/A9C15030
Schneider Electric | Schneider Electric | 01022021 |  | Schneider Electric |  | SER | A9C15031 |  |  | 78.78 |  | 1 |  | 8 | CT+ MAGNEETSCHAKELAAR 1M+1V 20A 230V + H | ICT PLUS HC 20A 1P UC 230VAC CONTACTEUR |  | ICT PLUS HC 20A 1P UC 230VAC CONTACTOR | [8 empty] | 09.07 | 1 | [8 empty] | 1 | 3606480376962 | 0 |  | 88 | 9 | 7 | 3 | 0.189 | 23606480376966 | 8 | 773 | 26.5 | 9.7 | 8 |  | 43606480376960 | 63 | 6034 | 40 | 30 | 15 | [10 empty] | 6 | N | [12 empty] | CUP | ZP | 8536490099 | [14 empty] | Magneetschakelaar iCT+ HC 20A 1NO 230Vac | Contacteur iCT+ HC 20A 1NO 230Vac | [17 empty] | https://eref.se.com/be/nl/sis-tarif/product/A9C15031 | https://eref.se.com/be/fr/sis-tarif/product/A9C15031
Schneider Electric | Schneider Electric | 01022021 |  | Schneider Electric |  | SER | A9C20132 |  |  | 38.6 |  | 1 |  | 12 | iCT MAGNEETSCHAKELAAR 2P 2M 25A 24V | iCT25A 2NO 24/Vac 50Hz |  | ICT 25A 2NO 24VAC 50HZ CONTACTOR | [8 empty] | 09.07 | 1 | [8 empty] | 1 | 3606480096273 | 0 |  | 121 | 8 | 7 | 2 | 0.112 | 13606480096270 | 12 | 1452 | 23 | 8 | 9 |  | 43606480096271 | 144 | 17911 | 40 | 30 | 30 | [10 empty] | 2 | Y | [12 empty] | CUP | ZP | 8536419089 | [14 empty] | Magneetschakelaar iCT25A 2NO 24/Vac 50Hz | Contacteur iCT25A 2NO 24/Vac 50Hz | [17 empty] | https://eref.se.com/be/nl/sis-tarif/product/A9C20132 | https://eref.se.com/be/fr/sis-tarif/product/A9C20132
Schneider Electric | Schneider Electric | 01022021 |  | Schneider Electric |  | SER | A9C20134 |  |  | 54.53 |  | 1 |  | 6 | iCT MAGNEETSCHAKELAAR 4P 4M 25A 24V | iCT25A 4NO 24/Vac 50Hz |  | ICT 25A 4NO 24VAC 50HZ CONTACTOR | [8 empty] | 09.07 | 1 | [8 empty] | 1 | 3606480374784 | 0 |  | 239 | 12 | 11 | 4 | 0.528 | 13606480374781 | 6 | 1498 | 25 | 12 | 13 |  | 43606480374782 | 36 | 9490 | 40 | 30 | 30 | [10 empty] | 2 | Y | [12 empty] | CUP | ZP | 8536419089 | [14 empty] | Magneetschakelaar iCT25A 4NO 24/Vac 50Hz | Contacteur iCT25A 4NO 24/Vac 50Hz | [17 empty] | https://eref.se.com/be/nl/sis-tarif/product/A9C20134 | https://eref.se.com/be/fr/sis-tarif/product/A9C20134
Schneider Electric | Schneider Electric | 01022021 |  | Schneider Electric |  | SER | A9C20137 |  |  | 75.56 |  | 1 |  | 6 | iCT MAGNEETSCHAKELAAR 4P 4V 25A 24V | iCT25A 4NF 24/Vac 50Hz |  | ICT 25A 4NC 24VAC 50HZ CONTACTOR | [8 empty] | 09.07 | 1 | [8 empty] | 1 | 3606480374791 | 0 |  | 239 | 12 | 11 | 4 | 0.528 | 13606480374798 | 6 | 1513 | 25 | 12 | 13 |  | 43606480374799 | 36 | 9363 | 40 | 30 | 30 | [10 empty] | 6 | N | [12 empty] | CUP | ZP | 8536419089 | [14 empty] | Magneetschakelaar iCT25A 4NC 24/Vac 50Hz | Contacteur iCT25A 4NF 24/Vac 50Hz | [17 empty] | https://eref.se.com/be/nl/sis-tarif/product/A9C20137 | https://eref.se.com/be/fr/sis-tarif/product/A9C20137
Schneider Electric | Schneider Electric | 01022021 |  | Schneider Electric |  | SER | A9C20162 |  |  | 87.93 |  | 1 |  | 6 | iCT MAGNEETSCHAKELAAR 2P 63A 24V | iCT63A 2NO 24/Vac 50Hz |  | iCT63A 2NO 24Vac 50HZ contactor | [8 empty] | 09.07 | 1 | [8 empty] | 1 | 3606480374807 | 0 |  | 259 | 12 | 11 | 4 | 0.528 | 13606480374804 | 6 | 1632 | 25 | 12 | 13 |  | 43606480374805 | 36 | 10279 | 40 | 30 | 30 | [10 empty] | 6 | N | [12 empty] | CUP | ZP | 8536419089 | [14 empty] | Magneetschakelaar iCT63A 2NO 24/Vac 50Hz | Contacteur iCT63A 2NO 24/Vac 50Hz | [17 empty] | https://eref.se.com/be/nl/sis-tarif/product/A9C20162 | https://eref.se.com/be/fr/sis-tarif/product/A9C20162
Schneider Electric | Schneider Electric | 01022021 |  | Schneider Electric |  | SER | A9C20164 |  |  | 142.08 |  | 1 |  | 4 | iCT MAGNEETSCHAKELAAR 4P 4M 63A 24V | iCT63A 4NO 24/Vac 50Hz |  | iCT63A 4NO 24Vac 50HZ contactor | [8 empty] | 09.07 | 1 | [8 empty] | 1 | 3606480374814 | 0 |  | 360 | 12 | 11 | 6 | 0.792 | 13606480374811 | 4 | 1526 | 25 | 12 | 13 |  | 43606480374812 | 24 | 9643 | 40 | 30 | 30 | [10 empty] | 2 | Y | [12 empty] | CUP | ZP | 8536419089 | [14 empty] | Magneetschakelaar iCT63A 4NO 24/Vac 50Hz | Contacteur iCT63A 4NO 24/Vac 50Hz | [17 empty] | https://eref.se.com/be/nl/sis-tarif/product/A9C20164 | https://eref.se.com/be/fr/sis-tarif/product/A9C20164
Schneider Electric | Schneider Electric | 01022021 |  | Schneider Electric |  | SER | A9C20167 |  |  | 142.08 |  | 1 |  | 4 | iCT MAGNEETSCHAKELAAR 4P 4V 63A 24V | iCT63A 4NF 24/Vac 50Hz |  | iCT63A 4NC 24Vac 50HZ contactor | [8 empty] | 09.07 | 1 | [8 empty] | 1 | 3606480374821 | 0 |  | 365 | 12 | 11 | 6 | 0.792 | 13606480374828 | 4 | 1539 | 25 | 11 | 13 |  | 43606480374829 | 24 | 9709 | 40 | 30 | 30 | [10 empty] | 6 | N | [12 empty] | CUP | ZP | 8536419089 | [14 empty] | Magneetschakelaar iCT63A 4NC 24/Vac 50Hz | Contacteur iCT63A 4NF 24/Vac 50Hz | [17 empty] | https://eref.se.com/be/nl/sis-tarif/product/A9C20167 | https://eref.se.com/be/fr/sis-tarif/product/A9C20167
Schneider Electric | Schneider Electric | 01022021 |  | Schneider Electric |  | SER | A9C20232 |  |  | 38.6 |  | 1 |  | 12 | iCT MAGNEETSCHAKELAAR 2P 2M 25A 48V 50Hz | iCT25A 2NO 48Vac 50Hz |  | iCT25A 2NO 48Vac 50HZ contactor | [8 empty] | 09.07 | 1 | [8 empty] | 1 | 3606480374838 | 0 |  | 116 | 9 | 7 | 2 | 0.126 | 13606480374835 | 12 | 1464 | 23 | 8 | 10 |  | 43606480374836 | 144 | 18055 | 40 | 30 | 30 | [10 empty] | 6 | N | [12 empty] | CUP | ZP | 8536419089 | [14 empty] | Magneetschakelaar iCT25A 2NO 48Vac 50Hz | Contacteur iCT25A 2NO 48Vac 50Hz | [17 empty] | https://eref.se.com/be/nl/sis-tarif/product/A9C20232 | https://eref.se.com/be/fr/sis-tarif/product/A9C20232
Schneider Electric | Schneider Electric | 01022021 |  | Schneider Electric |  | SER | A9C20731 |  |  | 31.53 |  | 1 |  | 12 | iCT MAGNEETSCHAKELAAR 1P 1M 25A 230V | iCT25A 1NO 230/240Vac 50Hz |  | ICT 25A 1NO 230...240VAC 50HZ CONTACTOR | [8 empty] | 09.07 | 1 | [8 empty] | 1 | 3606480088568 | 0 |  | 112 | 8 | 2 | 7 | 0.112 | 13606480088565 | 12 | 1374 | 23 | 8 | 9 |  | 43606480088566 | 144 | 16975 | 40 | 30 | 30 | [10 empty] | 2 | Y | [12 empty] | CUP | ZP | 8536490099 | [14 empty] | Magneetschakelaar iCT25A 1NO 230/240Vac 50Hz | Contacteur iCT25A 1NO 230/240Vac 50Hz | [17 empty] | https://eref.se.com/be/nl/sis-tarif/product/A9C20731 | https://eref.se.com/be/fr/sis-tarif/product/A9C20731
Schneider Electric | Schneider Electric | 01022021 |  | Schneider Electric |  | SER | A9C20732 |  |  | 36.96 |  | 1 |  | 12 | iCT MAGNEETSCHAKELAAR 2P 2M 25A 230V | iCT25A 2NO 230/240Vac 50Hz |  | ICT25A 2NO | [8 empty] | 09.07 | 1 | [8 empty] | 1 | 3606480088575 | 0 |  | 116 | 9 | 2 | 7 | 0.126 | 13606480088572 | 12 | 1476 | 23 | 8 | 10 |  | 43606480088573 | 144 | 18199 | 40 | 30 | 30 |  | 73606480088574 | 1152 | 154092 | 80 | 60 | 75 |  |  |  | 2 | Y | [12 empty] | CUP | ZP | 8536490099 | [14 empty] | Magneetschakelaar iCT25A 2NO 230/240Vac 50Hz | Contacteur iCT25A 2NO 230/240Vac 50Hz | [17 empty] | https://eref.se.com/be/nl/sis-tarif/product/A9C20732 | https://eref.se.com/be/fr/sis-tarif/product/A9C20732
Schneider Electric | Schneider Electric | 01022021 |  | Schneider Electric |  | SER | A9C20736 |  |  | 44.35 |  | 1 |  | 12 | iCT MAGNEETSCHAKELAAR 2P 2V 25A 230V | iCT25A 2NF 230/240Vac 50Hz |  | ICT25A 2NC 230/240VAC 50HZ CONTACTOR | [8 empty] | 09.07 | 1 | [8 empty] | 1 | 3606480375095 | 0 |  | 118 | 9 | 7 | 2 | 0.126 | 13606480375092 | 12 | 1472 | 20 | 30 | 2.98 |  | 43606480375093 | 144 | 18246 | 40 | 30 | 30 | [10 empty] | 2 | Y | [12 empty] | CUP | ZP | 8536490099 | [14 empty] | Magneetschakelaar iCT25A 2NC 230/240Vac 50Hz | Contacteur iCT25A 2NF 230/240Vac 50Hz | [17 empty] | https://eref.se.com/be/nl/sis-tarif/product/A9C20736 | https://eref.se.com/be/fr/sis-tarif/product/A9C20736
Schneider Electric | Schneider Electric | 01022021 |  | Schneider Electric |  | SER | A9C20833 |  |  | 46 |  | 1 |  | 6 | iCT MAGNEETSCHAKELAAR 3P 3M 25A 230V | iCT25A 3NO 220/240Vac 50Hz |  | ICT 25A 3NO 220...240VAC 50HZ CONTACTOR | [8 empty] | 09.07 | 1 | [8 empty] | 1 | 3606480088582 | 0 |  | 229.5 | 12 | 11 | 4 | 0.528 | 13606480088589 | 6 | 1451 | 25 | 12.5 | 11.5 |  | 43606480088580 | 36 | 9128 | 40 | 30 | 30 | [10 empty] | 2 | Y | [12 empty] | CUP | ZP | 8536490099 | [14 empty] | Magneetschakelaar iCT25A 3NO 220/240Vac 50Hz | Contacteur iCT25A 3NO 220/240Vac 50Hz | [17 empty] | https://eref.se.com/be/nl/sis-tarif/product/A9C20833 | https://eref.se.com/be/fr/sis-tarif/product/A9C20833
Schneider Electric | Schneider Electric | 01022021 |  | Schneider Electric |  | SER | A9C20834 |  |  | 50.45 |  | 1 |  | 6 | iCT MAGNEETSCHAKELAAR 4P 4M 25A 230V | iCT25A 4NO 220/240Vac 50Hz |  | ICT25A 4NO | [8 empty] | 09.07 | 1 | [8 empty] | 1 | 3606480088599 | 0 |  | 234 | 12 | 4 | 11 | 0.528 | 13606480088596 | 6 | 1498 | 25 | 12 | 13 |  | 43606480088597 | 36 | 9475 | 40 | 30 | 30 |  | 73606480088598 | 288 | 84300 | 80 | 60 | 75 |  |  |  | 2 | Y | [12 empty] | CUP | ZP | 8536490099 | [14 empty] | Magneetschakelaar iCT25A 4NO 220/240Vac 50Hz | Contacteur iCT25A 4NO 220/240Vac 50Hz | [17 empty] | https://eref.se.com/be/nl/sis-tarif/product/A9C20834 | https://eref.se.com/be/fr/sis-tarif/product/A9C20834
Schneider Electric | Schneider Electric | 01022021 |  | Schneider Electric |  | SER | A9C20837 |  |  | 72.97 |  | 1 |  | 6 | iCT MAGNEETSCHAKELAAR 4P 4V 25A 230V | iCT25A 4NF 220/240Vac 50Hz |  | ICT25A 4NC 220/240VAC 50HZ CONTACTOR | [8 empty] | 09.07 | 1 | [8 empty] | 1 | 3606480375101 | 0 |  | 236 | 12 | 11 | 4 | 0.528 | 13606480375108 | 6 | 1499 | 25 | 13 | 12 |  | 43606480375109 | 36 | 9447 | 40 | 30 | 30 | [10 empty] | 2 | Y | [12 empty] | CUP | ZP | 8536490099 | [14 empty] | Magneetschakelaar iCT25A 4NC 220/240Vac 50Hz | Contacteur iCT25A 4NF 220/240Vac 50Hz | [17 empty] | https://eref.se.com/be/nl/sis-tarif/product/A9C20837 | https://eref.se.com/be/fr/sis-tarif/product/A9C20837
Schneider Electric | Schneider Electric | 01022021 |  | Schneider Electric |  | SER | A9C20838 |  |  | 76.64 |  | 1 |  | 6 | iCT MAGNEETSCHAKELAAR 4P 2M+2V 25A 230V | iCT25A 2NO 2NF 220/240Vac 50Hz |  | ICT25A 2NO 2NC 220..240VAC 50HZ CONTACT | [8 empty] | 09.07 | 1 | [8 empty] | 1 | 3606480375118 | 0 |  | 252 | 12 | 1 | 4 | 0.048 | 13606480375115 | 6 | 1512 | 25 | 12 | 13 |  | 43606480375116 | 36 | 9438 | 40 | 30 | 30 | [10 empty] | 2 | Y | [12 empty] | CUP | ZP | 8536490099 | [14 empty] | Magneetschakelaar iCT25A 2NO 2NC 220/240Vac 50Hz | Contacteur iCT25A 2NO 2NF 220/240Vac 50Hz | [17 empty] | https://eref.se.com/be/nl/sis-tarif/product/A9C20838 | https://eref.se.com/be/fr/sis-tarif/product/A9C20838
Schneider Electric | Schneider Electric | 01022021 |  | Schneider Electric |  | SER | A9C20842 |  |  | 70.4 |  | 1 |  | 6 | iCT MAGNEETSCHAKELAAR 2P 2M 40A 230V | iCT40A 2NO 220/240Vac 50Hz |  | ICT 40A 2NO 220..240VAC 50HZ CONTACTOR | [8 empty] | 09.07 | 1 | [8 empty] | 1 | 3606480088605 | 0 |  | 262 | 12 | 4 | 11 | 0.528 | 13606480088602 | 6 | 1648 | 25 | 12 | 13 |  | 43606480088603 | 36 | 10302 | 40 | 30 | 30 |  | 73606480088604 | 288 | 75456 | 80 | 60 | 75 |  |  |  | 2 | Y | [12 empty] | CUP | ZP | 8536490099 | [14 empty] | Magneetschakelaar iCT40A 2NO 220/240Vac 50Hz | Contacteur iCT40A 2NO 220/240Vac 50Hz | [17 empty] | https://eref.se.com/be/nl/sis-tarif/product/A9C20842 | https://eref.se.com/be/fr/sis-tarif/product/A9C20842
Schneider Electric | Schneider Electric | 01022021 |  | Schneider Electric |  | SER | A9C20843 |  |  | 78.12 |  | 1 |  | 4 | iCT MAGNEETSCHAKELAAR 3P 3M 40A 230V | iCT40A 3NO 220/240Vac 50Hz |  | ICT 40A 3NO 220..240VAC 50HZ CONTACTOR | [8 empty] | 09.07 | 1 | [8 empty] | 1 | 3606480088612 | 0 |  | 337.5 | 12 | 11 | 6 | 0.792 | 13606480088619 | 4 | 1424 | 25 | 12.5 | 11.5 |  | 43606480088610 | 24 | 8961 | 40 | 30 | 30 | [10 empty] | 2 | Y | [12 empty] | CUP | ZP | 8536490099 | [14 empty] | Magneetschakelaar iCT40A 3NO 220/240Vac 50Hz | Contacteur iCT40A 3NO 220/240Vac 50Hz | [17 empty] | https://eref.se.com/be/nl/sis-tarif/product/A9C20843 | https://eref.se.com/be/fr/sis-tarif/product/A9C20843
Schneider Electric | Schneider Electric | 01022021 |  | Schneider Electric |  | SER | A9C20844 |  |  | 93.48 |  | 1 |  | 4 | iCT MAGNEETSCHAKELAAR 4P 4M 40A 230V | iCT40A 4NO 220/240Vac 50Hz |  | ICT 40A 4NO 220..240VAC 50HZ CONTACTOR | [8 empty] | 09.07 | 1 | [8 empty] | 1 | 3606480088629 | 0 |  | 361 | 12 | 11 | 6 | 0.792 | 13606480088626 | 4 | 1521 | 25 | 12 | 13 |  | 43606480088627 | 24 | 9613 | 40 | 30 | 30 |  | 73606480088628 | 192 | 88904 | 80 | 60 | 75 |  |  |  | 2 | Y | [12 empty] | CUP | ZP | 8536490099 | [14 empty] | Magneetschakelaar iCT40A 4NO 220/240Vac 50Hz | Contacteur iCT40A 4NO 220/240Vac 50Hz | [17 empty] | https://eref.se.com/be/nl/sis-tarif/product/A9C20844 | https://eref.se.com/be/fr/sis-tarif/product/A9C20844
Schneider Electric | Schneider Electric | 01022021 |  | Schneider Electric |  | SER | A9C20847 |  |  | 93.48 |  | 1 |  | 4 | iCT MAGNEETSCHAKELAAR 4P 4V 40A 230V | iCT40A 4NF 220/240Vac 50Hz |  | ICT 40A 4NC 220..240VAC 50HZ CONTACTOR | [8 empty] | 09.07 | 1 | [8 empty] | 1 | 3606480375125 | 0 |  | 360 | 12 | 11 | 6 | 0.792 | 13606480375122 | 4 | 1516 | 25 | 12.5 | 11.5 |  | 43606480375123 | 24 | 9537 | 40 | 30 | 30 | [10 empty] | 2 | Y | [12 empty] | CUP | ZP | 8536490099 | [14 empty] | Magneetschakelaar iCT40A 4NC 220/240Vac 50Hz | Contacteur iCT40A 4NF 220/240Vac 50Hz | [17 empty] | https://eref.se.com/be/nl/sis-tarif/product/A9C20847 | https://eref.se.com/be/fr/sis-tarif/product/A9C20847
Schneider Electric | Schneider Electric | 01022021 |  | Schneider Electric |  | SER | A9C20862 |  |  | 84.97 |  | 1 |  | 6 | iCT MAGNEETSCHAKELAAR 2P 2M 63A 230V | iCT63A 2NO 220/240Vac 50Hz |  | ICT 63A 2NO 220..240VAC 50HZ CONTACTOR | [8 empty] | 09.07 | 1 | [8 empty] | 1 | 3606480375132 | 0 |  | 260 | 12 | 11 | 4 | 0.528 | 13606480375139 | 6 | 1632 | 25 | 12 | 13 |  | 43606480375130 | 36 | 10327 | 40 | 30 | 30 | [10 empty] | 6 | N | [12 empty] | CUP | ZP | 8536490099 | [14 empty] | Magneetschakelaar iCT63A 2NO 220/240Vac 50Hz | Contacteur iCT63A 2NO 220/240Vac 50Hz | [17 empty] | https://eref.se.com/be/nl/sis-tarif/product/A9C20862 | https://eref.se.com/be/fr/sis-tarif/product/A9C20862
Schneider Electric | Schneider Electric | 01022021 |  | Schneider Electric |  | SER | A9C20863 |  |  | 94.06 |  | 1 |  | 4 | iCT MAGNEETSCHAKELAAR 3P 3M 63A 230V | iCT63A 3NO 220/240Vac 50Hz |  | ICT 63A 3NO 220..240VAC 50HZ CONTACTOR | [8 empty] | 09.07 | 1 | [8 empty] | 1 | 3606480375149 | 0 |  | 340 | 12 | 11 | 6 | 0.792 | 13606480375146 | 4 | 1437 | 25 | 12.5 | 11.5 |  | 43606480375147 | 24 | 9039 | 40 | 30 | 30 | [10 empty] | 2 | Y | [12 empty] | CUP | ZP | 8536490099 | [14 empty] | Magneetschakelaar iCT63A 3NO 220/240Vac 50Hz | Contacteur iCT63A 3NO 220/240Vac 50Hz | [17 empty] | https://eref.se.com/be/nl/sis-tarif/product/A9C20863 | https://eref.se.com/be/fr/sis-tarif/product/A9C20863
Schneider Electric | Schneider Electric | 01022021 |  | Schneider Electric |  | SER | A9C20864 |  |  | 129.13 |  | 1 |  | 4 | iCT MAGNEETSCHAKELAAR 4P 4M 63A 230V | iCT63A 4NO 220/240Vac 50Hz |  | ICT63A 4NO | [8 empty] | 09.07 | 1 | [8 empty] | 1 | 3606480375156 | 0 |  | 360 | 12 | 11 | 6 | 0.792 | 13606480375153 | 4 | 1528 | 25 | 12 | 13 |  | 43606480375154 | 24 | 9639 | 40 | 30 | 30 | [10 empty] | 2 | Y | [12 empty] | CUP | ZP | 8536490099 | [14 empty] | Magneetschakelaar iCT63A 4NO 220/240Vac 50Hz | Contacteur iCT63A 4NO 220/240Vac 50Hz | [17 empty] | https://eref.se.com/be/nl/sis-tarif/product/A9C20864 | https://eref.se.com/be/fr/sis-tarif/product/A9C20864
Schneider Electric | Schneider Electric | 01022021 |  | Schneider Electric |  | SER | A9C20867 |  |  | 129.13 |  | 1 |  | 4 | iCT MAGNEETSCHAKELAAR 4P 4V 63A 230V | iCT63A 4NF 220/240Vac 50Hz c |  | ICT63A 4NC 220/240VAC 50HZ CONTACTOR | [8 empty] | 09.07 | 1 | [8 empty] | 1 | 3606480375163 | 0 |  | 364 | 12 | 11 | 6 | 0.792 | 13606480375160 | 4 | 1530 | 25 | 12 | 13 |  | 43606480375161 | 24 | 9667 | 40 | 30 | 30 | [10 empty] | 2 | Y | [12 empty] | CUP | ZP | 8536490099 | [14 empty] | Magneetschakelaar iCT63A 4NC 220/240Vac 50Hz c | Contacteur iCT63A 4NF 220/240Vac 50Hz c | [17 empty] | https://eref.se.com/be/nl/sis-tarif/product/A9C20867 | https://eref.se.com/be/fr/sis-tarif/product/A9C20867
Schneider Electric | Schneider Electric | 01022021 |  | Schneider Electric |  | SER | A9C20868 |  |  | 144.84 |  | 1 |  | 4 | iCT MAGNEETSCHAKELAAR 4P 2M+2V 63A 230V | iCT63A 2NO 2NF 220/240Vac 50Hz |  | ICT 63A 2NO 2NC 220..240VAC 50HZ CONTAC | [8 empty] | 09.07 | 1 | [8 empty] | 1 | 3606480375170 | 0 |  | 361 | 11 | 12 | 9 | 1.188 | 13606480375177 | 4 | 1520 | 25 | 13 | 12 |  | 43606480375178 | 24 | 9600 | 40 | 30 | 30 | [10 empty] | 6 | N | [12 empty] | CUP | ZP | 8536490099 | [14 empty] | Magneetschakelaar iCT63A 2NO 2NC 220/240Vac 50Hz | Contacteur iCT63A 2NO 2NF 220/240Vac 50Hz | [17 empty] | https://eref.se.com/be/nl/sis-tarif/product/A9C20868 | https://eref.se.com/be/fr/sis-tarif/product/A9C20868
Schneider Electric | Schneider Electric | 01022021 |  | Schneider Electric |  | SER | A9C20869 |  |  | 144.84 |  | 1 |  | 4 | iCT MAGNEETSCHAKELAAR 4P 3M+1V 63A 230V | ICT 63A 3NO+1NF 240VAC |  | ICT 63A 3NO 1NC 220..240VAC 50HZ CONTAC | [8 empty] | 09.07 | 1 | [8 empty] | 1 | 3606480375187 | 0 |  | 360.25 | 12 | 11 | 6 | 0.792 | 13606480375184 | 4 | 1520 | 25 | 12.5 | 11.5 |  | 43606480375185 | 24 | 9545 | 40 | 30 | 30 | [10 empty] | 11 | N | [12 empty] | CUP | ZP | 8536490099 | [14 empty] | Magneetschakelaar ICT 63A 3NO+1NF 240VAC | Contacteur ICT 63A 3NO+1NF 240VAC | [17 empty] | https://eref.se.com/be/nl/sis-tarif/product/A9C20869 | https://eref.se.com/be/fr/sis-tarif/product/A9C20869
Schneider Electric | Schneider Electric | 01022021 |  | Schneider Electric |  | SER | A9C20882 |  |  | 115.3 |  | 1 |  | 4 | iCT MAGNEETSCHAKELAAR 2P 2M 100A 230V | iCT100A 2NO 220/240Vac 50Hz |  | ICT 100A 2NO 220..240VAC 50HZ CONTACTOR | [8 empty] | 09.07 | 1 | [8 empty] | 1 | 3606480375194 | 0 |  | 351 | 12 | 11 | 6 | 0.792 | 13606480375191 | 4 | 1485 | 25 | 12 | 13 |  | 43606480375192 | 24 | 9285 | 40 | 30 | 30 | [10 empty] | 6 | N | [12 empty] | CUP | ZP | 8536490099 | [14 empty] | Magneetschakelaar iCT100A 2NO 220/240Vac 50Hz | Contacteur iCT100A 2NO 220/240Vac 50Hz | [17 empty] | https://eref.se.com/be/nl/sis-tarif/product/A9C20882 | https://eref.se.com/be/fr/sis-tarif/product/A9C20882
Schneider Electric | Schneider Electric | 01022021 |  | Schneider Electric |  | SER | A9C20884 |  |  | 175.3 |  | 1 |  | 2 | iCT MAGNEETSCHAKELAAR 4P 4M 100A 230V | iCT100A 4NO 220/240Vac 50Hz |  | ICT 100A 4NO 220..240VAC 50HZ CONTACTOR | [8 empty] | 09.07 | 1 | [8 empty] | 1 | 3606480375200 | 0 |  | 616 | 11 | 9 | 7 | 0.693 | 13606480375207 | 2 | 1308 | 23 | 8 | 10 |  | 43606480375208 | 24 | 16183 | 40 | 30 | 30 | [10 empty] | 2 | Y | [12 empty] | CUP | ZP | 8536490099 | [14 empty] | Magneetschakelaar iCT100A 4NO 220/240Vac 50Hz | Contacteur iCT100A 4NO 220/240Vac 50Hz | [17 empty] | https://eref.se.com/be/nl/sis-tarif/product/A9C20884 | https://eref.se.com/be/fr/sis-tarif/product/A9C20884
Schneider Electric | Schneider Electric | 01022021 |  | Schneider Electric |  | SER | A9C21132 |  |  | 77.4 |  | 1 |  | 12 | iCT MAGNEETSCHAKELAAR 2P 2M 25A HAND 24 | ICT 25A 2NO 24VAC MO |  | iCT25A 2NO 24Vac 50HZ manually operated | [8 empty] | 09.07 | 1 | [8 empty] | 1 | 3606480375217 | 0 |  | 118 | 9 | 7 | 2 | 0.126 | 13606480375214 | 12 | 1477 | 23 | 8 | 9 |  | 43606480375215 | 144 | 18211 | 40 | 30 | 30 | [10 empty] | 2 | Y | [12 empty] | CUP | ZP | 8536419089 | [14 empty] | Magneetschakelaar ICT 25A 2NO 24VAC handbediening | Contacteur ICT 25A 2NO 24VAC commande manuelle | [17 empty] | https://eref.se.com/be/nl/sis-tarif/product/A9C21132 | https://eref.se.com/be/fr/sis-tarif/product/A9C21132
Schneider Electric | Schneider Electric | 01022021 |  | Schneider Electric |  | SER | A9C21134 |  |  | 111.34 |  | 1 |  | 6 | iCT MAGNEETSCHAKELAAR 4P 4M 25A HAND 24 | ICT 25A 4NO 24VAC MO |  | ICT 5A 4NO 24VAC 50HZ MANUALLY OPERATED | [8 empty] | 09.07 | 1 | [8 empty] | 1 | 3606480375224 | 0 |  | 239 | 12 | 11 | 4 | 0.528 | 13606480375221 | 6 | 1510 | 25 | 12 | 13 |  | 43606480375222 | 36 | 9543 | 40 | 30 | 30 | [10 empty] | 6 | N | [12 empty] | CUP | ZP | 8536419089 | [14 empty] | Magneetschakelaar ICT 25A 4NO 24VAC handbediening | Contacteur ICT 25A 4NO 24VAC commande manuelle | [17 empty] | https://eref.se.com/be/nl/sis-tarif/product/A9C21134 | https://eref.se.com/be/fr/sis-tarif/product/A9C21134
Schneider Electric | Schneider Electric | 01022021 |  | Schneider Electric |  | SER | A9C21142 |  |  | 106.81 |  | 1 |  | 6 | iCT MAGNEETSCHAKELAAR 2P 2M 40A HAND 24V | ICT 40A 2NO 24VAC MO |  | iCT40A 2NO 24Vac 50HZ manually operated | [8 empty] | 09.07 | 1 | [8 empty] | 1 | 3606480375255 | 0 |  | 258 | 12 | 11 | 4 | 0.528 | 13606480375252 | 6 | 1642 | 25 | 12 | 13 |  | 43606480375253 | 36 | 10339 | 40 | 30 | 30 | [10 empty] | 6 | N | [12 empty] | CUP | ZP | 8536419089 | [14 empty] | Magneetschakelaar ICT 40A 2NO 24VAC handbediening | Contacteur ICT 40A 2NO 24VAC commande manuelle | [17 empty] | https://eref.se.com/be/nl/sis-tarif/product/A9C21142 | https://eref.se.com/be/fr/sis-tarif/product/A9C21142
Schneider Electric | Schneider Electric | 01022021 |  | Schneider Electric |  | SER | A9C21144 |  |  | 136.59 |  | 1 |  | 4 | iCT MAGNEETSCHAKELAAR 4P 4M 40A HAND 24 | ICT 40A 4NO 24VAC commande manuelle |  | iCT40A 4NO 24Vac 50HZ manually operated | [8 empty] | 09.07 | 1 | [8 empty] | 1 | 3606480375262 | 0 |  | 364 | 12 | 11 | 6 | 0.792 | 13606480375269 | 4 | 1523 | 25 | 12.5 | 11.5 |  | 43606480375260 | 24 | 9557 | 40 | 30 | 30 | [10 empty] | 7 | N | [12 empty] | CUP | ZP | 8536490099 | [14 empty] | Magneetschakelaar ICT 40A 4NO 24VAC handbediening | Contacteur ICT 40A 4NO 24VAC commande manuelle | [17 empty] | https://eref.se.com/be/nl/sis-tarif/product/A9C21144 | https://eref.se.com/be/fr/sis-tarif/product/A9C21144
Schneider Electric | Schneider Electric | 01022021 |  | Schneider Electric |  | SER | A9C21162 |  |  | 129.3 |  | 1 |  | 6 | iCT MAGNEETSCHAKELAAR 4P 4M 25A HAND 24 | ICT 63A 2NO 24VAC MO |  | iCT63A 2NO 24Vac 50HZ manually operated | [8 empty] | 09.07 | 1 | [8 empty] | 1 | 3606480375286 | 0 |  | 259 | 12 | 11 | 4 | 0.528 | 13606480375283 | 6 | 1646 | 25 | 12.7 | 11.5 |  | 43606480375284 | 36 | 10363 | 40 | 30 | 30 | [10 empty] | 7 | N | [12 empty] | CUP | ZP | 8536490099 | [14 empty] | Magneetschakelaar ICT 63A 2NO 24VAC handbediening | Contacteur ICT 63A 2NO 24VAC commande manuelle | [17 empty] | https://eref.se.com/be/nl/sis-tarif/product/A9C21162 | https://eref.se.com/be/fr/sis-tarif/product/A9C21162
Schneider Electric | Schneider Electric | 01022021 |  | Schneider Electric |  | SER | A9C21164 |  |  | 158.44 |  | 1 |  | 4 | iCT MAGNEETSCHAKELAAR 4P 4M 63A HAND 24 | ICT 63A 4NO 24VAC MO |  | iCT63A 4NO 24Vac 50HZ manually operated | [8 empty] | 09.07 | 1 | [8 empty] | 1 | 3606480375293 | 0 |  | 365 | 12 | 11 | 6 | 0.792 | 13606480375290 | 4 | 1539 | 25 | 12 | 13 |  | 43606480375291 | 24 | 9721 | 40 | 30 | 30 | [10 empty] | 7 | N | [12 empty] | CUP | ZP | 8536490099 | [14 empty] | Magneetschakelaar ICT 63A 4NO 24VAC handbediening | Contacteur ICT 63A 4NO 24VAC commande manuelle | [17 empty] | https://eref.se.com/be/nl/sis-tarif/product/A9C21164 | https://eref.se.com/be/fr/sis-tarif/product/A9C21164
Schneider Electric | Schneider Electric | 01022021 |  | Schneider Electric |  | SER | A9C21732 |  |  | 74.85 |  | 1 |  | 12 | iCT MAGNEETSCHAKELAAR 2P 2M 25A HAND 230 | iCT25A 2NO 230/240Vac 50Hz |  | ICT 25A 2NO 230..240VAC 50HZ MANUALLY O | [8 empty] | 09.07 | 1 | [8 empty] | 1 | 3606480088636 | 0 |  | 119 | 9 | 2 | 7 | 0.126 | 13606480088633 | 12 | 1490 | 22.9 | 9.4 | 7.9 |  | 43606480088634 | 144 | 18368 | 40 | 30 | 30 | [10 empty] | 2 | Y | [12 empty] | CUP | ZP | 8536490099 | [14 empty] | Magneetschakelaar iCT25A 2NO 230/240Vac 50Hz | Contacteur iCT25A 2NO 230/240Vac 50Hz | [17 empty] | https://eref.se.com/be/nl/sis-tarif/product/A9C21732 | https://eref.se.com/be/fr/sis-tarif/product/A9C21732
Schneider Electric | Schneider Electric | 01022021 |  | Schneider Electric |  | SER | A9C21833 |  |  | 83.93 |  | 1 |  | 6 | iCT MAGNEETSCHAKELAAR 3P 3M 25A HAND 230 | iCT25A 3NO 220/240Vac 50Hz |  | ICT 25A 3NO 220..240VAC 50HZ MANUALLY O | [8 empty] | 09.07 | 1 | [8 empty] | 1 | 3606480375330 | 0 |  | 233 | 12 | 11 | 4 | 0.528 | 13606480375337 | 6 | 1474 | 25 | 12 | 13 |  | 43606480375338 | 36 | 9331 | 40 | 30 | 30 | [10 empty] | 2 | Y | [12 empty] | CUP | ZP | 8536490099 | [14 empty] | Magneetschakelaar iCT25A 3NO 220/240Vac 50Hz | Contacteur iCT25A 3NO 220/240Vac 50Hz | [17 empty] | https://eref.se.com/be/nl/sis-tarif/product/A9C21833 | https://eref.se.com/be/fr/sis-tarif/product/A9C21833
Schneider Electric | Schneider Electric | 01022021 |  | Schneider Electric |  | SER | A9C21834 |  |  | 107.67 |  | 1 |  | 6 | iCT MAGNEETSCHAKELAAR 4P 4M 25A HAND 230 | iCT25A 4NO 220/240Vac 50Hz |  | ICT 25A 4NO 220..240VAC 50HZ MANUALLY O | [8 empty] | 09.07 | 1 | [8 empty] | 1 | 3606480375347 | 0 |  | 240 | 12 | 11 | 4 | 0.528 | 13606480375344 | 6 | 1519 | 25 | 12.5 | 11.5 |  | 43606480375345 | 36 | 9534 | 40 | 30 | 30 | [10 empty] | 2 | Y | [12 empty] | CUP | ZP | 8536490099 | [14 empty] | Magneetschakelaar iCT25A 4NO 220/240Vac 50Hz | Contacteur iCT25A 4NO 220/240Vac 50Hz | [17 empty] | https://eref.se.com/be/nl/sis-tarif/product/A9C21834 | https://eref.se.com/be/fr/sis-tarif/product/A9C21834
Schneider Electric | Schneider Electric | 01022021 |  | Schneider Electric |  | SER | A9C21842 |  |  | 103.32 |  | 1 |  | 6 | iCT MAGNEETSCHAKELAAR 2P 2M 40A HAND 230 | iCT40A 2NO 220/240Vac 50Hz |  | ICT 40A 2NO 220..240VAC 50HZ MANUALLY O | [8 empty] | 09.07 | 1 | [8 empty] | 1 | 3606480096853 | 0 |  | 259 | 11 | 12 | 4 | 0.528 | 13606480096850 | 6 | 1630 | 25 | 12.4 | 11.5 |  | 43606480096851 | 36 | 10260 | 40 | 30 | 30 | [10 empty] | 6 | N | [12 empty] | CUP | ZP | 8536490099 | [14 empty] | Magneetschakelaar iCT40A 2NO 220/240Vac 50Hz | Contacteur iCT40A 2NO 220/240Vac 50Hz | [17 empty] | https://eref.se.com/be/nl/sis-tarif/product/A9C21842 | https://eref.se.com/be/fr/sis-tarif/product/A9C21842
Schneider Electric | Schneider Electric | 01022021 |  | Schneider Electric |  | SER | A9C21843 |  |  | 115.68 |  | 1 |  | 4 | iCT MAGNEETSCHAKELAAR 3NO 40A 240Va MO | ICT 40A 3NO 240VAC MO |  | ICT 40A 3NO 220..240VAC 50HZ MANUALLY O | [8 empty] | 09.07 | 1 | [8 empty] | 1 | 3606480096860 | 0 |  | 340 | 12 | 11 | 6 | 0.792 | 13606480096867 | 4 | 1431 | 25 | 12.5 | 11.5 |  | 43606480096868 | 24 | 9011 | 40 | 30 | 30 | [10 empty] | 7 | N | [12 empty] | CUP | ZP | 8536490099 | [14 empty] | Magneetschakelaar ICT 40A 3NO 240VAC handbediening | Contacteur ICT 40A 3NO 240VAC commande manuelle | [17 empty] | https://eref.se.com/be/nl/sis-tarif/product/A9C21843 | https://eref.se.com/be/fr/sis-tarif/product/A9C21843
Schneider Electric | Schneider Electric | 01022021 |  | Schneider Electric |  | SER | A9C21844 |  |  | 132.07 |  | 1 |  | 4 | iCT MAGNEETSCHAKELAAR 4P 4M 40A HAND 230 | iCT40A 4NO 220/240Vac 50Hz |  | ICT 40A 4NO 220..240VAC 50HZ MANUALLY O | [8 empty] | 09.07 | 1 | [8 empty] | 1 | 3606480096877 | 0 |  | 364.25 | 12 | 11 | 6 | 0.792 | 13606480096874 | 4 | 1531 | 25 | 12.5 | 11.5 |  | 43606480096875 | 24 | 9607 | 40 | 30 | 30 | [10 empty] | 2 | Y | [12 empty] | CUP | ZP | 8536490099 | [14 empty] | Magneetschakelaar iCT40A 4NO 220/240Vac 50Hz | Contacteur iCT40A 4NO 220/240Vac 50Hz | [17 empty] | https://eref.se.com/be/nl/sis-tarif/product/A9C21844 | https://eref.se.com/be/fr/sis-tarif/product/A9C21844
Schneider Electric | Schneider Electric | 01022021 |  | Schneider Electric |  | SER | A9C21862 |  |  | 125.02 |  | 1 |  | 6 | iCT MAGNEETSCHAKELAAR 2P 2M 63A HAND 230 | iCT63A 2NO 220/240Vac 50Hz |  | ICT 63A 2NO 220..240VAC 50HZ MANUALLY O | [8 empty] | 09.07 | 1 | [8 empty] | 1 | 3606480096884 | 0 |  | 271 | 12 | 11 | 4 | 0.528 | 13606480096881 | 6 | 1657 | 25 | 12 | 13 |  | 43606480096882 | 36 | 10398 | 40 | 30 | 30 | [10 empty] | 6 | N | [12 empty] | CUP | ZP | 8536490099 | [14 empty] | Magneetschakelaar iCT63A 2NO 220/240Vac 50Hz | Contacteur iCT63A 2NO 220/240Vac 50Hz | [17 empty] | https://eref.se.com/be/nl/sis-tarif/product/A9C21862 | https://eref.se.com/be/fr/sis-tarif/product/A9C21862
Schneider Electric | Schneider Electric | 01022021 |  | Schneider Electric |  | SER | A9C21864 |  |  | 146.15 |  | 1 |  | 4 | iCT MAGNEETSCHAKELAAR 4P 4M 63A HAND 230 | iCT63A 4NO 220/240Vac 50Hz |  | ICT 63A 4NO 220..240VAC 50HZ MANUALLY O | [8 empty] | 09.07 | 1 | [8 empty] | 1 | 3606480096891 | 0 |  | 362.5 | 12 | 11 | 6 | 0.792 | 13606480096898 | 4 | 1528 | 25 | 12.5 | 11.5 |  | 43606480096899 | 24 | 9588 | 40 | 30 | 30 | [10 empty] | 2 | Y | [12 empty] | CUP | ZP | 8536490099 | [14 empty] | Magneetschakelaar iCT63A 4NO 220/240Vac 50Hz | Contacteur iCT63A 4NO 220/240Vac 50Hz | [17 empty] | https://eref.se.com/be/nl/sis-tarif/product/A9C21864 | https://eref.se.com/be/fr/sis-tarif/product/A9C21864
Schneider Electric | Schneider Electric | 01022021 |  | Schneider Electric |  | SER | A9C22011 |  |  | 30.48 |  | 1 |  | 12 | iCT MAGNEETSCHAKELAAR 1P 1M 16A 12 V | iCT16A 1NO 12/Vac 50Hz |  | iCT16A 1NO 12Vac 50HZ contactor | [8 empty] | 09.07 | 1 | [8 empty] | 1 | 3606480096907 | 0 |  | 109 | 9 | 7 | 2 | 0.126 | 13606480096904 | 12 | 1375 | 23 | 8 | 10 |  | 43606480096905 | 144 | 16987 | 40 | 30 | 30 | [10 empty] | 6 | N | [12 empty] | CUP | ZP | 8536419089 | [14 empty] | Magneetschakelaar iCT16A 1NO 12/Vac 50Hz | Contacteur iCT16A 1NO 12/Vac 50Hz | [17 empty] | https://eref.se.com/be/nl/sis-tarif/product/A9C22011 | https://eref.se.com/be/fr/sis-tarif/product/A9C22011
Schneider Electric | Schneider Electric | 01022021 |  | Schneider Electric |  | SER | A9C22012 |  |  | 38.53 |  | 1 |  | 12 | iCT MAGNEETSCHAKELAAR 2P 2M 16A 12 V | iCT16A 2NO 12/Vac 50Hz |  | ICT16A 2NO 12VAC 50HZ CONTACTOR | [8 empty] | 09.07 | 1 | [8 empty] | 1 | 3606480096914 | 0 |  | 116 | 9 | 7 | 2 | 0.126 | 13606480096911 | 12 | 1458 | 23 | 8 | 10 |  | 43606480096912 | 144 | 18060 | 40 | 30 | 30 | [10 empty] | 6 | N | [12 empty] | CUP | ZP | 8536419089 | [14 empty] | Magneetschakelaar iCT16A 2NO 12/Vac 50Hz | Contacteur iCT16A 2NO 12/Vac 50Hz | [17 empty] | https://eref.se.com/be/nl/sis-tarif/product/A9C22012 | https://eref.se.com/be/fr/sis-tarif/product/A9C22012
Schneider Electric | Schneider Electric | 01022021 |  | Schneider Electric |  | SER | A9C22015 |  |  | 38.53 |  | 1 |  | 12 | iCT MAGNEETSCHAKELAAR 2P 1M+1V 16A 12 V | iCT16A 1NO 1NF 12/Vac 50Hz |  | iCT16A 1NO 1NC 12Vac 50HZ contactor | [8 empty] | 09.07 | 1 | [8 empty] | 1 | 3606480096921 | 0 |  | 118 | 9 | 7 | 2 | 0.126 | 13606480096928 | 12 | 1463 | 9.5 | 23 | 8 |  | 43606480096929 | 144 | 17425 | 40 | 30 | 30 | [10 empty] | 6 | N | [12 empty] | CUP | ZP | 8536419089 | [14 empty] | Magneetschakelaar iCT16A 1NO 1NC 12/Vac 50Hz | Contacteur iCT16A 1NO 1NF 12/Vac 50Hz | [17 empty] | https://eref.se.com/be/nl/sis-tarif/product/A9C22015 | https://eref.se.com/be/fr/sis-tarif/product/A9C22015
Schneider Electric | Schneider Electric | 01022021 |  | Schneider Electric |  | SER | A9C22111 |  |  | 30.48 |  | 1 |  | 12 | iCT MAGNEETSCHAKELAAR 1P 1M 16A 24 V | iCT16A 1NO 24/Vac 50Hz |  | iCT16A 1NO 24Vac 50HZ contactor | [8 empty] | 09.07 | 1 | [8 empty] | 1 | 3606480096938 | 0 |  | 109.833 | 9 | 7 | 2 | 0.126 | 13606480096935 | 12 | 1371 | 23 | 9.5 | 8 |  | 43606480096936 | 144 | 16891 | 40 | 30 | 30 | [10 empty] | 6 | N | [12 empty] | CUP | ZP | 8536419089 | [14 empty] | Magneetschakelaar iCT16A 1NO 24/Vac 50Hz | Contacteur iCT16A 1NO 24/Vac 50Hz | [17 empty] | https://eref.se.com/be/nl/sis-tarif/product/A9C22111 | https://eref.se.com/be/fr/sis-tarif/product/A9C22111
Schneider Electric | Schneider Electric | 01022021 |  | Schneider Electric |  | SER | A9C22112 |  |  | 36.36 |  | 1 |  | 12 | iCT MAGNEETSCHAKELAAR 2P 2M 16A 24 V | iCT16A 2NO 24/Vac 50Hz |  | ICT16A 2NO 24VAC 50HZ CONTACTOR | [8 empty] | 09.07 | 1 | [8 empty] | 1 | 3606480096945 | 0 |  | 116 | 9 | 7 | 0 | 0 | 13606480096942 | 12 | 1458 | 23 | 8 | 9 |  | 43606480096943 | 144 | 17983 | 40 | 30 | 30 | [10 empty] | 2 | Y | [12 empty] | CUP | ZP | 8536419089 | [14 empty] | Magneetschakelaar iCT16A 2NO 24/Vac 50Hz | Contacteur iCT16A 2NO 24/Vac 50Hz | [17 empty] | https://eref.se.com/be/nl/sis-tarif/product/A9C22112 | https://eref.se.com/be/fr/sis-tarif/product/A9C22112
Schneider Electric | Schneider Electric | 01022021 |  | Schneider Electric |  | SER | A9C22114 |  |  | 51.34 |  | 1 |  | 6 | iCT MAGNEETSCHAKELAAR 4P 4M 16A 24 V | iCT16A 4NO 24/Vac 50Hz |  | iCT16A 4NO 24Vac 50HZ contactor | [8 empty] | 09.07 | 1 | [8 empty] | 1 | 3606480096952 | 0 |  | 235.5 | 12 | 11 | 4 | 0.528 | 13606480096959 | 6 | 1491 | 25 | 13 | 12 |  | 43606480096950 | 36 | 9366 | 40 | 30 | 30 | [10 empty] | 6 | N | [12 empty] | CUP | ZP | 8536419089 | [14 empty] | Magneetschakelaar iCT16A 4NO 24/Vac 50Hz | Contacteur iCT16A 4NO 24/Vac 50Hz | [17 empty] | https://eref.se.com/be/nl/sis-tarif/product/A9C22114 | https://eref.se.com/be/fr/sis-tarif/product/A9C22114
Schneider Electric | Schneider Electric | 01022021 |  | Schneider Electric |  | SER | A9C22115 |  |  | 39.7 |  | 1 |  | 12 | iCT MAGNEETSCHAKELAAR 2P 1M+1V 16A 24 V | iCT16A 1NO 1NF 24/Vac 50Hz |  | iCT16A 1NO 1NC 24Vac 50HZ contactor | [8 empty] | 09.07 | 1 | [8 empty] | 1 | 3606480096969 | 0 |  | 116 | 9 | 7 | 2 | 0.126 | 13606480096966 | 12 | 1460 | 20 | 30 | 2.9 |  | 43606480096967 | 144 | 18221 | 40 | 30 | 30 | [10 empty] | 2 | Y | [12 empty] | CUP | ZP | 8536419089 | [14 empty] | Magneetschakelaar iCT16A 1NO 1NC 24/Vac 50Hz | Contacteur iCT16A 1NO 1NF 24/Vac 50Hz | [17 empty] | https://eref.se.com/be/nl/sis-tarif/product/A9C22115 | https://eref.se.com/be/fr/sis-tarif/product/A9C22115
Schneider Electric | Schneider Electric | 01022021 |  | Schneider Electric |  | SER | A9C22211 |  |  | 30.48 |  | 1 |  | 12 | iCT MAGNEETSCHAKELAAR 1P 1M 16A 48 V | ICT 16A 1NO 48VAC |  | iCT16A 1NO 48Vac 50HZ contactor | [8 empty] | 09.07 | 1 | [8 empty] | 1 | 3606480096976 | 0 |  | 110 | 9 | 7 | 2 | 0.126 | 13606480096973 | 12 | 1364 | 23 | 9.5 | 8.1 |  | 43606480096974 | 144 | 16855 | 40 | 30 | 30 | [10 empty] | 7 | N | [12 empty] | CUP | ZP | 8536419089 | [14 empty] | Magneetschakelaar ICT 16A 1NO 48VAC | Contacteur ICT 16A 1NO 48VAC | [17 empty] | https://eref.se.com/be/nl/sis-tarif/product/A9C22211 | https://eref.se.com/be/fr/sis-tarif/product/A9C22211
Schneider Electric | Schneider Electric | 01022021 |  | Schneider Electric |  | SER | A9C22212 |  |  | 36.19 |  | 1 |  | 12 | iCT MAGNEETSCHAKELAAR 2P 2M 16A 48 V | ICT 16A 2NO 48VAC |  | iCT16A 2NO 48Vac 50HZ contactor | [8 empty] | 09.07 | 1 | [8 empty] | 1 | 3606480096983 | 0 |  | 116 | 9 | 7 | 2 | 0.126 | 13606480096980 | 12 | 1456 | 23 | 8 | 10 |  | 43606480096981 | 144 | 17959 | 40 | 30 | 30 | [10 empty] | 6 | N | [12 empty] | CUP | ZP | 8536419089 | [14 empty] | Magneetschakelaar ICT 16A 2NO 48VAC | Contacteur ICT 16A 2NO 48VAC | [17 empty] | https://eref.se.com/be/nl/sis-tarif/product/A9C22212 | https://eref.se.com/be/fr/sis-tarif/product/A9C22212
Schneider Electric | Schneider Electric | 01022021 |  | Schneider Electric |  | SER | A9C22711 |  |  | 29.66 |  | 1 |  | 12 | iCT MAGNEETSCHAKELAAR 1P 1M 16A 230 V | iCT16A 1NO 230/240Vac 50Hz |  | ICT16A 1NO 230..240Vac 50HZ contactor | [8 empty] | 09.07 | 1 | [8 empty] | 1 | 3606480088643 | 0 |  | 110.083 | 9 | 7 | 2 | 0.126 | 13606480088640 | 12 | 1375 | 23 | 9.5 | 8 |  | 43606480088641 | 144 | 16920 | 40 | 30 | 30 | [10 empty] | 2 | Y | [12 empty] | CUP | ZP | 8536490099 | [14 empty] | Magneetschakelaar iCT16A 1NO 230/240Vac 50Hz | Contacteur iCT16A 1NO 230/240Vac 50Hz | [17 empty] | https://eref.se.com/be/nl/sis-tarif/product/A9C22711 | https://eref.se.com/be/fr/sis-tarif/product/A9C22711
Schneider Electric | Schneider Electric | 01022021 |  | Schneider Electric |  | SER | A9C22712 |  |  | 36.16 |  | 1 |  | 12 | iCT MAGNEETSCHAKELAAR 2M 16A 230V | iCT16A 2NO 230/240Vac 50Hz |  | ICT 16A 2NO 230..240VAC 50HZ CONTACTOR | [8 empty] | 09.07 | 1 | [8 empty] | 1 | 3606480097058 | 0 |  | 116 | 8 | 7 | 2 | 0.112 | 13606480097055 | 12 | 1468 | 20 | 30 | 2.85 |  | 43606480097056 | 144 | 18102 | 40 | 30 | 30 | [10 empty] | 2 | Y | [12 empty] | CUP | ZP | 8536490099 | [14 empty] | Magneetschakelaar iCT16A 2NO 230/240Vac 50Hz | Contacteur iCT16A 2NO 230/240Vac 50Hz | [17 empty] | https://eref.se.com/be/nl/sis-tarif/product/A9C22712 | https://eref.se.com/be/fr/sis-tarif/product/A9C22712
Schneider Electric | Schneider Electric | 01022021 |  | Schneider Electric |  | SER | A9C22715 |  |  | 39.54 |  | 1 |  | 12 | iCT MAGNEETSCHAKELAAR 1M+1V 16A 230V | iCT16A 1NO 1NF 230/240Vac 50Hz |  | ICT16A 1NO 1NC 230..240VAC 50HZ CONTACT | [8 empty] | 09.07 | 1 | [8 empty] | 1 | 3606480088551 | 0 |  | 117 | 8 | 7 | 2 | 0.112 | 13606480088558 | 12 | 1466 | 20 | 30 | 3.28 |  | 43606480088559 | 144 | 18142 | 40 | 30 | 30 | [10 empty] | 2 | Y | [12 empty] | CUP | ZP | 8536490099 | [14 empty] | Magneetschakelaar iCT16A 1NO 1NC 230/240Vac 50Hz | Contacteur iCT16A 1NO 1NF 230/240Vac 50Hz | [17 empty] | https://eref.se.com/be/nl/sis-tarif/product/A9C22715 | https://eref.se.com/be/fr/sis-tarif/product/A9C22715
Schneider Electric | Schneider Electric | 01022021 |  | Schneider Electric |  | SER | A9C22722 |  |  | 36.74 |  | 1 |  | 12 | iCT MAGNEETSCHAKELAAR 2P 2M 20A 230V | ICT 20A 2NO 240VAC |  | iCT20A 2NO 230...240Vac 50HZ contactor | [8 empty] | 09.07 | 1 | [8 empty] | 1 | 3606480097072 | 0 |  | 116 | 8 | 7 | 2 | 0.112 | 13606480097079 | 12 | 1460 | 23 | 9.3 | 7.9 |  | 43606480097070 | 144 | 17970 | 40 | 30 | 30 | [10 empty] | 2 | Y | [12 empty] | CUP | ZP | 8536490099 | [14 empty] | Magneetschakelaar ICT 20A 2NO 240VAC | Contacteur ICT 20A 2NO 240VAC | [17 empty] | https://eref.se.com/be/nl/sis-tarif/product/A9C22722 | https://eref.se.com/be/fr/sis-tarif/product/A9C22722
Schneider Electric | Schneider Electric | 01022021 |  | Schneider Electric |  | SER | A9C22740 |  |  | 91.65 |  | 1 |  | 4 | A9 iCT 40A 3PN 4NC 230/240VAC 50HZ | A9 iCT 40A 3PN 4NF 230/240VCA 50HZ |  | A9 iCT 40A 3PN 4NC 230/240VAC 50HZ | [18 empty] | 1 | 3606489737153 | 0 |  | 364 | 12 | 11 | 6 | 0.792 | 13606489737150 | 4 | 1538 | 25 | 12 | 13 |  | 43606489737151 | 24 | 9716 | 40 | 30 | 30 | [10 empty] | 6 | N | [12 empty] | CUP | ZP | 85364900 | [33 empty] | https://eref.se.com/be/nl/sis-tarif/product/A9C22740 | https://eref.se.com/be/fr/sis-tarif/product/A9C22740
Schneider Electric | Schneider Electric | 01022021 |  | Schneider Electric |  | SER | A9C22763 |  |  | 126.6 |  | 1 |  | 4 | A9 iCT 63A 3PN 4NC 230/240VAC 50HZ | A9 iCT 63A 3PN 4NF 230/240VCA 50HZ |  | A9 iCT 63A 3PN 4NC 230/240VAC 50HZ | [18 empty] | 1 | 3606489737160 | 0 |  | 364 | 12 | 11 | 6 | 0.792 | 13606489737167 | 4 | 1538 | 25 | 12 | 13 |  | 43606489737168 | 24 | 9721 | 40 | 30 | 30 | [10 empty] | 6 | N | [12 empty] | CUP | ZP | 85364900 | [33 empty] | https://eref.se.com/be/nl/sis-tarif/product/A9C22763 | https://eref.se.com/be/fr/sis-tarif/product/A9C22763
Schneider Electric | Schneider Electric | 01022021 |  | Schneider Electric |  | SER | A9C22813 |  |  | 43.32 |  | 1 |  | 6 | iCT MAGNEETSCHAKELAAR 3P 3M 16A 230 V | iCT16A 3NO 220/240Vac 50Hz |  | iCT16A 3NO 220..240Vac 50HZ contactor | [8 empty] | 09.07 | 1 | [8 empty] | 1 | 3606480088650 | 0 |  | 231.5 | 12 | 11 | 4 | 0.528 | 13606480088657 | 6 | 1465 | 25 | 12.5 | 11.5 |  | 43606480088658 | 36 | 9210 | 40 | 30 | 30 | [10 empty] | 2 | Y | [12 empty] | CUP | ZP | 8536490099 | [14 empty] | Magneetschakelaar iCT16A 3NO 220/240Vac 50Hz | Contacteur iCT16A 3NO 220/240Vac 50Hz | [17 empty] | https://eref.se.com/be/nl/sis-tarif/product/A9C22813 | https://eref.se.com/be/fr/sis-tarif/product/A9C22813
Schneider Electric | Schneider Electric | 01022021 |  | Schneider Electric |  | SER | A9C22814 |  |  | 49.61 |  | 1 |  | 6 | iCT MAGNEETSCHAKELAAR 4P 4M 16A 230 V | iCT16A 4NO 220/240Vac 50Hz |  | ICT 16A 4NO 220..240VAC 50HZ CONTACTOR | [8 empty] | 09.07 | 1 | [8 empty] | 1 | 3606480097096 | 0 |  | 238 | 12 | 11 | 4 | 0.528 | 13606480097093 | 6 | 1510 | 25 | 12 | 13 |  | 43606480097094 | 36 | 9607 | 40 | 30 | 30 | [10 empty] | 2 | Y | [12 empty] | CUP | ZP | 8536490099 | [14 empty] | Magneetschakelaar iCT16A 4NO 220/240Vac 50Hz | Contacteur iCT16A 4NO 220/240Vac 50Hz | [17 empty] | https://eref.se.com/be/nl/sis-tarif/product/A9C22814 | https://eref.se.com/be/fr/sis-tarif/product/A9C22814
Schneider Electric | Schneider Electric | 01022021 |  | Schneider Electric |  | SER | A9C22818 |  |  | 54.24 |  | 1 |  | 6 | iCT MAGNEETSCHAKELAAR 4P 2M+2V 16A 230 V | iCT16A 2NO 2NF 220/240Vac 50Hz |  | ICT 16A 2NO 2NC 220..240VAC 50HZ CONTAC | [8 empty] | 09.07 | 1 | [8 empty] | 1 | 3606480097102 | 0 |  | 238 | 12 | 11 | 4 | 0.528 | 13606480097109 | 6 | 1512 | 25 | 12 | 13 |  | 43606480097100 | 36 | 9419 | 40 | 30 | 30 | [10 empty] | 2 | Y | [12 empty] | CUP | ZP | 8536490099 | [14 empty] | Magneetschakelaar iCT16A 2NO 2NC 220/240Vac 50Hz | Contacteur iCT16A 2NO 2NF 220/240Vac 50Hz | [17 empty] | https://eref.se.com/be/nl/sis-tarif/product/A9C22818 | https://eref.se.com/be/fr/sis-tarif/product/A9C22818
Schneider Electric | Schneider Electric | 01022021 |  | Schneider Electric |  | SER | A9C22824 |  |  | 50.03 |  | 1 |  | 6 | iCT MAGNEETSCHAKELAAR 4P 4M 20A 230V | ICT 20A 4NO 220-240VAC 50HZ |  | iCT20A 4NO 220...240Vac 50HZ contactor | [8 empty] | 09.07 | 1 | [8 empty] | 1 | 3606480097119 | 0 |  | 236 | 12 | 11 | 4 | 0.528 | 13606480097116 | 6 | 1502 | 25 | 12 | 13 |  | 43606480097117 | 36 | 9570 | 40 | 30 | 30 | [10 empty] | 2 | Y | [12 empty] | CUP | ZP | 8536490099 | [14 empty] | Magneetschakelaar ICT 20A 4NO 220-240VAC 50HZ | Contacteur ICT 20A 4NO 220-240VAC 50HZ | [17 empty] | https://eref.se.com/be/nl/sis-tarif/product/A9C22824 | https://eref.se.com/be/fr/sis-tarif/product/A9C22824
Schneider Electric | Schneider Electric | 01022021 |  | Schneider Electric |  | SER | A9C23712 |  |  | 47.75 |  | 1 |  | 12 | iCT MAGNEETSCHAKELAAR 2P 2M 16A HAND 230 | iCT16A 2NO 230/240Vac 50Hz M.O. |  | ICT 16A 2NO 230..240VAC 50HZ MANUALLY O | [8 empty] | 09.07 | 1 | [8 empty] | 1 | 3606480097140 | 0 |  | 119.58 | 9 | 8 | 2 | 0.144 | 13606480097147 | 12 | 1496 | 22 | 10 | 8.5 |  | 43606480097148 | 144 | 18355 | 40 | 30 | 30 | [10 empty] | 2 | Y | [12 empty] | CUP | ZP | 8536490099 | [14 empty] | Magneetschakelaar iCT16A 2NO 230/240Vac 50Hz M.O. | Contacteur iCT16A 2NO 230/240Vac 50Hz M.O. | [17 empty] | https://eref.se.com/be/nl/sis-tarif/product/A9C23712 | https://eref.se.com/be/fr/sis-tarif/product/A9C23712
Schneider Electric | Schneider Electric | 01022021 |  | Schneider Electric |  | SER | A9C23715 |  |  | 47.75 |  | 1 |  | 12 | iCT MAGNEETSCHAKELAAR 2P 1M+1V 16 A HAND | iCT16A 1NO 1NF 230/240Vac 50Hz M.O. |  | ICT 16A 1NO 1NC 230..240VAC 50HZ MANUAL | [8 empty] | 09.07 | 1 | [8 empty] | 1 | 3606480097157 | 0 |  | 118 | 9 | 7 | 2 | 0.126 | 13606480097154 | 12 | 1490 | 23 | 8 | 9 |  | 43606480097155 | 144 | 18367 | 40 | 30 | 30 | [10 empty] | 6 | N | [12 empty] | CUP | ZP | 8536490099 | [14 empty] | Magneetschakelaar iCT16A 1NO 1NC 230/240Vac 50Hz M.O. | Contacteur iCT16A 1NO 1NF 230/240Vac 50Hz M.O. | [17 empty] | https://eref.se.com/be/nl/sis-tarif/product/A9C23715 | https://eref.se.com/be/fr/sis-tarif/product/A9C23715
Schneider Electric | Schneider Electric | 01022021 |  | Schneider Electric |  | SER | A9C24740 |  |  | 91.65 |  | 1 |  | 4 | A9 iCT 40A 3PN 4NO 230/240VAC 50HZ | A9 iCT 40A 3PN 4NO 230/240VCA 50HZ |  | A9 iCT 40A 3PN 4NO 230/240VAC 50HZ | [18 empty] | 1 | 3606489737177 | 0 |  | 362 | 12 | 11 | 6 | 0.792 | 13606489737174 | 4 | 1530 | 25 | 12 | 13 |  | 43606489737175 | 24 | 9580 | 40 | 30 | 30 | [10 empty] | 6 | N | [12 empty] | CUP | ZP | 85364900 | [33 empty] | https://eref.se.com/be/nl/sis-tarif/product/A9C24740 | https://eref.se.com/be/fr/sis-tarif/product/A9C24740
Schneider Electric | Schneider Electric | 01022021 |  | Schneider Electric |  | SER | A9C24763 |  |  | 126.6 |  | 1 |  | 4 | A9 iCT 63A 3PN 4NO 230/240VAC 50HZ | A9 iCT 63A 3PN 4NO 230/240VCA 50HZ |  | A9 iCT 63A 3PN 4NO 230/240VAC 50HZ | [18 empty] | 1 | 3606489737184 | 0 |  | 363 | 12 | 11 | 6 | 0.792 | 13606489737181 | 4 | 1530 | 25 | 12 | 13 |  | 43606489737182 | 24 | 9674 | 40 | 30 | 30 | [10 empty] | 6 | N | [12 empty] | CUP | ZP | 85364900 | [33 empty] | https://eref.se.com/be/nl/sis-tarif/product/A9C24763 | https://eref.se.com/be/fr/sis-tarif/product/A9C24763
Schneider Electric | Schneider Electric | 01022021 |  | Schneider Electric |  | SER | A9C30011 |  |  | 26.34 |  | 1 |  | 12 | iTL IMPULSSCHAKELAAR 1P 16A 12V | iTL16A 1NO 12Vac 50-60Hz 6Vdc |  | ACTI9 ITL16A 1NO 12VAC 50-60HZ 6VDC | [8 empty] | 09.07 | 1 | [8 empty] | 1 | 3606480091858 | 0 |  | 105 | 10 | 8 | 2 | 0.16 | 13606480091855 | 12 | 1310 | 23 | 8 | 10 |  | 43606480091856 | 144 | 16237 | 40 | 30 | 30 | [10 empty] | 2 | Y | [12 empty] | CUP | ZP | 8536419089 | [14 empty] | Teleruptor iTL16A 1NO 12Vac 50-60Hz 6Vdc | Télérupteur iTL16A 1NO 12Vac 50-60Hz 6Vdc | [17 empty] | https://eref.se.com/be/nl/sis-tarif/product/A9C30011 | https://eref.se.com/be/fr/sis-tarif/product/A9C30011
Schneider Electric | Schneider Electric | 01022021 |  | Schneider Electric |  | SER | A9C30012 |  |  | 34.65 |  | 1 |  | 12 | iTL IMPULSSCHAKELAAR 2P 16A 12V | iTL16A 2NO 12Vac 50-60Hz 6Vdc |  | ACTI9 ITL16A 2NO 12VAC 50-60HZ 6VDC | [8 empty] | 09.07 | 1 | [8 empty] | 1 | 3606480091896 | 0 |  | 112 | 9 | 7 | 2 | 0.126 | 13606480091893 | 12 | 1396 | 20 | 30 | 2.75 |  | 43606480091894 | 144 | 17407 | 40 | 30 | 30 | [10 empty] | 6 | N | [12 empty] | CUP | ZP | 8536419089 | [14 empty] | Teleruptor iTL16A 2NO 12Vac 50-60Hz 6Vdc | Télérupteur iTL16A 2NO 12Vac 50-60Hz 6Vdc | [17 empty] | https://eref.se.com/be/nl/sis-tarif/product/A9C30012 | https://eref.se.com/be/fr/sis-tarif/product/A9C30012
Schneider Electric | Schneider Electric | 01022021 |  | Schneider Electric |  | SER | A9C30015 |  |  | 36.41 |  | 1 |  | 12 | iTLI IMPULSSCHAKELAAR 2P 1M+1V 16A 12V | iTLi 16A 1NO + 1NF 12V |  | ACTI9 ITLI 16A 1NO 1NF 12VAC 50-60HZ 6VD | [18 empty] | 1 | 3606480092015 | 0 |  | 113 | 9 | 7 | 2 | 0.126 | 13606480092012 | 12 | 1412 | 23 | 8 | 9 |  | 43606480092013 | 144 | 17460 | 40 | 30 | 30 | [10 empty] | 12 | N | [12 empty] | CUP | ZP | 8536419089 | [33 empty] | https://eref.se.com/be/nl/sis-tarif/product/A9C30015 | https://eref.se.com/be/fr/sis-tarif/product/A9C30015
Schneider Electric | Schneider Electric | 01022021 |  | Schneider Electric |  | SER | A9C30111 |  |  | 25.19 |  | 1 |  | 12 | iTL IMPULSSCHAKELAAR 1P 16A 24V | iTL16A 1NO 24Vac 50-60Hz 12Vdc |  | Acti9 ITL 16A 1P 24VAC/12VDC IMPULSE REL | [8 empty] | 09.07 | 1 | [8 empty] | 1 | 3606480088971 | 0 |  | 105 | 9 | 2 | 8 | 0.144 | 13606480088978 | 12 | 1310 | 23 | 9.2 | 8.5 |  | 43606480088979 | 144 | 16272 | 40 | 30 | 30 | [10 empty] | 2 | Y | [12 empty] | CUP | ZP | 8536419089 | [14 empty] | Teleruptor iTL16A 1NO 24Vac 50-60Hz 12Vdc | Télérupteur iTL16A 1NO 24Vac 50-60Hz 12Vdc | [17 empty] | https://eref.se.com/be/nl/sis-tarif/product/A9C30111 | https://eref.se.com/be/fr/sis-tarif/product/A9C30111
Schneider Electric | Schneider Electric | 01022021 |  | Schneider Electric |  | SER | A9C30112 |  |  | 34.27 |  | 1 |  | 12 | iTL IMPULSSCHAKELAAR 2P 16A 24V | iTL16A 2NO 24Vac 50-60Hz 12Vdc |  | ACTI9 ITL16A 2NO 24VAC 50-60HZ 12VDC | [8 empty] | 09.07 | 1 | [8 empty] | 1 | 3606480091889 | 0 |  | 112 | 9 | 7 | 2 | 0.126 | 13606480091886 | 12 | 1403 | 20 | 30 | 2.87 |  | 43606480091887 | 144 | 17306 | 40 | 30 | 30 | [10 empty] | 2 | Y | [12 empty] | CUP | ZP | 8536419089 | [14 empty] | Teleruptor iTL16A 2NO 24Vac 50-60Hz 12Vdc | Télérupteur iTL16A 2NO 24Vac 50-60Hz 12Vdc | [17 empty] | https://eref.se.com/be/nl/sis-tarif/product/A9C30112 | https://eref.se.com/be/fr/sis-tarif/product/A9C30112
Schneider Electric | Schneider Electric | 01022021 |  | Schneider Electric |  | SER | A9C30114 |  |  | 56.07 |  | 1 |  | 6 | iTL IMPULSSCHAKELAAR 4P 16A 24V | iTL16A 4NO 24Vac 50-60Hz 12Vdc |  | ACTI9 ITL16A 4NO 24VAC 50-60HZ 12VDC | [8 empty] | 09.07 | 1 | [8 empty] | 1 | 3606480091919 | 0 |  | 220 | 10 | 7 | 4 | 0.28 | 13606480091916 | 6 | 1386 | 23 | 8 | 9 |  | 43606480091917 | 72 | 17181 | 40 | 30 | 30 | [10 empty] | 2 | Y | [12 empty] | CUP | ZP | 8536419089 | [14 empty] | Teleruptor iTL16A 4NO 24Vac 50-60Hz 12Vdc | Télérupteur iTL16A 4NO 24Vac 50-60Hz 12Vdc | [17 empty] | https://eref.se.com/be/nl/sis-tarif/product/A9C30114 | https://eref.se.com/be/fr/sis-tarif/product/A9C30114
Schneider Electric | Schneider Electric | 01022021 |  | Schneider Electric |  | SER | A9C30115 |  |  | 36.41 |  | 1 |  | 12 | iTLI IMPULSSCHAKELAAR IW 16A 24V | iTLI 16A 1NO 1NF 24Vac 50-60Hz 12Vdc |  | ACTI9 ITLI 16A 1NO 1NF 24VAC 50-60HZ 12V | [8 empty] | 09.07 | 1 | [8 empty] | 1 | 3606480092008 | 0 |  | 113 | 9 | 8 | 2 | 0.144 | 13606480092005 | 12 | 1423 | 23 | 9.1 | 8 |  | 43606480092006 | 144 | 17563 | 40 | 30 | 30 | [10 empty] | 2 | Y | [12 empty] | CUP | ZP | 8536419089 | [14 empty] | Teleruptor iTLI 16A 1NO 1NC 24Vac 50-60Hz 12Vdc | Télérupteur iTLI 16A 1NO 1NF 24Vac 50-60Hz 12Vdc | [17 empty] | https://eref.se.com/be/nl/sis-tarif/product/A9C30115 | https://eref.se.com/be/fr/sis-tarif/product/A9C30115
Schneider Electric | Schneider Electric | 01022021 |  | Schneider Electric |  | SER | A9C30211 |  |  | 28.9 |  | 1 |  | 12 | iTL IMPULSSCHAKELAAR 1P 16A 48V | iTL16A 1NO 48Vac 24Vdc 50-60Hz |  | Acti9 ITL 16A 1P 48VAC/24VDC IMPULSE REL | [8 empty] | 09.07 | 1 | [8 empty] | 1 | 3606480088964 | 0 |  | 101 | 9 | 2 | 7 | 0.126 | 13606480088961 | 12 | 1291 | 23.5 | 10 | 8.5 |  | 43606480088962 | 144 | 15979 | 40 | 30 | 30 | [10 empty] | 2 | Y | [12 empty] | CUP | ZP | 8536419089 | [14 empty] | Teleruptor iTL16A 1NO 48Vac 24Vdc 50-60Hz | Télérupteur iTL16A 1NO 48Vac 24Vdc 50-60Hz | [17 empty] | https://eref.se.com/be/nl/sis-tarif/product/A9C30211 | https://eref.se.com/be/fr/sis-tarif/product/A9C30211
Schneider Electric | Schneider Electric | 01022021 |  | Schneider Electric |  | SER | A9C30212 |  |  | 36.4 |  | 1 |  | 12 | iTL IMPULSSCHAKELAAR 2P 16A 48V | iTL16A 2NO 48Vac 50-60Hz 24Vdc |  | ACTI9 ITL16A 2NO 48VAC 50-60HZ 24VDC | [8 empty] | 09.07 | 1 | [8 empty] | 1 | 3606480091872 | 0 |  | 110 | 9 | 2 | 8 | 0.144 | 13606480091879 | 12 | 1377 | 23.5 | 10 | 9.8 |  | 43606480091870 | 144 | 16992 | 40 | 30 | 30 | [10 empty] | 2 | Y | [12 empty] | CUP | ZP | 8536419089 | [14 empty] | Teleruptor iTL16A 2NO 48Vac 50-60Hz 24Vdc | Télérupteur iTL16A 2NO 48Vac 50-60Hz 24Vdc | [17 empty] | https://eref.se.com/be/nl/sis-tarif/product/A9C30212 | https://eref.se.com/be/fr/sis-tarif/product/A9C30212
Schneider Electric | Schneider Electric | 01022021 |  | Schneider Electric |  | SER | A9C30215 |  |  | 36.57 |  | 1 |  | 12 | iTLI IMPULSSCHAKELAAR IW 16A 48V | iTLI 16A 1NO 1NF 48Vac 50-60Hz 24Vdc |  | ACTI9 ITLI 16A 1NO 1NF 48VAC 50-60HZ 24V | [8 empty] | 09.07 | 1 | [8 empty] | 1 | 3606480091995 | 0 |  | 111 | 10 | 8 | 2 | 0.16 | 13606480091992 | 12 | 1394 | 23 | 8 | 10 |  | 43606480091993 | 144 | 17304 | 40 | 30 | 30 | [10 empty] | 2 | Y | [12 empty] | CUP | ZP | 8536419089 | [14 empty] | Teleruptor iTLI 16A 1NO 1NC 48Vac 50-60Hz 24Vdc | Télérupteur iTLI 16A 1NO 1NF 48Vac 50-60Hz 24Vdc | [17 empty] | https://eref.se.com/be/nl/sis-tarif/product/A9C30215 | https://eref.se.com/be/fr/sis-tarif/product/A9C30215
Schneider Electric | Schneider Electric | 01022021 |  | Schneider Electric |  | SER | A9C30311 |  |  | 26.14 |  | 1 |  | 12 | iTL IMPULSSCHAKELAAR 1P 16A 130V | iTL16A 1NO 130Vac 48Vdc 50-60Hz |  | ACTI9 ITL16A 1NO 130VAC 48VDC 50-60HZ IM | [8 empty] | 09.07 | 1 | [8 empty] | 1 | 3606480091841 | 0 |  | 105 | 9 | 7 | 2 | 0.126 | 13606480091848 | 12 | 1313 | 23 | 8 | 9 |  | 43606480091849 | 144 | 16298 | 40 | 30 | 30 | [10 empty] | 6 | N | [12 empty] | CUP | ZP | 8536490099 | [14 empty] | Teleruptor iTL16A 1NO 130Vac 48Vdc 50-60Hz | Télérupteur iTL16A 1NO 130Vac 48Vdc 50-60Hz | [17 empty] | https://eref.se.com/be/nl/sis-tarif/product/A9C30311 | https://eref.se.com/be/fr/sis-tarif/product/A9C30311
Schneider Electric | Schneider Electric | 01022021 |  | Schneider Electric |  | SER | A9C30312 |  |  | 34.84 |  | 1 |  | 12 | iTL IMPULSSCHAKELAAR 2P 16A 130V | iTL16A 2NO 130Vac 50-60Hz 48Vdc |  | ACTI9 ITL16A 2NO 130VAC 50-60HZ 48VDC | [8 empty] | 09.07 | 1 | [8 empty] | 1 | 3606480091865 | 0 |  | 112 | 9 | 7 | 2 | 0.126 | 13606480091862 | 12 | 1396 | 23 | 8 | 9 |  | 43606480091863 | 144 | 17239 | 40 | 30 | 30 | [10 empty] | 6 | N | [12 empty] | CUP | ZP | 8536490099 | [14 empty] | Teleruptor iTL16A 2NO 130Vac 50-60Hz 48Vdc | Télérupteur iTL16A 2NO 130Vac 50-60Hz 48Vdc | [17 empty] | https://eref.se.com/be/nl/sis-tarif/product/A9C30312 | https://eref.se.com/be/fr/sis-tarif/product/A9C30312
Schneider Electric | Schneider Electric | 01022021 |  | Schneider Electric |  | SER | A9C30315 |  |  | 36.57 |  | 1 |  | 12 | iTLI IMPULSSCHAKELAAR 2P 1M+1V 16A 130V | ITLI 16A 1NO+1NF 130VAC 50-60HZ 48VCC |  | ACTI9 ITLI 16A 1NO 1NF 130VAC 50-60HZ 48 | [8 empty] | 09.07 | 1 | [8 empty] | 1 | 3606480091988 | 0 |  | 113 | 9 | 7 | 2 | 0.126 | 13606480091985 | 12 | 1417 | 23 | 8 | 9 |  | 43606480091986 | 144 | 17717 | 40 | 30 | 30 | [10 empty] | 6 | N | [12 empty] | CUP | ZP | 8536490099 | [14 empty] | Télérupteur iTLI 16A 1NO+1NF 130Vac 50-60Hz 48Vcc | Télérupteur iTLI 16A 1NO+1NF 130Vac 50-60Hz 48Vcc | [17 empty] | https://eref.se.com/be/nl/sis-tarif/product/A9C30315 | https://eref.se.com/be/fr/sis-tarif/product/A9C30315
Schneider Electric | Schneider Electric | 01022021 |  | Schneider Electric |  | SER | A9C30811 |  |  | 25.9 |  | 1 |  | 12 | iTL IMPULSSCHAKELAAR 1P 16A 240V | iTL16A 1NO 230Vac 110Vdc 50-60Hz |  | ITL 16A 1NO 230/240VAC 110VDC 50-60HZ | [8 empty] | 09.07 | 1 | [8 empty] | 1 | 3606480088957 | 0 |  | 104 | 2 | 9 | 7 | 0.126 | 13606480088954 | 12 | 1288 | 20 | 30 | 2.88 |  | 43606480088955 | 144 | 16015 | 40 | 30 | 30 |  | 73606480088956 | 1152 | 139544 | 120 | 80 | 50 |  |  |  | 2 | Y | [12 empty] | CUP | ZP | 8536508090 | [14 empty] | Teleruptor iTL16A 1NO 230Vac 110Vdc 50-60Hz | Télérupteur iTL16A 1NO 230Vac 110Vdc 50-60Hz | [17 empty] | https://eref.se.com/be/nl/sis-tarif/product/A9C30811 | https://eref.se.com/be/fr/sis-tarif/product/A9C30811
Schneider Electric | Schneider Electric | 01022021 |  | Schneider Electric |  | SER | A9C30812 |  |  | 34.5 |  | 1 |  | 12 | iTL IMPULSSCHAKELAAR 2P 16A 240V | iTL16A 2NO 230Vac 50-60Hz 110Vdc |  | Acti9 ITL16A 2NO 230/240VAC 50-60HZ 110V | [8 empty] | 09.07 | 1 | [8 empty] | 1 | 3606480088995 | 0 |  | 110 | 9 | 8 | 2 | 0.144 | 13606480088992 | 12 | 1379 | 23 | 9 | 8 |  | 43606480088993 | 144 | 17196 | 40 | 30 | 30 | [10 empty] | 2 | Y | [12 empty] | CUP | ZP | 8536490099 | [14 empty] | Teleruptor iTL16A 2NO 230Vac 50-60Hz 110Vdc | Télérupteur iTL16A 2NO 230Vac 50-60Hz 110Vdc | [17 empty] | https://eref.se.com/be/nl/sis-tarif/product/A9C30812 | https://eref.se.com/be/fr/sis-tarif/product/A9C30812
Schneider Electric | Schneider Electric | 01022021 |  | Schneider Electric |  | SER | A9C30814 |  |  | 61.7 |  | 1 |  | 6 | iTL IMPULSSCHAKELAAR 4P 16A 230V | iTL16A 4NO 230Vac 50-60Hz 110Vdc |  | ACTI9 ITL16A 4NO 230/240VAC 50-60HZ 110V | [8 empty] | 09.07 | 1 | [8 empty] | 1 | 3606480091902 | 0 |  | 216 | 10 | 4 | 7 | 0.28 | 13606480091909 | 6 | 1360 | 20 | 30 | 2.92 |  | 43606480091900 | 72 | 16822 | 40 | 30 | 30 | [10 empty] | 2 | Y | [12 empty] | CUP | ZP | 8536490099 | [14 empty] | Teleruptor iTL16A 4NO 230Vac 50-60Hz 110Vdc | Télérupteur iTL16A 4NO 230Vac 50-60Hz 110Vdc | [17 empty] | https://eref.se.com/be/nl/sis-tarif/product/A9C30814 | https://eref.se.com/be/fr/sis-tarif/product/A9C30814
Schneider Electric | Schneider Electric | 01022021 |  | Schneider Electric |  | SER | A9C30815 |  |  | 36.81 |  | 1 |  | 12 | iTLI IMPULSSCHAKELAAR IW 16A 240V | iTLI 16A 1NO 1NF 230Vac 50-60Hz 110Vdc |  | ACTI9 ITLI 16A 1NO 1NF 230...240VAC 50-6 | [8 empty] | 09.07 | 1 | [8 empty] | 1 | 3606480091971 | 0 |  | 111 | 9 | 8 | 2 | 0.144 | 13606480091978 | 12 | 1399 | 23 | 9.1 | 8 |  | 43606480091979 | 144 | 17501 | 40 | 30 | 30 | [10 empty] | 2 | Y | [12 empty] | CUP | ZP | 8536490099 | [14 empty] | Teleruptor iTLI 16A 1NO 1NC 230Vac 50-60Hz 110Vdc | Télérupteur iTLI 16A 1NO 1NF 230Vac 50-60Hz 110Vdc | [17 empty] | https://eref.se.com/be/nl/sis-tarif/product/A9C30815 | https://eref.se.com/be/fr/sis-tarif/product/A9C30815
Schneider Electric | Schneider Electric | 01022021 |  | Schneider Electric |  | SER | A9C30831 |  |  | 37.42 |  | 1 |  | 12 | iTL IMPULSSCHAKELAAR 1P 32A 240V | iTL 32A 1NO 230Vac 50-60Hz 110Vdc |  | Acti9 ITL 32A 1P 230VAC/110VDC | [8 empty] | 09.07 | 1 | [8 empty] | 1 | 3606480088988 | 0 |  | 100 | 7 | 2 | 8 | 0.112 | 13606480088985 | 12 | 1378 | 23 | 9.3 | 8 |  | 43606480088986 | 144 | 17023 | 40 | 30 | 30 | [10 empty] | 2 | Y | [12 empty] | CUP | ZP | 8536490099 | [14 empty] | Teleruptor iTL 32A 1NO 230Vac 50-60Hz 110Vdc | Télérupteur iTL 32A 1NO 230Vac 50-60Hz 110Vdc | [17 empty] | https://eref.se.com/be/nl/sis-tarif/product/A9C30831 | https://eref.se.com/be/fr/sis-tarif/product/A9C30831
Schneider Electric | Schneider Electric | 01022021 |  | Schneider Electric |  | SER | A9C32016 |  |  | 26.85 |  | 1 |  | 8 | iETL UITBREIDINGSELEMENT. 1M+1W 16A 12V | iETL16A 2NO 12Vac 50-60Hz 6Vdc |  | ACTI9 IETL16A 1O-F ET 1NO 12VAC 50-60HZ | [8 empty] | 09.07 | 1 | [8 empty] | 1 | 3606480091964 | 0 |  | 125 | 10 | 8 | 3 | 0.24 | 13606480091961 | 8 | 1044 | 27 | 9 | 10 |  | 43606480091962 | 72 | 9920 | 40 | 30 | 30 | [10 empty] | 6 | N | [12 empty] | CUP | ZP | 8536419089 | [14 empty] | Teleruptor iETL16A 2NO 12Vac 50-60Hz 6Vdc | Télérupteur iETL16A 2NO 12Vac 50-60Hz 6Vdc | [17 empty] | https://eref.se.com/be/nl/sis-tarif/product/A9C32016 | https://eref.se.com/be/fr/sis-tarif/product/A9C32016
Schneider Electric | Schneider Electric | 01022021 |  | Schneider Electric |  | SER | A9C32111 |  |  | 39.46 |  | 1 |  | 12 | IETS UITBREIDINGSELEMENT. 1M 16A 24V | iTLs 16A 1NO 24Vac 50-60Hz 12Vdc |  | ACTI9 ITLS 16A 1NO 24VAC 50-60HZ 12VDC | [8 empty] | 09.07 | 1 | [8 empty] | 1 | 3606480092060 | 0 |  | 114 | 10 | 8 | 2 | 0.16 | 13606480092067 | 12 | 1432 | 23 | 8 | 10 |  | 43606480092068 | 144 | 17671 | 40 | 30 | 30 | [10 empty] | 6 | N | [12 empty] | CUP | ZP | 8536419089 | [14 empty] | Teleruptor iTLs 16A 1NO 24Vac 50-60Hz 12Vdc | Télérupteur iTLs 16A 1NO 24Vac 50-60Hz 12Vdc | [17 empty] | https://eref.se.com/be/nl/sis-tarif/product/A9C32111 | https://eref.se.com/be/fr/sis-tarif/product/A9C32111
Schneider Electric | Schneider Electric | 01022021 |  | Schneider Electric |  | SER | A9C32116 |  |  | 26.85 |  | 1 |  | 8 | iETL UITBREIDINGSELEMENT. 1M+1W 16A 24V | iETL16A 2NO 24Vac 50-60Hz 12Vdc |  | ACTI9 IETL16A 1O-F ET 1NO 24VAC 50-60HZ | [8 empty] | 09.07 | 1 | [8 empty] | 1 | 3606480091957 | 0 |  | 114 | 9 | 8 | 3 | 0.216 | 13606480091954 | 8 | 1046 | 27 | 9 | 10 |  | 43606480091955 | 72 | 9896 | 40 | 30 | 30 | [10 empty] | 2 | Y | [12 empty] | CUP | ZP | 8536419089 | [14 empty] | Teleruptor iETL16A 2NO 24Vac 50-60Hz 12Vdc | Télérupteur iETL16A 2NO 24Vac 50-60Hz 12Vdc | [17 empty] | https://eref.se.com/be/nl/sis-tarif/product/A9C32116 | https://eref.se.com/be/fr/sis-tarif/product/A9C32116
Schneider Electric | Schneider Electric | 01022021 |  | Schneider Electric |  | SER | A9C32211 |  |  | 42.84 |  | 1 |  | 12 | iTLs 16A 1NO 48Vac 50-60Hz 24Vdc | iTLs 16A 1NO 48Vac 50-60Hz 24Vdc |  | ACTI9 ITLS 16A 1NO 48VAC 50-60HZ 24VDC | [8 empty] | 09.07 | 1 | [8 empty] | 1 | 3606480092053 | 0 |  | 113 | 9 | 8 | 2 | 0.144 | 13606480092050 | 12 | 1422 | 23 | 8 | 9 |  | 43606480092051 | 144 | 17466 | 40 | 30 | 30 | [10 empty] | 6 | N | [12 empty] | CUP | ZP | 8536419089 | [14 empty] | Teleruptor iTLs 16A 1NO 48Vac 50-60Hz 24Vdc | Télérupteur iTLs 16A 1NO 48Vac 50-60Hz 24Vdc | [17 empty] | https://eref.se.com/be/nl/sis-tarif/product/A9C32211 | https://eref.se.com/be/fr/sis-tarif/product/A9C32211
Schneider Electric | Schneider Electric | 01022021 |  | Schneider Electric |  | SER | A9C32216 |  |  | 26.85 |  | 1 |  | 8 | iETL UITBREIDINGSELEMENT. 1M+1W 16A 48V | iETL16A 2NO 48Vac 50-60Hz 24Vdc |  | ACTI9 IETL16A 1O-F ET 1NO 48VAC 50-60HZ | [8 empty] | 09.07 | 1 | [8 empty] | 1 | 3606480091940 | 0 |  | 122 | 10 | 7 | 3 | 0.21 | 13606480091947 | 8 | 1034 | 27 | 9 | 9 |  | 43606480091948 | 72 | 9851 | 40 | 30 | 30 | [10 empty] | 2 | Y | [12 empty] | CUP | ZP | 8536490099 | [14 empty] | Teleruptor iETL16A 2NO 48Vac 50-60Hz 24Vdc | Télérupteur iETL16A 2NO 48Vac 50-60Hz 24Vdc | [17 empty] | https://eref.se.com/be/nl/sis-tarif/product/A9C32216 | https://eref.se.com/be/fr/sis-tarif/product/A9C32216
Schneider Electric | Schneider Electric | 01022021 |  | Schneider Electric |  | SER | A9C32316 |  |  | 26.85 |  | 1 |  | 8 | iETL UITBREIDINGSELEMENT. 1M+1W 16A 130V | iETL16A 2NO 130Vac 50-60Hz 48Vdc |  | ACTI9 IETL16A 1O-F ET 1NO 130VAC 50-60HZ | [8 empty] | 09.07 | 1 | [8 empty] | 1 | 3606480091933 | 0 |  | 124 | 9 | 8 | 3 | 0.216 | 13606480091930 | 8 | 1047 | 27 | 9 | 9 |  | 43606480091931 | 72 | 9910 | 40 | 30 | 30 | [10 empty] | 6 | N | [12 empty] | CUP | ZP | 8536490099 | [14 empty] | Teleruptor iETL16A 2NO 130Vac 50-60Hz 48Vdc | Télérupteur iETL16A 2NO 130Vac 50-60Hz 48Vdc | [17 empty] | https://eref.se.com/be/nl/sis-tarif/product/A9C32316 | https://eref.se.com/be/fr/sis-tarif/product/A9C32316
Schneider Electric | Schneider Electric | 01022021 |  | Schneider Electric |  | SER | A9C32811 |  |  | 33.25 |  | 1 |  | 12 | iTLS IMPULSSCHAKELAAR+HULPFUNCTIE 240V | iTLs 16A 1NO 230Vac 50-60Hz 110Vdc |  | ACTI9 ITLS16A 1NO 230/240VAC 50-60HZ 110 | [8 empty] | 09.07 | 1 | [8 empty] | 1 | 3606480092046 | 0 |  | 113 | 10 | 8 | 2 | 0.16 | 13606480092043 | 12 | 1416 | 23 | 8 | 10 |  | 43606480092044 | 144 | 17506 | 40 | 30 | 30 | [10 empty] | 2 | Y | [12 empty] | CUP | ZP | 8536490099 | [14 empty] | Teleruptor iTLs 16A 1NO 230Vac 50-60Hz 110Vdc | Télérupteur iTLs 16A 1NO 230Vac 50-60Hz 110Vdc | [17 empty] | https://eref.se.com/be/nl/sis-tarif/product/A9C32811 | https://eref.se.com/be/fr/sis-tarif/product/A9C32811
Schneider Electric | Schneider Electric | 01022021 |  | Schneider Electric |  | SER | A9C32816 |  |  | 26.85 |  | 1 |  | 8 | iETL UITBREIDINGSELEMENT. 1M+1W 16A 240V | iETL16A 2NO 230Vac 50-60Hz 110Vdc |  | ACTI9 IETL16A 1O-F ET 1NO 230/240VAC 50- | [8 empty] | 09.07 | 1 | [8 empty] | 1 | 3606480091926 | 0 |  | 124 | 9 | 3 | 8 | 0.216 | 13606480091923 | 8 | 1044 | 26.5 | 10 | 8.5 |  | 43606480091924 | 72 | 9882 | 40 | 30 | 30 | [10 empty] | 2 | Y | [12 empty] | CUP | ZP | 8536490099 | [14 empty] | Teleruptor iETL16A 2NO 230Vac 50-60Hz 110Vdc | Télérupteur iETL16A 2NO 230Vac 50-60Hz 110Vdc | [17 empty] | https://eref.se.com/be/nl/sis-tarif/product/A9C32816 | https://eref.se.com/be/fr/sis-tarif/product/A9C32816
Schneider Electric | Schneider Electric | 01022021 |  | Schneider Electric |  | SER | A9C32836 |  |  | 29.47 |  | 1 |  | 8 | iETL UITBREIDINGSELEMENT 1P 32A 240V | iETL 32A 1NO 230Vac 50-60Hz 110Vdc |  | Acti9 IETL 32A 1NO 230...240VAC 50-60HZ | [8 empty] | 09.07 | 1 | [8 empty] | 1 | 3606480092039 | 0 |  | 120 | 9 | 8 | 3 | 0.216 | 13606480092036 | 8 | 1018 | 10 | 26.5 | 9 |  | 43606480092037 | 72 | 9654 | 40 | 30 | 30 | [10 empty] | 2 | Y | [12 empty] | CUP | ZP | 8536490099 | [14 empty] | Teleruptor iETL 32A 1NO 230Vac 50-60Hz 110Vdc | Télérupteur iETL 32A 1NO 230Vac 50-60Hz 110Vdc | [17 empty] | https://eref.se.com/be/nl/sis-tarif/product/A9C32836 | https://eref.se.com/be/fr/sis-tarif/product/A9C32836
Schneider Electric | Schneider Electric | 01022021 |  | Schneider Electric |  | SER | A9C33111 |  |  | 36.49 |  | 1 |  | 12 | iTLC IMPULSSCHAKELAAR+HULPFUNCTIE 24V | iTLc 16A 1NO 24Vac 50-60Hz |  | ACTI9 ITLC 16A 1NO 24VAC 50-60HZ IMPULSE | [8 empty] | 09.07 | 1 | [8 empty] | 1 | 3606480092091 | 0 |  | 115 | 10 | 8 | 2 | 0.16 | 13606480092098 | 12 | 1429 | 20 | 30 | 3.45 |  | 43606480092099 | 144 | 17724 | 40 | 30 | 30 | [10 empty] | 2 | Y | [12 empty] | CUP | ZP | 8536419089 | [14 empty] | Teleruptor iTLc 16A 1NO 24Vac 50-60Hz | Télérupteur iTLc 16A 1NO 24Vac 50-60Hz | [17 empty] | https://eref.se.com/be/nl/sis-tarif/product/A9C33111 | https://eref.se.com/be/fr/sis-tarif/product/A9C33111
Schneider Electric | Schneider Electric | 01022021 |  | Schneider Electric |  | SER | A9C33211 |  |  | 36.49 |  | 1 |  | 12 | iTLC IMPULSSCHAKELAAR+HULPFUNCTIE 48V | iTLc 16A 1NO 48Vac 50-60Hz |  | ACTI9 ITLC 16A 1NO 48VAC 50-60HZ IMPULSE | [8 empty] | 09.07 | 1 | [8 empty] | 1 | 3606480092084 | 0 |  | 112 | 10 | 8 | 2 | 0.16 | 13606480092081 | 12 | 1420 | 23 | 8 | 10 |  | 43606480092082 | 144 | 17527 | 40 | 30 | 30 | [10 empty] | 6 | N | [12 empty] | CUP | ZP | 8536419089 | [14 empty] | Teleruptor iTLc 16A 1NO 48Vac 50-60Hz | Télérupteur iTLc 16A 1NO 48Vac 50-60Hz | [17 empty] | https://eref.se.com/be/nl/sis-tarif/product/A9C33211 | https://eref.se.com/be/fr/sis-tarif/product/A9C33211
Schneider Electric | Schneider Electric | 01022021 |  | Schneider Electric |  | SER | A9C33811 |  |  | 36.49 |  | 1 |  | 12 | iTLC IMPULSSCHAKELAAR+HULPFUNCTIE 240V | iTLc 16A 1NO 230Vac 50-60Hz |  | Acti9 ITLC 16A 1NO 230...240VAC 50-60HZ | [8 empty] | 09.07 | 1 | [8 empty] | 1 | 3606480092077 | 0 |  | 113 | 9 | 8 | 2 | 0.144 | 13606480092074 | 12 | 1414 | 22.5 | 9.5 | 8 |  | 43606480092075 | 144 | 17733 | 40 | 30 | 30 | [10 empty] | 2 | Y | [12 empty] | CUP | ZP | 8536490099 | [14 empty] | Teleruptor iTLc 16A 1NO 230Vac 50-60Hz | Télérupteur iTLc 16A 1NO 230Vac 50-60Hz | [17 empty] | https://eref.se.com/be/nl/sis-tarif/product/A9C33811 | https://eref.se.com/be/fr/sis-tarif/product/A9C33811
Schneider Electric | Schneider Electric | 01022021 |  | Schneider Electric |  | SER | A9C34811 |  |  | 33.25 |  | 1 |  | 12 | iTLM IMPULSSCHAKELAAR+HULPFUNCTIE 240V | iTLm 16A 1NO 230Vac 50-60Hz |  | Acti9 ITLM 16A 1NO 230...240VAC 50-60HZ | [8 empty] | 09.07 | 1 | [8 empty] | 1 | 3606480092107 | 0 |  | 111 | 8 | 7 | 2 | 0.112 | 13606480092104 | 12 | 1390 | 22.1 | 9.3 | 8.5 |  | 43606480092105 | 144 | 17140 | 40 | 30 | 30 | [10 empty] | 6 | N | [12 empty] | CUP | ZP | 8536490099 | [14 empty] | Teleruptor iTLm 16A 1NO 230Vac 50-60Hz | Télérupteur iTLm 16A 1NO 230Vac 50-60Hz | [17 empty] | https://eref.se.com/be/nl/sis-tarif/product/A9C34811 | https://eref.se.com/be/fr/sis-tarif/product/A9C34811
Schneider Electric | Schneider Electric | 01022021 |  | Schneider Electric |  | SER | A9F92301 |  |  | 202.27 |  | 1 |  | 4 | iC60L 3P Z1 | iC60L 3P 1A Z |  | Acti9 iC60L 3P Z 1A MCB | [8 empty] | 09.07 | 1 | [8 empty] | 4 | 3606480085406 | 0 |  | 371 | 9 | 5 | 8 | 0.36 | 13606480085403 | 4 | 1554 | 22.5 | 9.8 | 8 |  | 43606480085404 | 16 | 6671 | 40 | 30 | 15 | [10 empty] | 12 | N | [12 empty] | CUD | ZD | 8536201090 | [14 empty] | iC60L - miniatuur stroomonderbreker - 3P - 1A - Z-curve | iC60L - disjoncteur modulaire - 3P - 1A - courbe Z | [17 empty] | https://eref.se.com/be/nl/sis-tarif/product/A9F92301 | https://eref.se.com/be/fr/sis-tarif/product/A9F92301
Schneider Electric | Schneider Electric | 01022021 |  | Schneider Electric |  | SER | A9F92370 |  |  | 202.27 |  | 1 |  | 4 | iC60L 3P Z0.5 | iC60L 3P 0,5A Z |  | Acti9 iC60L 3P Z 0,5A MCB | [8 empty] | 09.07 | 1 | [8 empty] | 4 | 3606480085451 | 0 |  | 371 | 9 | 5 | 8 | 0.36 | 13606480085458 | 4 | 1554 | 22.5 | 9.8 | 8 |  | 43606480085459 | 16 | 6671 | 40 | 30 | 15 | [10 empty] | 12 | N | [12 empty] | CUD | ZD | 8536201090 | [14 empty] | iC60L - miniatuur stroomonderbreker - 3P - 0,5A - Z-curve | iC60L - disjoncteur modulaire - 3P - 0,5A - courbe Z | [17 empty] | https://eref.se.com/be/nl/sis-tarif/product/A9F92370 | https://eref.se.com/be/fr/sis-tarif/product/A9F92370
Schneider Electric | Schneider Electric | 01022021 |  | Schneider Electric |  | SER | A9F92372 |  |  | 202.27 |  | 1 |  | 4 | ACTI9 IC60L 3P 1,6A Z DISJONCTEUR MINIAT | ACTI9 IC60L 3P 1,6A Z DISJONCTEUR MINIAT |  | Acti9 iC60L 3P Z 1,6A MCB | [8 empty] | 09.07 | 1 | [8 empty] | 1 | 3606480085475 | 0 |  | 339 | 9 | 7 | 5 | 0.315 | 13606480085472 | 4 | 1420 | 22 | 8 | 10 |  | 43606480085473 | 44 | 16107 | 40 | 30 | 30 | [10 empty] | 12 | N | [12 empty] | CUD | ZD | 8536201090 | [14 empty] | iC60L - miniatuur stroomonderbreker - 3P - 1,6A - Z-curve | iC60L - disjoncteur miniature - 3P - 1,6A - courbe Z | [17 empty] | https://eref.se.com/be/nl/sis-tarif/product/A9F92372 | https://eref.se.com/be/fr/sis-tarif/product/A9F92372
Schneider Electric | Schneider Electric | 01022021 |  | Schneider Electric |  | SER | A9F95250 |  |  | 90.62 |  | 1 |  | 6 | iC60L 2P K50 | ACTI9 IC60L 2P 50A K DISJONCTEUR MINIATU |  | Acti9 iC60L 2P K 50A MCB | [8 empty] | 09.07 | 1 | [8 empty] | 1 | 3606480084812 | 0 |  | 248 | 9 | 4 | 8 | 0.288 | 13606480084819 | 6 | 1558 | 22.5 | 9.8 | 8 |  | 43606480084810 | 24 | 6687 | 40 | 30 | 15 | [10 empty] | 12 | N | [12 empty] | CUD | ZD | 8536201090 | [14 empty] | iC60L - miniatuur stroomonderbreker - 2P - 50A - K-curve | iC60L - disjoncteur modulaire - 2P - 50A - courbe K | [17 empty] | https://eref.se.com/be/nl/sis-tarif/product/A9F95250 | https://eref.se.com/be/fr/sis-tarif/product/A9F95250
Schneider Electric | Schneider Electric | 01022021 |  | Schneider Electric |  | SER | A9F95263 |  |  | 99.66 |  | 1 |  | 6 | iC60L 2P K63 | ACTI9 IC60L 2P 63A K DISJONCTEUR MINIATU |  | Acti9 iC60L 2P K 63A MCB | [8 empty] | 09.07 | 1 | [8 empty] | 6 | 3606480084836 | 0 |  | 248 | 9 | 4 | 8 | 0.288 | 13606480084833 | 6 | 1558 | 22.5 | 9.8 | 8 |  | 43606480084834 | 24 | 6687 | 40 | 30 | 15 | [10 empty] | 12 | N | [12 empty] | CUD | ZD | 8536201090 | [14 empty] | iC60L - miniatuur stroomonderbreker - 2P - 63A - K-curve | iC60L - disjoncteur modulaire - 2P - 63A - courbe K | [17 empty] | https://eref.se.com/be/nl/sis-tarif/product/A9F95263 | https://eref.se.com/be/fr/sis-tarif/product/A9F95263
Schneider Electric | Schneider Electric | 01022021 |  | Schneider Electric |  | SER | A9L16337 |  |  | 118.39 |  | 1 |  | 1 | PRC TELECOM | IPRC PARAFOUDRE TELEPHONIQUE |  | IPRC FOR TELECOM NETWORK SURGE ARRESTER | [8 empty] | 09.07 | 1 | [8 empty] | 1 | 3606480383519 | 0 |  | 69 | 10 | 7 | 2 | 0.14 | [7 empty] | 43606480383517 | 108 | 7939 | 40 | 30 | 30 | [10 empty] | 6 | N | [12 empty] | CUC | ZC | 8536301090 | [33 empty] | https://eref.se.com/be/nl/sis-tarif/product/A9L16337 | https://eref.se.com/be/fr/sis-tarif/product/A9L16337
Schneider Electric | Schneider Electric | 01022021 |  | Schneider Electric |  | SER | A9L16339 |  |  | 118.39 |  | 1 |  | 1 | SURGE ARRESTER PRI 48VDC | IPRI 48VDC PARAFOUDRE RESEAU 48V |  | Acti9 IPRI 48V SPD | [8 empty] | 09.07 | 1 | [8 empty] | 1 | 3606480383526 | 0 |  | 81 | 10 | 7 | 2 | 0.14 | [7 empty] | 43606480383524 | 108 | 9235 | 40 | 30 | 30 | [10 empty] | 2 | Y | [12 empty] | CUC | ZC | 8536301090 | [14 empty] | iPRI signaalbescherming - 4 polen - 0,3A - 48 V | protection signal iPRI - 4 pôles - 0,3 A - 48 V | [17 empty] | https://eref.se.com/be/nl/sis-tarif/product/A9L16339 | https://eref.se.com/be/fr/sis-tarif/product/A9L16339
Schneider Electric | Schneider Electric | 01022021 |  | Schneider Electric |  | SER | A9MEM1543 |  |  | 166.54 |  | 1 |  | 1 | PowerTag 3P (230V) 63A | PowerTag 3P (230V) 63A |  | PowerTag Energy M63 3P 230LL | [18 empty] | 1 | 3606489606756 | 0 |  | 58 | 9 | 6 | 5 | 0.27 | [7 empty] | 43606489606754 | 48 | 3128 | 40 | 30 | 15 | [10 empty] | 6 | N | [12 empty] | CUF | ZF | 90303370 | [33 empty] | https://eref.se.com/be/nl/sis-tarif/product/A9MEM1543 | https://eref.se.com/be/fr/sis-tarif/product/A9MEM1543
Schneider Electric | Schneider Electric | 01022021 |  | Schneider Electric |  | SER | A9MEM1560 |  |  | 89.9 |  | 1 |  | 1 | Acti9 Powertag FLEX 1P+N Boven/Onder | PowerTag Flex 1P+N |  | PowerTag Energy F63 1PN | [8 empty] | 09.07 | 1 | [8 empty] | 1 | 3606481380395 | 0 |  | 58 | 8 | 7 | 6 | 0.336 | [7 empty] | 43606481380393 | 30 | 1929 | 40 | 30 | 15 | [10 empty] | 2 | Y | [12 empty] | CUF | ZF | 9030337000 | [33 empty] | https://eref.se.com/be/nl/sis-tarif/product/A9MEM1560 | https://eref.se.com/be/fr/sis-tarif/product/A9MEM1560
Schneider Electric | Schneider Electric | 01022021 |  | Schneider Electric |  | SER | A9MEM1570 |  |  | 140.81 |  | 1 |  | 1 | Acti9 Powertag FLEX 3P+N Boven/Onder | PowerTag Flex 3P+N |  | PowerTag Energy F63 3PN | [8 empty] | 09.07 | 1 | [8 empty] | 1 | 3606481380432 | 0 |  | 84 | 8 | 8 | 7 | 0.448 | [7 empty] | 43606481380430 | 30 | 2955 | 15 | 40 | 30 | [10 empty] | 2 | Y | [12 empty] | CUF | ZF | 9030337000 | [33 empty] | https://eref.se.com/be/nl/sis-tarif/product/A9MEM1570 | https://eref.se.com/be/fr/sis-tarif/product/A9MEM1570
Schneider Electric | Schneider Electric | 01022021 |  | Schneider Electric |  | SER | A9N21615 |  |  | 157.04 |  | 1 |  | 6 | iDPN Vigi 1P+N 10A 30mA C 4500A Type AC | iDPN Vigi 1P+N 10A 30mA C 4500A Type AC |  | IDPN VIGI 1PPN 10A C 4500A 30MA AC RESID | [8 empty] | 09.07 | 1 | [8 empty] | 1 | 3606480410444 | 0 |  | 200 | 10 | 9 | 4 | 0.36 | 13606480410441 | 6 | 1311 | 26 | 9 | 11 |  | 43606480410442 | 54 | 12286 | 40 | 30 | 30 | [10 empty] | 17 | N | [12 empty] | MH3 | OZ | 8536303099 | [14 empty] | Clario - aardlekschakelaar - iDPN Vigi - 1P + N - 10A - 30mA | Clario - disjoncteur différentiel - iDPN Vigi - 1P + N - 10A - 30mA | [17 empty] | https://eref.se.com/be/nl/sis-tarif/product/A9N21615 | https://eref.se.com/be/fr/sis-tarif/product/A9N21615
Schneider Electric | Schneider Electric | 01022021 |  | Schneider Electric |  | SER | A9S70640 |  |  | 36.96 |  | 1 |  | 6 | ISW-NA 2P 40A | ISW-NA 2P 40A |  | ACTI9 ISW-NA 1P-N 40A 250VAC SWITCH | [8 empty] | 09.07 | 1 | [8 empty] | 1 | 3606480098901 | 0 |  | 187 | 10 | 8 | 4 | 0.32 | 13606480098908 | 6 | 1122 | 22.5 | 9.7 | 8 |  | 43606480098909 | 54 | 10585 | 40 | 30 | 30 | [10 empty] | 6 | N | [12 empty] | CUC | ZC | 8536508090 | [14 empty] | schakelaar-stroomonderbreker iSW-NA - 1P + N - 40 A | interrupteur-sectionneur iSW-NA - 1P + N - 40 A | [17 empty] | https://eref.se.com/be/nl/sis-tarif/product/A9S70640 | https://eref.se.com/be/fr/sis-tarif/product/A9S70640
Schneider Electric | Schneider Electric | 01022021 |  | Schneider Electric |  | SER | A9S70663 |  |  | 52.61 |  | 1 |  | 6 | ISW-NA 2P 63A | ISW-NA 2P 63A |  | ACTI9 ISW-NA 1P-N 63A 250VAC SWITCH | [8 empty] | 09.07 | 1 | [8 empty] | 1 | 3606480098918 | 0 |  | 185 | 10 | 8 | 4 | 0.32 | 13606480098915 | 6 | 1110 | 22.6 | 9.6 | 8 |  | 43606480098916 | 54 | 10477 | 40 | 30 | 30 | [10 empty] | 6 | N | [12 empty] | CUC | ZC | 8536508090 | [14 empty] | schakelaar-stroomonderbreker iSW-NA - 1P + N - 63 A | interrupteur-sectionneur iSW-NA - 1P + N - 63 A | [17 empty] | https://eref.se.com/be/nl/sis-tarif/product/A9S70663 | https://eref.se.com/be/fr/sis-tarif/product/A9S70663
Schneider Electric | Schneider Electric | 01022021 |  | Schneider Electric |  | SER | A9S70680 |  |  | 57.32 |  | 1 |  | 6 | ISW-NA 2P 80A | ISW-NA 2P 80A |  | ACTI9 ISW-NA 1P-N 80A 250VAC SWITCH | [8 empty] | 09.07 | 1 | [8 empty] | 1 | 3606480098925 | 0 |  | 184 | 10 | 8 | 8 | 0.64 | 13606480098922 | 6 | 1104 | 22.5 | 10 | 7.5 |  | 43606480098923 | 54 | 10423 | 40 | 30 | 30 | [10 empty] | 6 | N | [12 empty] | CUC | ZC | 8536508090 | [14 empty] | schakelaar-stroomonderbreker iSW-NA - 1P + N - 80 A | interrupteur-sectionneur iSW-NA - 1P + N - 80 A | [17 empty] | https://eref.se.com/be/nl/sis-tarif/product/A9S70680 | https://eref.se.com/be/fr/sis-tarif/product/A9S70680
Schneider Electric | Schneider Electric | 01022021 |  | Schneider Electric |  | SER | A9S70690 |  |  | 62.02 |  | 1 |  | 6 | ISW-NA 2P 100A | ISW-NA 2P 100A |  | ACTI9 ISW-NA 1P-N 100A 250VAC SWITCH | [8 empty] | 09.07 | 1 | [8 empty] | 1 | 3606480098932 | 0 |  | 184 | 10 | 9 | 4 | 0.36 | 13606480098939 | 6 | 1104 | 22.5 | 10 | 8.2 |  | 43606480098930 | 54 | 10492 | 40 | 30 | 30 | [10 empty] | 6 | N | [12 empty] | CUC | ZC | 8536508090 | [14 empty] | schakelaar-stroomonderbreker iSW-NA - 1P + N - 100 A | interrupteur-sectionneur iSW-NA - 1P + N - 100 A | [17 empty] | https://eref.se.com/be/nl/sis-tarif/product/A9S70690 | https://eref.se.com/be/fr/sis-tarif/product/A9S70690
Schneider Electric | Schneider Electric | 01022021 |  | Schneider Electric |  | SER | A9S70740 |  |  | 57.11 |  | 1 |  | 3 | ISW-NA 4P 40A | ISW-NA 4P 40A |  | ACTI9 ISW-NA 3P-N 40A 415VAC SWITCH | [8 empty] | 09.07 | 1 | [8 empty] | 1 | 3606480098949 | 0 |  | 330 | 11 | 9 | 9 | 0.891 | 13606480098946 | 3 | 990 | 8 | 22.2 | 9.8 |  | 43606480098947 | 27 | 9437 | 40 | 30 | 30 | [10 empty] | 6 | N | [12 empty] | CUC | ZC | 8536508090 | [14 empty] | schakelaar-stroomonderbreker iSW-NA - 3P + N - 40 A | interrupteur-sectionneur iSW-NA - 3P + N - 40 A | [17 empty] | https://eref.se.com/be/nl/sis-tarif/product/A9S70740 | https://eref.se.com/be/fr/sis-tarif/product/A9S70740
Schneider Electric | Schneider Electric | 01022021 |  | Schneider Electric |  | SER | A9S70763 |  |  | 88.85 |  | 1 |  | 1 | ISW-NA 4P 63A | ISW-NA 4P 63A |  | ACTI9 ISW-NA 3P-N 63A 415VAC SWITCH | [8 empty] | 09.07 | 1 | [8 empty] | 1 | 3606480098956 | 0 |  | 333 | 10 | 8 | 8 | 0.64 | [7 empty] | 43606480098954 | 27 | 9453 | 40 | 30 | 30 | [10 empty] | 6 | N | [12 empty] | CUC | ZC | 8536508090 | [14 empty] | schakelaar-stroomonderbreker iSW-NA - 3P + N - 63 A | interrupteur-sectionneur iSW-NA - 3P + N - 63 A | [17 empty] | https://eref.se.com/be/nl/sis-tarif/product/A9S70763 | https://eref.se.com/be/fr/sis-tarif/product/A9S70763
Schneider Electric | Schneider Electric | 01022021 |  | Schneider Electric |  | SER | A9S70780 |  |  | 98.5 |  | 1 |  | 3 | ISW-NA 4P 80A | ISW-NA 4P 80A |  | ACTI9 ISW-NA 3P-N 80A 415VAC SWITCH | [8 empty] | 09.07 | 1 | [8 empty] | 1 | 3606480098963 | 0 |  | 327 | 10 | 8 | 8 | 0.64 | 13606480098960 | 3 | 996 | 21.7 | 9.8 | 8 |  | 43606480098961 | 27 | 9316 | 40 | 30 | 30 | [10 empty] | 6 | N | [12 empty] | CUC | ZC | 8536508090 | [14 empty] | schakelaar-stroomonderbreker iSW-NA - 3P + N - 80 A | interrupteur-sectionneur iSW-NA - 3P + N - 80 A | [17 empty] | https://eref.se.com/be/nl/sis-tarif/product/A9S70780 | https://eref.se.com/be/fr/sis-tarif/product/A9S70780
Schneider Electric | Schneider Electric | 01022021 |  | Schneider Electric |  | SER | A9S70790 |  |  | 108.13 |  | 1 |  | 3 | ISW-NA 4P 100A | ISW-NA 4P 100A |  | ACTI9 ISW-NA 3P-N 100A 415VAC SWITCH | [8 empty] | 09.07 | 1 | [8 empty] | 1 | 3606480098970 | 0 |  | 330.21 | 10 | 8 | 8 | 0.64 | 13606480098977 | 3 | 990 | 21.7 | 9.8 | 8 |  | 43606480098978 | 27 | 9323 | 40 | 30 | 30 | [10 empty] | 6 | N | [12 empty] | CUC | ZC | 8536508090 | [14 empty] | schakelaar-stroomonderbreker iSW-NA - 3P + N - 100 A | interrupteur-sectionneur iSW-NA - 3P + N - 100 A | [17 empty] | https://eref.se.com/be/nl/sis-tarif/product/A9S70790 | https://eref.se.com/be/fr/sis-tarif/product/A9S70790
Schneider Electric | Schneider Electric | 01022021 |  | Schneider Electric |  | SER | A9XCAC01 |  |  | 15.56 |  | 1 |  | 1 | LANGE KABELS MET 1 CONNECTOR (4000mm) | CABLES PREFABRIQUES C |  | PREFABRICATED CABLES C | [18 empty] | 1 | 3606480893346 | 0 |  | 63 | 14 | 14 | 2 | 0.392 | [7 empty] | 43606480893344 | 30 | 2169 | 40 | 30 | 15 | [10 empty] | 6 | N | [12 empty] | CUF | ZF | 8544429090 | [14 empty] | voorbedrade kabels met enkel uiteinde - 4 m - 5 draden | câbles préfabriqués à une extrémité - 4 m - 5 fils | [17 empty] | https://eref.se.com/be/nl/sis-tarif/product/A9XCAC01 | https://eref.se.com/be/fr/sis-tarif/product/A9XCAC01
Schneider Electric | Schneider Electric | 01022021 |  | Schneider Electric |  | SER | A9XELC08 |  |  | 305.25 |  | 1 |  | 1 | Smartlink EL B | SMARTLINK ELEC |  | Smartlink ELEC | [8 empty] | 09.07 | 1 | [8 empty] | 1 | 3606480930683 | 0 |  | 290 | 37 | 7 | 4 | 1.036 | [7 empty] | 43606480930681 | 32 | 9542 | 40 | 30 | 30 | [10 empty] | 15 | N | [12 empty] | R93 | NN | 8517620000 | [14 empty] | Acti 9 Smartlink EL B - Cloudcommunicatie-interface | Acti 9 Smartlink EL B - Interface de communication cloud | [17 empty] | https://eref.se.com/be/nl/sis-tarif/product/A9XELC08 | https://eref.se.com/be/fr/sis-tarif/product/A9XELC08
Schneider Electric | Schneider Electric | 01022021 |  | Schneider Electric |  | SER | A9XELC08WIFER |  |  | 373.69 |  | 1 |  | 1 | Kit Smartlink ELEC + Wifer | Kit Smartlink ELEC + Wifer |  | Kit Smartlink ELEC + Wifer | [8 empty] | 09.07 | 1 | [8 empty] | 1 |  | 0 |  | 1 | 0.1 | 0.1 | 0.1 | 0.001 | [23 empty] | 5 | N | [12 empty] | R93 | NN | 8517620000 | [14 empty] | Kit Smartlink ELEC interface en wifi-toegangspunt Wifer | Kit interface Smartlink ELEC et Wifi mobile Wifer
Schneider Electric | Schneider Electric | 01022021 |  | Schneider Electric |  | SER | A9XELC10 |  |  | 170.79 |  | 1 |  | 1 | Powertag Link 20 tags CLOUD | Interface Smarltink EL D 230V |  | ACTI9 SMARTLINK EL D CLOUD CONNECTED COM | [8 empty] | 09.07 | 1 | [8 empty] | 1 | 3606481370518 | 0 |  | 133 | 7 | 5 | 8 | 0.28 | [7 empty] | 43606481370516 | 36 | 7481 | 40 | 30 | 30 |  | 73606481370517 | 288 | 68348 | 60 | 80 | 77 |  |  |  | 2 | Y | [12 empty] | R93 | NN | 8517620000 | [33 empty] | https://eref.se.com/be/nl/sis-tarif/product/A9XELC10 | https://eref.se.com/be/fr/sis-tarif/product/A9XELC10
Schneider Electric | Schneider Electric | 01022021 |  | Schneider Electric |  | SER | A9XST114 |  |  | 239.29 |  | 1 |  | 1 | Powertag Temprature Sensor Set of 4 | PowerTag A (4 sondes T°C) |  | A9 Powertag set of 4 ESST1 temp sensors | [8 empty] | 09.07 | 1 | [8 empty] | 1 | 3606489904630 | 0 |  | 107 | 14 | 13 | 3 | 0.546 | [7 empty] | 43606489904638 | 12 | 1472 | 40 | 15 | 15 | [10 empty] | 6 | N | [12 empty] | R93 | NN | 9025190090 | [33 empty] | https://eref.se.com/be/nl/sis-tarif/product/A9XST114 | https://eref.se.com/be/fr/sis-tarif/product/A9XST114
Schneider Electric | Schneider Electric | 01022021 |  | Schneider Electric |  | SER | AEP-LB01-SU12W |  |  | 48.06 |  | 1 |  | 8 | MOBIYA TS170S SOLAR LAMP | LAMPE SOLAIRE 1,2W |  | Solar Lantern-1.2W | [6 empty] | 0,057 | 1 | 05.50 | 1 | [8 empty] | 1 | 3606480920455 | 0 |  | 1300 | 19 | 19 | 20 | 7.22 | 13606480920452 | 8 | 10900000000000 | 0.38 | 0.37 | 0.394 | [8 empty] | 73606480920454 | 96 | 140000 | 120 | 80 | 80 |  |  |  | 51 | N | [12 empty] | MH4 | NI | 8513100000 | [33 empty] | https://eref.se.com/be/nl/sis-tarif/product/AEP-LB01-SU12W | https://eref.se.com/be/fr/sis-tarif/product/AEP-LB01-SU12W
Schneider Electric | Schneider Electric | 01022021 |  | Schneider Electric |  | SER | AEP-LB01-U12W |  |  | 37.57 |  | 1 |  | 8 | Mobiya solar lamp 1,2W zonder solar pane | LAMPE SOLAIRE 1,2W |  | Solar Lantern-1.2W-Lamp | [6 empty] | 0,057 | 1 | 05.50 | 1 | [8 empty] | 8 | 3606480966309 | 0 |  | 450 | 17 | 16 | 15 | 4.08 | 73606480966308 | 8 | 6800 | 40 | 38.5 | 42 | [9 empty] | 12 | 22200 | 120 | 80 | 50 |  |  |  | 30 | N | [12 empty] | MH4 | NI | 8513100000
Schneider Electric | Schneider Electric | 01022021 |  | Schneider Electric |  | SER | ALB45150 |  |  | 104.15 |  | 1 |  | 1 | KNX 1-VOUDIGE DRUKKNOP, WIT, ALTIRA | B.POUSS. KNX SIMPLE ,BLANC,ALTIRA |  | KNX PUSH BTN.1G W ALTIRA | [18 empty] | 1 | 3606480213885 | 0 |  | 92 | 10 | 10 | 8 | 0.8 |  | 1 | 18 | 9.5 | 8 | 9.2 |  | 43606480213883 | 24 | 2663 | 1.5 | 4 | 3 | [10 empty] | 2 | Y | [12 empty] | MT1 | MI | 8536508090 | [33 empty] | https://eref.se.com/be/nl/sis-tarif/product/ALB45150 | https://eref.se.com/be/fr/sis-tarif/product/ALB45150
Schneider Electric | Schneider Electric | 01022021 |  | Schneider Electric |  | SER | ALB45151 |  |  | 111.28 |  | 1 |  | 1 | KNX 2-VOUDIGE DRUKKNOP, WIT, ALTIRA | B.POUSS. KNX DOUBLE ,BLANC,ALTIRA |  | KNX PUSH BTN.2G W ALTIRA | [18 empty] | 1 | 3606480213892 | 0 |  | 93 | 10 | 10 | 8 | 0.8 |  | 1 | 18 | 9.5 | 8 | 9.3 |  | 43606480213890 | 24 | 2791 | 30 | 40 | 30 | [10 empty] | 2 | Y | [12 empty] | MT1 | MI | 8536508090 | [33 empty] | https://eref.se.com/be/nl/sis-tarif/product/ALB45151 | https://eref.se.com/be/fr/sis-tarif/product/ALB45151
Schneider Electric | Schneider Electric | 01022021 |  | Schneider Electric |  | SER | ALB46152 |  |  | 114.54 |  | 1 |  | 1 | KNX 1-VOUDIGE DRUKKNOP/IR, ALU, ALTIRA | BOUTON-POUSS. KNX SIMPLE/IR, ALU, ALTIRA |  | KNX PUSH BTN.1G IR ALU ALTIRA | [18 empty] | 1 | 3606480213953 | 0 |  | 95 | 10 | 10 | 8 | 0.8 |  | 1 | 18 | 9.5 | 8 | 9.3 | [17 empty] | 8 | N | [12 empty] | MT1 | MI | 8536508090 | [14 empty] | Altira - 1-voudige KNX drukknop met geïntegreerde IR-ontvanger - alu | Poussoir simple KNX avec récepteur infrarouge, aluminium, Altira | [17 empty] | https://eref.se.com/be/nl/sis-tarif/product/ALB46152 | https://eref.se.com/be/fr/sis-tarif/product/ALB46152
Schneider Electric | Schneider Electric | 01022021 |  | Schneider Electric |  | SER | BCPMSCE84S |  |  | 6707.9 |  | 1 |  | 1 | BCPM ETH 84x50A SPLIT-CORE CT, 4' CABLE | BCPM ETH 84x50A SPLIT-CORE CT, 4' CABLE |  | BCPM ETH 84x50A SPLIT-CORE CT, 4' CABLE | [18 empty] | 1 | 3606489870089 | 0 |  | 12474 | 51 | 31 | 15 | 23.715 | [23 empty] | 2 | Y | [12 empty] | MS2 | MU | 85389099
Schneider Electric | Schneider Electric | 01022021 |  | Schneider Electric |  | SER | BLRCH120A144B57 |  |  | 124.74 |  | 1 |  | 1 | VARPLUS CAN 575V 12 KVAR | CAPACITOR CAN HDY 12/14.4KVAR 575V |  | CAPACITOR CAN HDY 12/14.4KVAR 575V | [18 empty] | 1 | 3606485254043 | 0 |  | 1855 | 30 | 13 | 13 | 5.07 | 3606485254043 | 1 | 1855 | 30.3 | 13 | 13 | [8 empty] | 73606485254042 | 15 | 40830 | 60 | 80 | 80 |  |  |  | 6 | N | [12 empty] | ME1 | M2 | 8532100000 | [14 empty] | VarPlus Can HDuty condensator - 12/14,4 kvar - 575 V - 50/60Hz | Condensateur VarPlus Can HDuty - 12/14,4 kvar - 575 V - 50/60Hz | [17 empty] | https://eref.se.com/be/nl/sis-tarif/product/BLRCH120A144B57 | https://eref.se.com/be/fr/sis-tarif/product/BLRCH120A144B57
Schneider Electric | Schneider Electric | 01022021 |  | Schneider Electric |  | SER | BOX251369 |  |  | 37.27 |  | 1 |  | 1 | BOX25S60 SHEID.SCHAK.125A+KAP | BOX25S60 INT.SECT.125A + COIFF |  | BOX25S60 SHEID.SCHAK.125A+KAP | [18 empty] | 1 | 5413822513699 | 0 |  | 750 | 14 | 12 | 8 | 1.344 |  | 1 | 744 | 14.5 | 11.5 | 8 | [17 empty] | 35 | N | [12 empty] | GN1 | IN | 8535309090 | [14 empty] | Ingesloten Interpact lastscheider 4P 125A | interrupteur sectionneur Interpact en boîtier 4P 125A | [17 empty] | https://eref.se.com/be/nl/sis-tarif/product/BOX251369 | https://eref.se.com/be/fr/sis-tarif/product/BOX251369
Schneider Electric | Schneider Electric | 01022021 |  | Schneider Electric |  | SER | BOX251901 |  |  | 54.86 |  | 1 |  | 1 | BOX25S60 UITG.AANSLUIT MOD. | BOX25S60 MOD.RAC.EQUIP . |  | 39X25S60 UITG.AANSLUIT MOD. | [18 empty] | 1 | 5413822519011 | 0 |  | 2043 | 62 | 26 | 11 | 17.732 |  | 1 | 2000 | 62 | 26.5 | 12 | [17 empty] | 2 | Y | [12 empty] | GN1 | IN | 8537109899 | [33 empty] | https://eref.se.com/be/nl/sis-tarif/product/BOX251901 | https://eref.se.com/be/fr/sis-tarif/product/BOX251901
Schneider Electric | Schneider Electric | 01022021 |  | Schneider Electric |  | SER | BOX251902 |  |  | 35.98 |  | 1 |  | 1 | BOX25S60 TUSSENKADERSET +TOEB. | BOX25S60 CADRE INTERM.+ACCES. |  | BOX25S60 TUSSENKADERSET +TOEB. | [18 empty] | 1 | 5413822519028 | 0 |  | 1576 | 61 | 27 | 21 | 34587 |  | 1 | 1576 | 61 | 27 | 21 | [17 empty] | 25 | N | [12 empty] | GN1 | IN | 3925908000 | [33 empty] | https://eref.se.com/be/nl/sis-tarif/product/BOX251902 | https://eref.se.com/be/fr/sis-tarif/product/BOX251902
Schneider Electric | Schneider Electric | 01022021 |  | Schneider Electric |  | SER | BOX251908 |  |  | 51.5 |  | 1 |  | 1 | BOX25S60 UITBR.MOD.VOLDEKSEL | BOX25S60 MOD.D'EXTENSION PLEIN |  | BOX25S60 UITBR.MOD.VOLDEKSEL | [18 empty] | 1 | 5413822519080 | 0 |  | 1911 | 62 | 26.5 | 12 | 19716 |  | 1 | 1911 | 62 | 26.5 | 12 | [17 empty] | 25 | N | [12 empty] | GN1 | IN | 8537109899 | [33 empty] | https://eref.se.com/be/nl/sis-tarif/product/BOX251908 | https://eref.se.com/be/fr/sis-tarif/product/BOX251908
Schneider Electric | Schneider Electric | 01022021 |  | Schneider Electric |  | SER | BOX251940 |  |  | 21.84 |  | 1 |  | 2 | DEKSELSET 250 x 600 | ENSEMBLE COUVERCLE PLEIN 250 x 600 |  | DEKSELSET 250 x 600 | [18 empty] | 2 |  | 0 |  | 909.5 | 62 | 26.5 | 6 | 9858 |  | 2 | 1819 | 62 | 26.5 | 12 | [17 empty] | 15 | N | [12 empty] | GN1 | IN | 3925908000 | [33 empty] | https://eref.se.com/be/nl/sis-tarif/product/BOX251940 | https://eref.se.com/be/fr/sis-tarif/product/BOX251940
Schneider Electric | Schneider Electric | 01022021 |  | Schneider Electric |  | SER | BOX251941 |  |  | 24.9 |  | 1 |  | 2 | DEKSEL 350X600 MET OPENING | COUVERCLE 250X600 AVEC OUVERTURE |  | TOPCOVER 250X600 WITH GAP | [18 empty] | 10 |  | 0 |  | 920 | 62 | 26.5 | 6 | 9858 |  | 2 | 1840 | 62 | 26.5 | 12 | [17 empty] | 15 | N | [12 empty] | GN1 | IN | 3925908000 | [33 empty] | https://eref.se.com/be/nl/sis-tarif/product/BOX251941 | https://eref.se.com/be/fr/sis-tarif/product/BOX251941
Schneider Electric | Schneider Electric | 01022021 |  | Schneider Electric |  | SER | BOX251952 |  |  | 20.39 |  | 1 |  | 5 | BODEM 250 x 600 | SOCCLE 250 x 600 |  | BOTTEM 250 x 600 | [18 empty] | 5 |  | 0 |  | 879.2 | 66 | 28 | 6.3 | 11642.4 |  | 5 | 4572 | 66 | 28 | 31.5 | [17 empty] | 20 | N | [12 empty] | GN1 | IN | 3925908000 | [33 empty] | https://eref.se.com/be/nl/sis-tarif/product/BOX251952 | https://eref.se.com/be/fr/sis-tarif/product/BOX251952
Schneider Electric | Schneider Electric | 01022021 |  | Schneider Electric |  | SER | BOX251967 |  |  | 39.49 |  | 1 |  | 1 | Bodem 25D60 + toebehoren | Fond 25D60 + accessoires |  | Fond 25D60 + accessoires | [18 empty] | 1 | 3606489728427 | 0 |  | 1 | 0.1 | 0.1 | 0.1 | 0.001 | [23 empty] | 25 | N | [12 empty] | GN1 | IN | 8537109899
Schneider Electric | Schneider Electric | 01022021 |  | Schneider Electric |  | SER | BOX251971 |  |  | 92.07 |  | 1 |  | 1 | BOX25S60 MOD + BORNE SECT. 125A | BOX25S60 MOD + BORNE SECT. 125A |  | BOX25S60 MOD + BORNE SECT. 125A | [8 empty] | 09.07 | 1 | [8 empty] | 1 | 5413822519714 | 0 |  | 2630 | 62 | 27 | 11 | 18.414 |  | 1 | 2630 | 62 | 26.5 | 12 | [17 empty] | 2 | Y | [12 empty] | GN1 | IN | 8537109899 | [14 empty] | aansluitmodule met lastscheider - 250 x 600 mm | module de connexion avec interrupteur-sectionneur - 250 x 600 mm | [17 empty] | https://eref.se.com/be/nl/sis-tarif/product/BOX251971 | https://eref.se.com/be/fr/sis-tarif/product/BOX251971
Schneider Electric | Schneider Electric | 01022021 |  | Schneider Electric |  | SER | BOX253301 |  |  | 87.16 |  | 1 |  | 1 | BOX25S60 EDV Nø1 2P63 | BOX25S60 EDV Nø1 2P63 |  | BOX25S60 EDV Nø1 2P63 | [18 empty] | 1 | 5413822533017 | 0 |  | 2200 | 61 | 28 | 21 | 35.868 |  | 1 | 2280 | 60.5 | 26.5 | 21 | [17 empty] | 25 | N | [12 empty] | GN1 | IN | 8537109899 | [14 empty] | metermodule EDV nr. 1 - normale en dubbel-tariefmeter - 2P - 63A | module de compteur EDV n°1 - compteur normal et deux vitesses - 2P - 63A | [17 empty] | https://eref.se.com/be/nl/sis-tarif/product/BOX253301 | https://eref.se.com/be/fr/sis-tarif/product/BOX253301
Schneider Electric | Schneider Electric | 01022021 |  | Schneider Electric |  | SER | BOX253302 |  |  | 99.05 |  | 1 |  | 1 | BOX25S60 EDV Nø2 4P33 | BOX25S60 EDV Nø2 4P33 |  | BOX25S60 EDV Nø2 4P33 | [18 empty] | 1 | 5413822533024 | 0 |  | 2610 | 61 | 26.5 | 21 | 33946.5 |  | 1 | 2610 | 61 | 26.5 | 21 | [17 empty] | 25 | N | [12 empty] | GN1 | IN | 8537109899 | [14 empty] | metermodule EDV nr. 2 - normale en dubbel-tariefmeter - 4P - 33A | module de compteur EDV n°2 - compteur normal et deux vitesse - 4P - 33A | [17 empty] | https://eref.se.com/be/nl/sis-tarif/product/BOX253302 | https://eref.se.com/be/fr/sis-tarif/product/BOX253302
Schneider Electric | Schneider Electric | 01022021 |  | Schneider Electric |  | SER | BOX253303 |  |  | 102.38 |  | 1 |  | 1 | BOX25S60 EDV Nø3 4P60 | BOX25S60 EDV Nø3 4P60 |  | BOX25S60 EDV Nø3 4P60 | [18 empty] | 1 | 5413822533031 | 0 |  | 2918 | 61 | 27 | 21 | 34587 |  | 1 | 2918 | 61 | 27 | 21 | [17 empty] | 25 | N | [12 empty] | GN1 | IN | 8537109899 | [14 empty] | metermodule EDV nr. 3 - normale en dubbel-tariefmeter - 4P - 60A | module de compteur EDV n°3 - compteur normal et deux vitesses - 4P - 60 A | [17 empty] | https://eref.se.com/be/nl/sis-tarif/product/BOX253303 | https://eref.se.com/be/fr/sis-tarif/product/BOX253303
Schneider Electric | Schneider Electric | 01022021 |  | Schneider Electric |  | SER | BOX253304 |  |  | 119.03 |  | 1 |  | 1 | BOX25S60 EDV Nø4 4P100 | BOX25S60 EDV Nø4 4P100 |  | BOX25S60 EDV Nø4 4P100 | [18 empty] | 1 | 5413822533048 | 0 |  | 3000 | 61 | 28 | 22 | 37.576 |  | 1 | 3275 | 61 | 27 | 21 | [17 empty] | 25 | N | [12 empty] | GN1 | IN | 8537109899 | [14 empty] | metermodule EDV nr. 4 - normale en dubbel-tariefmeter - 4P - 100A | module de compteur EDV n°4 - compteur normal et deux vitesses - 4P - 100 A | [17 empty] | https://eref.se.com/be/nl/sis-tarif/product/BOX253304 | https://eref.se.com/be/fr/sis-tarif/product/BOX253304
Schneider Electric | Schneider Electric | 01022021 |  | Schneider Electric |  | SER | BOX253308 |  |  | 308.41 |  | 1 |  | 1 | BOX25S60 EDV Nø8 4PUNT40 | BOX25S60 EDV Nø8 4PUNT40 |  | BOX25S60 EDV Nø8 4PUNT40 | [18 empty] | 1 | 5413822533086 | 0 |  | 3158 | 61 | 27 | 21 | 34587 |  | 1 | 3158 | 61 | 27 | 21 | [17 empty] | 25 | N | [12 empty] | GN1 | IN | 8537109899 | [33 empty] | https://eref.se.com/be/nl/sis-tarif/product/BOX253308 | https://eref.se.com/be/fr/sis-tarif/product/BOX253308
Schneider Electric | Schneider Electric | 01022021 |  | Schneider Electric |  | SER | BOX253309 |  |  | 414.75 |  | 1 |  | 1 | BOX25S60 EDV Nø9 4PUNT60 | BOX25S60 EDV Nø9 4PUNT60 |  | BOX25S60 EDV Nø9 4PUNT60 | [18 empty] | 1 | 5413822533093 | 0 |  | 3567 | 61 | 27 | 21 | 34587 |  | 1 | 3567 | 61 | 27 | 21 | [17 empty] | 25 | N | [12 empty] | GN1 | IN | 8537109899 | [33 empty] | https://eref.se.com/be/nl/sis-tarif/product/BOX253309 | https://eref.se.com/be/fr/sis-tarif/product/BOX253309
Schneider Electric | Schneider Electric | 01022021 |  | Schneider Electric |  | SER | BOX253310 |  |  | 520.93 |  | 1 |  | 1 | BOX25S60 EDV Nø10 4PUNT90 | BOX25S60 EDV Nø10 4PUNT90 |  | BOX25S60 EDV Nø10 4PUNT90 | [18 empty] | 1 | 5413822533109 | 0 |  | 4447 | 61 | 27 | 21 | 34587 |  | 1 | 4447 | 61 | 27 | 21 | [17 empty] | 25 | N | [12 empty] | GN1 | IN | 8537109899 | [33 empty] | https://eref.se.com/be/nl/sis-tarif/product/BOX253310 | https://eref.se.com/be/fr/sis-tarif/product/BOX253310
Schneider Electric | Schneider Electric | 01022021 |  | Schneider Electric |  | SER | BOX253401 |  |  | 138.77 |  | 1 |  | 1 | Aansluitmodule 25D60 | Module de raccordement 25D60 |  | Aansluitmodule 25D60 | [8 empty] | 09.07 | 1 | [8 empty] | 1 | 3606489567187 | 0 |  | 4674 | 63 | 27 | 25 | 42525 | [23 empty] | 2 | Y | [12 empty] | GN1 | IN | 8537109899
Schneider Electric | Schneider Electric | 01022021 |  | Schneider Electric |  | SER | BOX254001 |  |  | 299.88 |  | 1 |  | 1 | Kast 25E60 kit mono max 63A | Coffret 25E60 kit mono max 63A |  | Boxplus Met Encl 25E60 kit Mono 63A | [18 empty] | 1 | 3606489667504 | 0 |  | 4200 | 19 | 25 | 60 | 28.5 | [23 empty] | 25 | N | [12 empty] | GN1 | IN | 8537109899
Schneider Electric | Schneider Electric | 01022021 |  | Schneider Electric |  | SER | BOX254002 |  |  | 342.72 |  | 1 |  | 1 | Kast 25E60 kit tri max 63A | Coffret 25E60 kit tri max 63A |  | Boxplus Met Encl 25E60 kit Tri 63A | [18 empty] | 1 | 3606489667511 | 0 |  | 4400 | 19 | 25 | 60 | 28.5 | [23 empty] | 25 | N | [12 empty] | GN1 | IN | 8537109899
Schneider Electric | Schneider Electric | 01022021 |  | Schneider Electric |  | SER | BOX254003 |  |  | 353.94 |  | 1 |  | 1 | Kast 25E60 voor ééngezin 3N400V max 63A | Coffret 25E60 pour unifamilial 3N400V ma |  | Boxplus Met Encl single house 3N400V 63A | [18 empty] | 1 | 3606489667528 | 0 |  | 4700 | 19 | 25 | 60 | 28.5 | [23 empty] | 25 | N | [12 empty] | GN1 | IN | 8537109899
Schneider Electric | Schneider Electric | 01022021 |  | Schneider Electric |  | SER | BOX254004 |  |  | 749.7 |  | 1 |  | 1 | Kast 25E60 kit tri max 100A | Coffret 25E60 kit tri max 100A |  | Boxplus Met Encl 25E60 kit Tri 80-100A | [18 empty] | 1 | 3606489667535 | 0 |  | 7900 | 31 | 25 | 60 | 46.5 | [23 empty] | 25 | N | [12 empty] | GN1 | IN | 8537109899
Schneider Electric | Schneider Electric | 01022021 |  | Schneider Electric |  | SER | BOX254005 |  |  | 771.12 |  | 1 |  | 1 | Kast 25E60 voor ééngezin 3N400V max 80A | Coffret 25E60 pour unifamilial 3N400V ma |  | Boxplus Met Encl sing house 3N400V 100A | [18 empty] | 1 | 3606489667542 | 0 |  | 8200 | 31 | 25 | 60 | 46.5 | [23 empty] | 25 | N | [12 empty] | GN1 | IN | 8537109899
Schneider Electric | Schneider Electric | 01022021 |  | Schneider Electric |  | SER | BOX254011 |  |  | 128.52 |  | 1 |  | 1 | Installatie kast 25E60 63A | Coffret d'installation 25E60 63A |  | Boxplus Installation Encl 63A for 25E60 | [18 empty] | 1 | 3606489667559 | 0 |  | 1750 | 10 | 25 | 18 | 4.5 | [23 empty] | 25 | N | [12 empty] | GN1 | IN | 8537109899
Schneider Electric | Schneider Electric | 01022021 |  | Schneider Electric |  | SER | BOX254012 |  |  | 171.36 |  | 1 |  | 1 | Installatie kast 25E60 100A | Coffret d'installation 25E60 100A |  | Boxplus Installation Encl 100A for 25E61 | [18 empty] | 1 | 3606489667566 | 0 |  | 2000 | 10 | 25 | 18 | 4.5 | [23 empty] | 25 | N | [12 empty] | GN1 | IN | 8537109899
Schneider Electric | Schneider Electric | 01022021 |  | Schneider Electric |  | SER | BOX256031 |  |  | 48.03 |  | 1 |  | 1 | Tussenkader 25D60 + toebehoren | Cadre intermédiaire 25D60 + accessoires |  | Cadre intermédiaire 25D60 + accessoires | [18 empty] | 1 | 3606489728434 | 0 |  | 1 | 0.1 | 0.1 | 0.1 | 0.001 | [23 empty] | 25 | N | [12 empty] | GN1 | IN | 8537109899
Schneider Electric | Schneider Electric | 01022021 |  | Schneider Electric |  | SER | BOX256050 |  |  | 52.31 |  | 1 |  | 1 | Deksel 25D60 met set van 6 schroeven | Coiffe 25D60 avec un set de 6 vis |  | Coiffe 25D60 avec un set de 6 vis | [18 empty] | 1 | 3606489667481 | 0 |  | 1 | 0.1 | 0.1 | 0.1 | 0.001 | [23 empty] | 25 | N | [12 empty] | GN1 | IN | 8537109899
Schneider Electric | Schneider Electric | 01022021 |  | Schneider Electric |  | SER | BOX256051 |  |  | 50.16 |  | 1 |  | 1 | Deksel 25D60 zonder schroeven | Coiffe 25D60 sans vis |  | Coiffe 25D60 sans vis | [18 empty] | 1 | 3606489667498 | 0 |  | 1 | 0.1 | 0.1 | 0.1 | 0.001 | [23 empty] | 25 | N | [12 empty] | GN1 | IN | 8537109899
Schneider Electric | Schneider Electric | 01022021 |  | Schneider Electric |  | SER | BOXPLUS13111 |  |  | 50.88 |  | 1 |  | 1 | BOXPLUS13 1R Doorzichtige Deur opbouw | BOXPLUS13 1R Porte Transparente saillie |  | BOXPLUS 1R 13 saillie PT | [18 empty] | 1 | 3303432380557 | 0 |  | 2583 | 42 | 37 | 19 | 29.526 | [15 empty] | 24 | 69816 | 120 | 80 | 107 |  |  |  | 4 | N | [12 empty] | GO6 | O6 | 8538100000 | [5 empty] | 220060 | [27 empty] | https://eref.se.com/be/nl/sis-tarif/product/BOXPLUS13111 | https://eref.se.com/be/fr/sis-tarif/product/BOXPLUS13111
Schneider Electric | Schneider Electric | 01022021 |  | Schneider Electric |  | SER | BOXPLUS13112 |  |  | 50.88 |  | 1 |  | 1 | BOXPLUS13 1R Volle Deur opbouw | BOXPLUS13 1R Porte Pleine saillie |  | BOXPLUS 1R 13 saillie PP | [18 empty] | 1 | 3303432380564 | 0 |  | 2960 | 41.5 | 36.8 | 18.5 | 28253.2 | [15 empty] | 24 | 71040 | 120 | 80 | 107 |  |  |  | 4 | N | [12 empty] | GO6 | O6 | 8538100000 | [5 empty] | 220060 | [27 empty] | https://eref.se.com/be/nl/sis-tarif/product/BOXPLUS13112 | https://eref.se.com/be/fr/sis-tarif/product/BOXPLUS13112
Schneider Electric | Schneider Electric | 01022021 |  | Schneider Electric |  | SER | BOXPLUS13122 |  |  | 57.6 |  | 1 |  | 1 | BOXPLUS13 1R Volle Deur inbouw | BOXPLUS13 1R Porte Pleine encastré |  | BOXPLUS 1R 13 encastre PP | [18 empty] | 1 | 3303432380724 | 0 |  | 3110 | 41.5 | 36.8 | 18.5 | 28253.2 | [15 empty] | 24 | 74640 | 120 | 80 | 107 |  |  |  | 4 | N | [12 empty] | GO6 | O6 | 8538100000 | [5 empty] | 220060 | [27 empty] | https://eref.se.com/be/nl/sis-tarif/product/BOXPLUS13122 | https://eref.se.com/be/fr/sis-tarif/product/BOXPLUS13122
Schneider Electric | Schneider Electric | 01022021 |  | Schneider Electric |  | SER | BOXPLUS13211 |  |  | 65.99 |  | 1 |  | 1 | BOXPLUS13 2R Doorzichtige Deur opbouw | BOXPLUS13 2R Porte Transparente saillie |  | BOXPLUS 2R 13 saillie PT | [18 empty] | 1 | 3303432380571 | 0 |  | 3986 | 51.7 | 41.4 | 19.1 | 40881.258 | [15 empty] | 16 | 63776 | 120 | 80 | 107 |  |  |  | 4 | N | [12 empty] | GO6 | O6 | 8538100000 | [5 empty] | 220060 | [27 empty] | https://eref.se.com/be/nl/sis-tarif/product/BOXPLUS13211 | https://eref.se.com/be/fr/sis-tarif/product/BOXPLUS13211
Schneider Electric | Schneider Electric | 01022021 |  | Schneider Electric |  | SER | BOXPLUS13212 |  |  | 65.99 |  | 1 |  | 1 | BOXPLUS13 2R Volle Deur opbouw | BOXPLUS13 2R Porte Pleine saillie |  | BOXPLUS 2R 13 saillie PP | [18 empty] | 1 | 3303432380588 | 0 |  | 3930 | 51.8 | 41.5 | 18.5 | 39769.45 | [15 empty] | 16 | 62880 | 120 | 80 | 107 |  |  |  | 4 | N | [12 empty] | GO6 | O6 | 8538100000 | [5 empty] | 220060 | [27 empty] | https://eref.se.com/be/nl/sis-tarif/product/BOXPLUS13212 | https://eref.se.com/be/fr/sis-tarif/product/BOXPLUS13212
Schneider Electric | Schneider Electric | 01022021 |  | Schneider Electric |  | SER | BOXPLUS13221 |  |  | 79.28 |  | 1 |  | 1 | BOXPLUS13 2R Doorzichtige Deur inbouw | BOXPLUS13 2R Porte Transparente encastré |  | BOXPLUS 2R 13 encastre PT | [18 empty] | 1 | 3303432380731 | 0 |  | 4190 | 52 | 41.5 | 18.5 | 39923 | [15 empty] | 16 | 67040 | 120 | 80 | 107 |  |  |  | 4 | N | [12 empty] | GO6 | O6 | 8538100000 | [5 empty] | 220060 | [27 empty] | https://eref.se.com/be/nl/sis-tarif/product/BOXPLUS13221 | https://eref.se.com/be/fr/sis-tarif/product/BOXPLUS13221
Schneider Electric | Schneider Electric | 01022021 |  | Schneider Electric |  | SER | BOXPLUS13222 |  |  | 79.28 |  | 1 |  | 1 | BOXPLUS13 2R Volle Deur inbouw | BOXPLUS13 2R Porte Pleine encastré |  | BOXPLUS 2R 13 encastre PP | [18 empty] | 1 | 3303432380748 | 0 |  | 3167 | 52 | 42 | 19 | 41.496 | [15 empty] | 16 | 66080 | 120 | 80 | 107 |  |  |  | 4 | N | [12 empty] | GO6 | O6 | 8538100000 | [5 empty] | 220060 | [27 empty] | https://eref.se.com/be/nl/sis-tarif/product/BOXPLUS13222 | https://eref.se.com/be/fr/sis-tarif/product/BOXPLUS13222
Schneider Electric | Schneider Electric | 01022021 |  | Schneider Electric |  | SER | BOXPLUS13311 |  |  | 78.83 |  | 1 |  | 1 | BOXPLUS13 3R Doorzichtige Deur opbouw | BOXPLUS13 3R Porte Transparente saillie |  | BOXPLUS 3R 13 saillie PT | [18 empty] | 1 | 3303432380601 | 0 |  | 4833 | 67 | 42 | 20 | 56.28 | [15 empty] | 12 | 62040 | 120 | 80 | 107 |  |  |  | 4 | N | [12 empty] | GO6 | O6 | 8538100000 | [5 empty] | 220060 | [27 empty] | https://eref.se.com/be/nl/sis-tarif/product/BOXPLUS13311 | https://eref.se.com/be/fr/sis-tarif/product/BOXPLUS13311
Schneider Electric | Schneider Electric | 01022021 |  | Schneider Electric |  | SER | BOXPLUS13312 |  |  | 78.83 |  | 1 |  | 1 | BOXPLUS13 3R Volle Deur opbouw | BOXPLUS13 3R Porte Pleine saillie |  | BOXPLUS 3R 13 saillie PP | [18 empty] | 1 | 3303432380618 | 0 |  | 5080 | 66.7 | 41.2 | 18.5 | 50838.74 | [15 empty] | 12 | 60960 | 120 | 80 | 107 |  |  |  | 4 | N | [12 empty] | GO6 | O6 | 8538100000 | [5 empty] | 220060 | [27 empty] | https://eref.se.com/be/nl/sis-tarif/product/BOXPLUS13312 | https://eref.se.com/be/fr/sis-tarif/product/BOXPLUS13312
Schneider Electric | Schneider Electric | 01022021 |  | Schneider Electric |  | SER | BOXPLUS13321 |  |  | 104.34 |  | 1 |  | 1 | BOXPLUS13 3R Doorzichtige Deur inbouw | BOXPLUS13 3R Porte Transparente encastré |  | BOXPLUS 3R 13 encastre PT | [18 empty] | 1 | 3303432380755 | 0 |  | 5480 | 66.5 | 41.5 | 18.5 | 51055.375 | [15 empty] | 12 | 65760 | 120 | 80 | 107 |  |  |  | 4 | N | [12 empty] | GO6 | O6 | 8538100000 | [5 empty] | 220060 | [27 empty] | https://eref.se.com/be/nl/sis-tarif/product/BOXPLUS13321 | https://eref.se.com/be/fr/sis-tarif/product/BOXPLUS13321
Schneider Electric | Schneider Electric | 01022021 |  | Schneider Electric |  | SER | BOXPLUS13322 |  |  | 104.34 |  | 1 |  | 1 | BOXPLUS13 3R Volle Deur inbouw | BOXPLUS13 3R Porte Pleine encastré |  | BOXPLUS 3R 13 encastre PP | [18 empty] | 1 | 3303432380762 | 0 |  | 5350 | 66.7 | 41.5 | 18.5 | 51208.925 | [15 empty] | 12 | 64200 | 120 | 80 | 107 |  |  |  | 4 | N | [12 empty] | GO6 | O6 | 8538100000 | [5 empty] | 220060 | [27 empty] | https://eref.se.com/be/nl/sis-tarif/product/BOXPLUS13322 | https://eref.se.com/be/fr/sis-tarif/product/BOXPLUS13322
Schneider Electric | Schneider Electric | 01022021 |  | Schneider Electric |  | SER | BOXPLUS13411 |  |  | 102.72 |  | 1 |  | 1 | BOXPLUS13 4R Doorzichtige Deur opbouw | BOXPLUS13 4R Porte Transparente saillie |  | BOXPLUS 4R 13 saillie PT | [18 empty] | 1 | 3303432380625 | 0 |  | 6150 | 81.6 | 41.5 | 18.5 | 62648.4 | [15 empty] | 8 | 49200 | 120 | 80 | 107 |  |  |  | 4 | N | [12 empty] | GO6 | O6 | 8538100000 | [5 empty] | 220060 | [27 empty] | https://eref.se.com/be/nl/sis-tarif/product/BOXPLUS13411 | https://eref.se.com/be/fr/sis-tarif/product/BOXPLUS13411
Schneider Electric | Schneider Electric | 01022021 |  | Schneider Electric |  | SER | BOXPLUS13412 |  |  | 102.72 |  | 1 |  | 1 | BOXPLUS13 4R Volle Deur opbouw | BOXPLUS13 4R Porte Pleine saillie |  | BOXPLUS 4R 13 saillie PP | [18 empty] | 1 | 3303432380632 | 0 |  | 5000 | 82 | 42 | 18 | 61.992 | [15 empty] | 8 | 50400 | 120 | 80 | 107 |  |  |  | 4 | N | [12 empty] | GO6 | O6 | 8538100000 | [5 empty] | 220060 | [27 empty] | https://eref.se.com/be/nl/sis-tarif/product/BOXPLUS13412 | https://eref.se.com/be/fr/sis-tarif/product/BOXPLUS13412
Schneider Electric | Schneider Electric | 01022021 |  | Schneider Electric |  | SER | BOXPLUS13421 |  |  | 115.63 |  | 1 |  | 1 | BOXPLUS13 4R Doorzichtige Deur inbouw | BOXPLUS13 4R Porte Transparente encastré |  | BOXPLUS 4R 13 encastre PT | [18 empty] | 1 | 3303432380779 | 0 |  | 7050 | 42 | 83 | 18.5 | 64491 | [23 empty] | 4 | N | [12 empty] | GO6 | O6 | 8538100000 | [5 empty] | 220060 | [27 empty] | https://eref.se.com/be/nl/sis-tarif/product/BOXPLUS13421 | https://eref.se.com/be/fr/sis-tarif/product/BOXPLUS13421
Schneider Electric | Schneider Electric | 01022021 |  | Schneider Electric |  | SER | BOXPLUS13422 |  |  | 115.63 |  | 1 |  | 1 | BOXPLUS13 4R Volle Deur inbouw | BOXPLUS13 4R Porte Pleine encastré |  | BOXPLUS 4R 13 encastre PP | [18 empty] | 1 | 3303432380809 | 0 |  | 6460 | 81.6 | 41.5 | 18.5 | 62648.4 | [15 empty] | 10 | 64600 | 120 | 80 | 107 |  |  |  | 4 | N | [12 empty] | GO6 | O6 | 8538100000 | [5 empty] | 220060 | [27 empty] | https://eref.se.com/be/nl/sis-tarif/product/BOXPLUS13422 | https://eref.se.com/be/fr/sis-tarif/product/BOXPLUS13422
Schneider Electric | Schneider Electric | 01022021 |  | Schneider Electric |  | SER | BOXPLUS18111 |  |  | 68.67 |  | 1 |  | 1 | BOXPLUS18 1R Doorzichtige Deur opbouw | BOXPLUS18 1R Porte Transparente saillie |  | BOXPLUS 1R 18 saillie PT | [18 empty] | 1 | 3303432380649 | 0 |  | 3150 | 50 | 38 | 18 | 34.2 | [15 empty] | 20 | 69140 | 120 | 80 | 107 |  |  |  | 4 | N | [12 empty] | GO6 | O6 | 8538100000 | [5 empty] | 220060 | [27 empty] | https://eref.se.com/be/nl/sis-tarif/product/BOXPLUS18111 | https://eref.se.com/be/fr/sis-tarif/product/BOXPLUS18111
Schneider Electric | Schneider Electric | 01022021 |  | Schneider Electric |  | SER | BOXPLUS18112 |  |  | 68.67 |  | 1 |  | 1 | BOXPLUS18 1R Volle Deur opbouw | BOXPLUS18 1R Porte Pleine saillie |  | BOXPLUS 1R 18 saillie PP | [18 empty] | 1 | 3303432380656 | 0 |  | 3390 | 51 | 37 | 18 | 33.966 | [15 empty] | 16 | 54240 | 120 | 80 | 107 |  |  |  | 4 | N | [12 empty] | GO6 | O6 | 8538100000 | [5 empty] | 220060 | [27 empty] | https://eref.se.com/be/nl/sis-tarif/product/BOXPLUS18112 | https://eref.se.com/be/fr/sis-tarif/product/BOXPLUS18112
Schneider Electric | Schneider Electric | 01022021 |  | Schneider Electric |  | SER | BOXPLUS18121 |  |  | 59.16 |  | 1 |  | 1 | BOXPLUS18 1R Doorzichtige Deur inbouw | BOXPLUS18 1R Porte Transparente encastré |  | BOXPLUS 1R 18 encastre PT | [18 empty] | 1 | 3303432380816 | 0 |  | 3620 | 50.2 | 36.7 | 18.5 | 34083.29 | [15 empty] | 12 | 43440 | 120 | 80 | 107 |  |  |  | 4 | N | [12 empty] | GO6 | O6 | 8538100000 | [5 empty] | 220060 | [27 empty] | https://eref.se.com/be/nl/sis-tarif/product/BOXPLUS18121 | https://eref.se.com/be/fr/sis-tarif/product/BOXPLUS18121
Schneider Electric | Schneider Electric | 01022021 |  | Schneider Electric |  | SER | BOXPLUS18122 |  |  | 59.16 |  | 1 |  | 1 | BOXPLUS18 1R Volle Deur inbouw | BOXPLUS18 1R Porte Pleine encastré |  | BOXPLUS 1R 18 encastre PP | [18 empty] | 1 | 3303432380786 | 0 |  | 3560 | 50 | 36.8 | 18.5 | 34040 | [15 empty] | 16 | 56960 | 120 | 80 | 107 |  |  |  | 4 | N | [12 empty] | GO6 | O6 | 8538100000 | [5 empty] | 220060 | [27 empty] | https://eref.se.com/be/nl/sis-tarif/product/BOXPLUS18122 | https://eref.se.com/be/fr/sis-tarif/product/BOXPLUS18122
Schneider Electric | Schneider Electric | 01022021 |  | Schneider Electric |  | SER | BOXPLUS18211 |  |  | 88.1 |  | 1 |  | 1 | BOXPLUS18 2R Doorzichtige Deur opbouw | BOXPLUS18 2R Porte Transparente saillie |  | BOXPLUS 2R 18 saillie PT | [18 empty] | 1 | 3303432380595 | 0 |  | 4700 | 50.3 | 52 | 29.5 | 77160.2 | [15 empty] | 12 | 56400 | 120 | 80 | 107 |  |  |  | 4 | N | [12 empty] | GO6 | O6 | 8538100000 | [5 empty] | 220060 | [27 empty] | https://eref.se.com/be/nl/sis-tarif/product/BOXPLUS18211 | https://eref.se.com/be/fr/sis-tarif/product/BOXPLUS18211
Schneider Electric | Schneider Electric | 01022021 |  | Schneider Electric |  | SER | BOXPLUS18212 |  |  | 88.1 |  | 1 |  | 1 | BOXPLUS18 2R Volle Deur opbouw | BOXPLUS18 2R Porte Pleine saillie |  | BOXPLUS 2R 18 saillie PP | [18 empty] | 1 | 3303432380700 | 0 |  | 4250 | 52 | 51 | 19 | 50.388 | [15 empty] | 8 | 56040 | 120 | 80 | 107 |  |  |  | 4 | N | [12 empty] | GO6 | O6 | 8538100000 | [5 empty] | 220060 | [27 empty] | https://eref.se.com/be/nl/sis-tarif/product/BOXPLUS18212 | https://eref.se.com/be/fr/sis-tarif/product/BOXPLUS18212
Schneider Electric | Schneider Electric | 01022021 |  | Schneider Electric |  | SER | BOXPLUS18221 |  |  | 102.34 |  | 1 |  | 1 | BOXPLUS18 2R Doorzichtige Deur inbouw | BOXPLUS18 2R Porte Transparente encastré |  | BOXPLUS 2R 18 encastre PT | [18 empty] | 1 | 3303432380793 | 0 |  | 4910 | 52 | 50 | 18.5 | 48100 | [15 empty] | 12 | 58920 | 120 | 80 | 107 |  |  |  | 4 | N | [12 empty] | GO6 | O6 | 8538100000 | [5 empty] | 220060 | [27 empty] | https://eref.se.com/be/nl/sis-tarif/product/BOXPLUS18221 | https://eref.se.com/be/fr/sis-tarif/product/BOXPLUS18221
Schneider Electric | Schneider Electric | 01022021 |  | Schneider Electric |  | SER | BOXPLUS18222 |  |  | 102.34 |  | 1 |  | 1 | BOXPLUS18 2R Volle Deur inbouw | BOXPLUS18 2R Porte Pleine encastré |  | BOXPLUS 2R 18 encastre PP | [18 empty] | 1 | 3303432380908 | 0 |  | 4167 | 53 | 51 | 19 | 51.357 | [15 empty] | 10 | 48400 | 120 | 80 | 107 |  |  |  | 4 | N | [12 empty] | GO6 | O6 | 8538100000 | [5 empty] | 220060 | [27 empty] | https://eref.se.com/be/nl/sis-tarif/product/BOXPLUS18222 | https://eref.se.com/be/fr/sis-tarif/product/BOXPLUS18222
Schneider Electric | Schneider Electric | 01022021 |  | Schneider Electric |  | SER | BOXPLUS18311 |  |  | 112.18 |  | 1 |  | 1 | BOXPLUS18 3R Doorzichtige Deur opbouw | BOXPLUS18 3R Porte Transparente saillie |  | BOXPLUS 3R 18 saillie PT | [18 empty] | 1 | 3303432380663 | 0 |  | 5600 | 68 | 50 | 18 | 61.2 | [15 empty] | 10 | 62600 | 120 | 80 | 107 |  |  |  | 4 | N | [12 empty] | GO6 | O6 | 8538100000 | [5 empty] | 220060 | [27 empty] | https://eref.se.com/be/nl/sis-tarif/product/BOXPLUS18311 | https://eref.se.com/be/fr/sis-tarif/product/BOXPLUS18311
Schneider Electric | Schneider Electric | 01022021 |  | Schneider Electric |  | SER | BOXPLUS18312 |  |  | 112.18 |  | 1 |  | 1 | BOXPLUS18 3R Volle Deur opbouw | BOXPLUS18 3R Porte Pleine saillie |  | BOXPLUS 3R 18 saillie PP | [18 empty] | 1 | 3303432380670 | 0 |  | 6120 | 66.7 | 50 | 18.5 | 61697.5 | [15 empty] | 10 | 61200 | 120 | 80 | 107 |  |  |  | 4 | N | [12 empty] | GO6 | O6 | 8538100000 | [5 empty] | 220060 | [27 empty] | https://eref.se.com/be/nl/sis-tarif/product/BOXPLUS18312 | https://eref.se.com/be/fr/sis-tarif/product/BOXPLUS18312
Schneider Electric | Schneider Electric | 01022021 |  | Schneider Electric |  | SER | BOXPLUS18321 |  |  | 149.66 |  | 1 |  | 1 | BOXPLUS18 3R Doorzichtige Deur inbouw | BOXPLUS18 3R Porte Transparente encastré |  | BOXPLUS 3R 18 encastre PT | [18 empty] | 1 | 3303432380915 | 0 |  | 5833 | 67 | 51 | 18 | 61.506 | [15 empty] | 10 | 65900 | 120 | 80 | 107 |  |  |  | 4 | N | [12 empty] | GO6 | O6 | 8538100000 | [5 empty] | 220060 | [27 empty] | https://eref.se.com/be/nl/sis-tarif/product/BOXPLUS18321 | https://eref.se.com/be/fr/sis-tarif/product/BOXPLUS18321
Schneider Electric | Schneider Electric | 01022021 |  | Schneider Electric |  | SER | BOXPLUS18322 |  |  | 149.66 |  | 1 |  | 1 | BOXPLUS18 3R Volle Deur inbouw | BOXPLUS18 3R Porte Pleine encastré |  | BOXPLUS 3R 18 encastre PP | [18 empty] | 1 | 3303432380922 | 0 |  | 6420 | 66.8 | 50 | 18.5 | 61790 | [15 empty] | 12 | 77040 | 120 | 80 | 107 |  |  |  | 4 | N | [12 empty] | GO6 | O6 | 8538100000 | [5 empty] | 220060 | [27 empty] | https://eref.se.com/be/nl/sis-tarif/product/BOXPLUS18322 | https://eref.se.com/be/fr/sis-tarif/product/BOXPLUS18322
Schneider Electric | Schneider Electric | 01022021 |  | Schneider Electric |  | SER | BOXPLUS18411 |  |  | 165.11 |  | 1 |  | 1 | BOXPLUS18 4R Doorzichtige Deur opbouw | BOXPLUS18 4R Porte Transparente saillie |  | BOXPLUS 4R 18 saillie PT | [18 empty] | 1 | 3303432380687 | 0 |  | 7618 | 82 | 50.3 | 18.8 | 77542.48 | [15 empty] | 8 | 60944 | 120 | 80 | 107 |  |  |  | 4 | N | [12 empty] | GO6 | O6 | 8538100000 | [5 empty] | 220060 | [27 empty] | https://eref.se.com/be/nl/sis-tarif/product/BOXPLUS18411 | https://eref.se.com/be/fr/sis-tarif/product/BOXPLUS18411
Schneider Electric | Schneider Electric | 01022021 |  | Schneider Electric |  | SER | BOXPLUS18412 |  |  | 165.11 |  | 1 |  | 1 | BOXPLUS18 4R Volle Deur opbouw | BOXPLUS18 4R Porte Pleine saillie |  | BOXPLUS 4R 18 saillie PP | [18 empty] | 1 | 3303432380694 | 0 |  | 7400 | 81.5 | 50.7 | 18.5 | 76442.925 | [15 empty] | 8 | 59200 | 120 | 80 | 107 |  |  |  | 4 | N | [12 empty] | GO6 | O6 | 8538100000 | [5 empty] | 220060 | [27 empty] | https://eref.se.com/be/nl/sis-tarif/product/BOXPLUS18412 | https://eref.se.com/be/fr/sis-tarif/product/BOXPLUS18412
Schneider Electric | Schneider Electric | 01022021 |  | Schneider Electric |  | SER | BOXPLUS18421 |  |  | 209.06 |  | 1 |  | 1 | BOXPLUS18 4R Doorzichtige Deur inbouw | BOXPLUS18 4R Porte Transparente encastré |  | BOXPLUS 4R 18 encastre PT | [18 empty] | 1 | 3303432380939 | 0 |  | 7800 | 81.7 | 50.5 | 18.5 | 76328.225 | [15 empty] | 8 | 62400 | 120 | 80 | 107 |  |  |  | 4 | N | [12 empty] | GO6 | O6 | 8538100000 | [5 empty] | 220060 | [27 empty] | https://eref.se.com/be/nl/sis-tarif/product/BOXPLUS18421 | https://eref.se.com/be/fr/sis-tarif/product/BOXPLUS18421
Schneider Electric | Schneider Electric | 01022021 |  | Schneider Electric |  | SER | BOXPLUS18422 |  |  | 209.06 |  | 1 |  | 1 | BOXPLUS18 4R Volle Deur inbouw | BOXPLUS18 4R Porte Pleine encastré |  | BOXPLUS 4R 18 encastre PP | [18 empty] | 1 | 3303432380946 | 0 |  | 7660 | 81.5 | 51 | 18.5 | 76895.25 | [15 empty] | 8 | 61280 | 120 | 80 | 107 |  |  |  | 4 | N | [12 empty] | GO6 | O6 | 8538100000 | [5 empty] | 220060 | [27 empty] | https://eref.se.com/be/nl/sis-tarif/product/BOXPLUS18422 | https://eref.se.com/be/fr/sis-tarif/product/BOXPLUS18422
Schneider Electric | Schneider Electric | 01022021 |  | Schneider Electric |  | SER | BOXPLUS24301 |  |  | 108.39 |  | 1 |  | 1 | Doorzichtige Deur voor BOXPLUS 24M 3R | Porte Transparente pour BOXPLUS 24M 3R |  | BOXPLUS PT 3R 24 | [18 empty] | 1 | 3303432370459 | 0 |  | 5180 | 63 | 68.5 | 7 | 30208.5 | [15 empty] | 20 | 140000 | 80 | 120 | 120 |  |  |  | 5 | N | [12 empty] | GO7 | O7 | 85389099 | [33 empty] | https://eref.se.com/be/nl/sis-tarif/product/BOXPLUS24301 | https://eref.se.com/be/fr/sis-tarif/product/BOXPLUS24301
Schneider Electric | Schneider Electric | 01022021 |  | Schneider Electric |  | SER | BOXPLUS24302 |  |  | 60.01 |  | 1 |  | 1 | Volle Deur voor BOXPLUS 24M 3R | Porte Pleine pour BOXPLUS 24M 3R |  | BOXPLUS PP 3R 24 | [18 empty] | 1 | 3303432370497 | 0 |  | 5100 | 65 | 69 | 7 | 31395 | [15 empty] | 20 | 114000 | 80 | 120 | 120 |  |  |  | 5 | N | [12 empty] | GO7 | O7 | 85389099 | [33 empty] | https://eref.se.com/be/nl/sis-tarif/product/BOXPLUS24302 | https://eref.se.com/be/fr/sis-tarif/product/BOXPLUS24302
Schneider Electric | Schneider Electric | 01022021 |  | Schneider Electric |  | SER | BOXPLUS24310 |  |  | 229.26 |  | 1 |  | 1 | BOXPLUS24 3R Zonder Deur opbouw | BOXPLUS24 3R Sans Porte saillie |  | BOXPLUS 3R 24 SAILLIE | [18 empty] | 1 | 3303432370787 | 0 |  | 10110 | 63.5 | 69 | 15 | 65722.5 | [15 empty] | 8 | 106400 | 120 | 80 | 80 |  |  |  | 2 | Y | [12 empty] | GO7 | O7 | 8538100000 | [33 empty] | https://eref.se.com/be/nl/sis-tarif/product/BOXPLUS24310 | https://eref.se.com/be/fr/sis-tarif/product/BOXPLUS24310
Schneider Electric | Schneider Electric | 01022021 |  | Schneider Electric |  | SER | BOXPLUS24401 |  |  | 124.52 |  | 1 |  | 1 | Doorzichtige Deur voor BOXPLUS 24M 4R | Porte Transparente pour BOXPLUS 24M 4R |  | BOXPLUS PT 4R 24 | [18 empty] | 1 | 3303432370466 | 0 |  | 7750 | 65 | 84 | 7 | 38220 | [15 empty] | 19 | 159250 | 80 | 120 | 80 |  |  |  | 5 | N | [12 empty] | GO7 | O7 | 85389099 | [33 empty] | https://eref.se.com/be/nl/sis-tarif/product/BOXPLUS24401 | https://eref.se.com/be/fr/sis-tarif/product/BOXPLUS24401
Schneider Electric | Schneider Electric | 01022021 |  | Schneider Electric |  | SER | BOXPLUS24402 |  |  | 66.61 |  | 1 |  | 1 | Volle Deur voor BOXPLUS 24M 4R | Porte Pleine pour BOXPLUS 24M 4R |  | BOXPLUS PP 4R 24 | [18 empty] | 1 | 3303432370909 | 0 |  | 5950 | 65 | 84 | 7 | 38220 | [15 empty] | 19 | 125050 | 80 | 120 | 80 |  |  |  | 5 | N | [12 empty] | GO7 | O7 | 85389099 | [33 empty] | https://eref.se.com/be/nl/sis-tarif/product/BOXPLUS24402 | https://eref.se.com/be/fr/sis-tarif/product/BOXPLUS24402
Schneider Electric | Schneider Electric | 01022021 |  | Schneider Electric |  | SER | BOXPLUS24410 |  |  | 286.4 |  | 1 |  | 1 | BOXPLUS24 4R Zonder Deur opbouw | BOXPLUS24 4R Sans Porte saillie |  | BOXPLUS 4R 24 SAILLIE | [18 empty] | 1 | 3303432370794 | 0 |  | 14400 | 65 | 84 | 16 | 87360 | [15 empty] | 9 | 141600 | 80 | 120 | 120 |  |  |  | 2 | Y | [12 empty] | GO7 | O7 | 8538100000 | [33 empty] | https://eref.se.com/be/nl/sis-tarif/product/BOXPLUS24410 | https://eref.se.com/be/fr/sis-tarif/product/BOXPLUS24410
Schneider Electric | Schneider Electric | 01022021 |  | Schneider Electric |  | SER | BOXPLUS24501 |  |  | 157.98 |  | 1 |  | 1 | Doorzichtige Deur voor BOXPLUS 24M 5R | Porte Transparente pour BOXPLUS 24M 5R |  | BOXPLUS PT 5R 24 | [18 empty] | 1 | 3303432370473 | 0 |  | 7200 | 64 | 99 | 7 | 44352 | [15 empty] | 17 | 165000 | 80 | 120 | 120 |  |  |  | 5 | N | [12 empty] | GO7 | O7 | 85389099 | [33 empty] | https://eref.se.com/be/nl/sis-tarif/product/BOXPLUS24501 | https://eref.se.com/be/fr/sis-tarif/product/BOXPLUS24501
Schneider Electric | Schneider Electric | 01022021 |  | Schneider Electric |  | SER | BOXPLUS24502 |  |  | 75.83 |  | 1 |  | 1 | Volle Deur voor BOXPLUS 24M 5R | Porte Pleine pour BOXPLUS 24M 5R |  | BOXPLUS PP 5R 24 | [18 empty] | 1 | 3303432370817 | 0 |  | 7100 | 65 | 99 | 7 | 45045 | [15 empty] | 17 | 132700 | 80 | 120 | 120 |  |  |  | 5 | N | [12 empty] | GO7 | O7 | 85389099 | [33 empty] | https://eref.se.com/be/nl/sis-tarif/product/BOXPLUS24502 | https://eref.se.com/be/fr/sis-tarif/product/BOXPLUS24502
Schneider Electric | Schneider Electric | 01022021 |  | Schneider Electric |  | SER | BOXPLUS24510 |  |  | 335.54 |  | 1 |  | 1 | BOXPLUS24 5R Zonder Deur opbouw | BOXPLUS24 5R Sans Porte saillie |  | BOXPLUS 5R 24 SAILLIE | [18 empty] | 1 | 3303432370800 | 0 |  | 17200 | 65 | 99 | 16 | 102960 | [15 empty] | 9 | 166800 | 80 | 120 | 120 |  |  |  | 2 | Y | [12 empty] | GO7 | O7 | 8538100000 | [33 empty] | https://eref.se.com/be/nl/sis-tarif/product/BOXPLUS24510 | https://eref.se.com/be/fr/sis-tarif/product/BOXPLUS24510
Schneider Electric | Schneider Electric | 01022021 |  | Schneider Electric |  | SER | BOXPLUS24601 |  |  | 174.3 |  | 1 |  | 1 | Doorzichtige Deur voor BOXPLUS 24M 6R | Porte Transparente pour BOXPLUS 24M 6R |  | BOXPLUS PT 6R 24 | [18 empty] | 1 | 3303432370480 | 0 |  | 8230 | 63.5 | 113.5 | 7 | 50450.75 | [15 empty] | 15 | 165900 | 80 | 120 | 120 |  |  |  | 5 | N | [12 empty] | GO7 | O7 | 85389099 | [33 empty] | https://eref.se.com/be/nl/sis-tarif/product/BOXPLUS24601 | https://eref.se.com/be/fr/sis-tarif/product/BOXPLUS24601
Schneider Electric | Schneider Electric | 01022021 |  | Schneider Electric |  | SER | BOXPLUS24602 |  |  | 82 |  | 1 |  | 1 | Volle Deur voor BOXPLUS 24M 6R | Porte Pleine pour BOXPLUS 24M 6R |  | BOXPLUS PP 6R 24 | [18 empty] | 1 | 3303432370824 | 0 |  | 7050 | 56.5 | 113.5 | 7 | 44889.25 | [15 empty] | 15 | 132750 | 80 | 120 | 120 |  |  |  | 5 | N | [12 empty] | GO7 | O7 | 85389099 | [33 empty] | https://eref.se.com/be/nl/sis-tarif/product/BOXPLUS24602 | https://eref.se.com/be/fr/sis-tarif/product/BOXPLUS24602
Schneider Electric | Schneider Electric | 01022021 |  | Schneider Electric |  | SER | BOXPLUS24610 |  |  | 358.25 |  | 1 |  | 1 | BOXPLUS24 6R Zonder Deur opbouw | BOXPLUS24 6R Sans Porte saillie |  | BOXPLUS 6R 24 SAILLIE | [18 empty] | 1 | 3303432370442 | 0 |  | 19500 | 63.5 | 114 | 15.5 | 112204.5 | [15 empty] | 9 | 187500 | 80 | 120 | 120 |  |  |  | 2 | Y | [12 empty] | GO7 | O7 | 8538100000 | [33 empty] | https://eref.se.com/be/nl/sis-tarif/product/BOXPLUS24610 | https://eref.se.com/be/fr/sis-tarif/product/BOXPLUS24610
Schneider Electric | Schneider Electric | 01022021 |  | Schneider Electric |  | SER | CCT15838 |  |  | 136.32 |  | 1 |  | 1 | Programmeerbare schakelklok IHP 18mm | Interrupteur horaire programmable IHP 18 |  | PROGRAMMABLE TIME SWITCH 16A 230VAC TYPE | [8 empty] | 09.07 | 1 | [8 empty] | 1 | 3606480769238 | 0 |  | 128 | 11 | 8 | 3 | 0.264 | [7 empty] | 43606480769236 | 86 | 11721 | 40 | 30 | 30 | [10 empty] | 6 | N | [12 empty] | G11 | OH | 9107000090 | [14 empty] | Acti 9 - IHP+ 1C 18 mm digitale tijdschakelaar met weekprogramma | Acti 9 - IHP+ interrupteur horaire 1C 18 mm avec programme hebdomadaire | [17 empty] | https://eref.se.com/be/nl/sis-tarif/product/CCT15838 | https://eref.se.com/be/fr/sis-tarif/product/CCT15838
Schneider Electric | Schneider Electric | 01022021 |  | Schneider Electric |  | SER | CCT15841 |  |  | 277.34 |  | 1 |  | 1 | THERMOSTAAT TH4 | THERMOSTAT TH4 |  | 3 THRESHOLD ELECTRON THERMOS TH4 | [8 empty] | 09.07 | 1 | [8 empty] | 1 | 3606480375941 | 0 |  | 284 | 9 | 9 | 8 | 0.648 | [7 empty] | 43606480375949 | 12 | 3674 | 40 | 30 | 15 | [10 empty] | 6 | N | [12 empty] | CUC | ZC | 9032102090 | [14 empty] | Acti 9 - TH4 - thermostaat - 1 zone - +8°C tot +26°C | Acti 9 - TH4 - thermostat - 1 zone - +8° C à +26° C | [17 empty] | https://eref.se.com/be/nl/sis-tarif/product/CCT15841 | https://eref.se.com/be/fr/sis-tarif/product/CCT15841
Schneider Electric | Schneider Electric | 01022021 |  | Schneider Electric |  | SER | CCT1A000 |  |  | 146.24 |  | 1 |  | 1 | RF AFSTANDSBEDIENING - METAAL 8 TOETSEN | TELECOMMANDE RF METAL 8TOUCHES |  | RF remote control - Metal 8 keys | [18 empty] | 1 | 3606485110363 | 0 |  | 223 | 20 | 7 | 5 | 0.7 | [7 empty] | 43606485110361 | 30 | 7211 | 40 | 30 | 30 | [10 empty] | 6 | N | [12 empty] | G11 | OH | 8526920090 | [14 empty] | Unica Wireless - metalen afstandsbediening - 8 kanalen - d.grijs | Unica Wireless - télécommande métal - 8 canaux - gris foncé | [17 empty] | https://eref.se.com/be/nl/sis-tarif/product/CCT1A000 | https://eref.se.com/be/fr/sis-tarif/product/CCT1A000
Schneider Electric | Schneider Electric | 01022021 |  | Schneider Electric |  | SER | CCT1A010 |  |  | 71.94 |  | 1 |  | 1 | RF SLEUTELHANGER-HANDZENDER 4 TOETSEN | TELECOMMANDE RF MINI 4 TOUCHES |  | RF remote control - Keyring 4 keys | [18 empty] | 1 | 3606485110370 | 0 |  | 96 | 11 | 10 | 6 | 0.66 | [7 empty] | 43606485110378 | 34 | 3751 | 40 | 30 | 30 | [10 empty] | 6 | N | [12 empty] | G11 | OH | 8526920090 | [14 empty] | Unica Wireless - sleutelhanger handzender - 4 kanalen - d.grijs | Unica Wireless - commande porte-clés - 4 canaux - gris foncé | [17 empty] | https://eref.se.com/be/nl/sis-tarif/product/CCT1A010 | https://eref.se.com/be/fr/sis-tarif/product/CCT1A010
Schneider Electric | Schneider Electric | 01022021 |  | Schneider Electric |  | SER | CCT1A022 |  |  | 130.42 |  | 1 |  | 1 | UNICA WIRELESS MOBIEL STOPCONTACT RELAIS | Unica Wireless Prise mobile Relais |  | RF MOBILE SOCKET RELAY 10A - FR | [8 empty] | 09.07 | 1 | [8 empty] | 1 | 3606485110646 | 0 |  | 219 | 12 | 12 | 6 | 0.864 | [7 empty] | 43606485110644 | 30 | 7283 | 40 | 30 | 30 | [10 empty] | 6 | N | [12 empty] | G11 | OH | 8536699099 | [14 empty] | Unica Wireless - mobiel stopcont.relais - Frans - 230 V AC - wit | Unica Wireless - prise de courant mobile relais - Français - 230V CA - blanc | [17 empty] | https://eref.se.com/be/nl/sis-tarif/product/CCT1A022 | https://eref.se.com/be/fr/sis-tarif/product/CCT1A022
Schneider Electric | Schneider Electric | 01022021 |  | Schneider Electric |  | SER | CCT1A030 |  |  | 84.14 |  | 1 |  | 1 | RF UNIVERSELE ZENDER 4 KANALEN | EMETTEUR UNIV RF 4 VOIES |  | RF universal emitter 4 channels | [18 empty] | 1 | 3606485110677 | 0 |  | 99 | 11 | 10 | 7 | 0.77 | [8 empty] | 34 | 3853 | 40 | 30 | 30 | [10 empty] | 6 | N | [12 empty] | G11 | OH | 8526920090 | [14 empty] | Unica Wireless - universele zender - 4 kanalen - wit | Unica Wireless - émetteur universel - 4 canaux - blanc | [17 empty] | https://eref.se.com/be/nl/sis-tarif/product/CCT1A030 | https://eref.se.com/be/fr/sis-tarif/product/CCT1A030
Schneider Electric | Schneider Electric | 01022021 |  | Schneider Electric |  | SER | CCT1A031 |  |  | 127.91 |  | 1 |  | 1 | RF UNIVERSEEL ONTVANGER-RELAIS 10A | RECEPTEUR UNIV RF RELAIS 10A |  | RF universal receiver Relay 10A | [8 empty] | 09.07 | 1 | [8 empty] | 1 | 3606485110684 | 0 |  | 124 | 11 | 10 | 6 | 0.66 | [7 empty] | 43606485110682 | 34 | 4743 | 40 | 30 | 30 | [10 empty] | 6 | N | [12 empty] | G11 | OH | 8526920090 | [14 empty] | RF UNIVERSEEL ONTVANGER-RELAIS 10A | RECEPTEUR UNIV RF RELAIS 10A | [17 empty] | https://eref.se.com/be/nl/sis-tarif/product/CCT1A031 | https://eref.se.com/be/fr/sis-tarif/product/CCT1A031
Schneider Electric | Schneider Electric | 01022021 |  | Schneider Electric |  | SER | CCT551011 |  |  | 160.25 |  | 1 |  | 8 | Aanwezigheidsmelder Argus DUAL 1 kanaal | Détecteur de présence Argus DUAL 1 canal |  | ARGUS Presence Dual-Tech - 1ch | [8 empty] | 09.07 | 1 | [8 empty] | 1 | 3606480995521 | 0 |  | 462 | 18 | 12 | 13 | 2.808 | 43606480995529 | 8 | 10290 | 50 | 31 | 40 | [8 empty] | 73606480995520 | 160 | 88920 | 120 | 80 | 95 |  |  |  | 6 | N | [12 empty] | G12 | OA | 8537109899 | [33 empty] | https://eref.se.com/be/nl/sis-tarif/product/CCT551011 | https://eref.se.com/be/fr/sis-tarif/product/CCT551011
Schneider Electric | Schneider Electric | 01022021 |  | Schneider Electric |  | SER | CCT551012 |  |  | 184.91 |  | 1 |  | 20 | Aanwezigheidsmelder Argus DUAL 2 kanalen | Détecteur de présence Argus DUAL 2 canau |  | ARGUS Presence Dual-Tech - 2ch | [8 empty] | 09.07 | 1 | [8 empty] | 1 | 3606480995538 | 0 |  | 346 | 18 | 12 | 13 | 2.808 | 43606480995536 | 20 | 10290 | 50 | 31 | 40 |  | 43606480995536 | 8 | 4336 | 40 | 30 | 30 |  | 73606480995537 | 160 | 88920 | 120 | 80 | 95 |  |  |  | 6 | N | [12 empty] | G12 | OA | 8537109899 | [33 empty] | https://eref.se.com/be/nl/sis-tarif/product/CCT551012 | https://eref.se.com/be/fr/sis-tarif/product/CCT551012
Schneider Electric | Schneider Electric | 01022021 |  | Schneider Electric |  | SER | CCT551023 |  |  | 138.05 |  | 1 |  | 27 | Aanwezigheidsmelder Argus HF 2 kanalen | Détecteur de présence Argus HF 2 canaux |  | ARGUS Presence HF High Bay - 2ch | [8 empty] | 09.07 | 1 | [8 empty] | 1 | 3606480995507 | 0 |  | 160 | 16 | 16 | 12 | 3.072 | 43606480995505 | 27 | 11150 | 49.5 | 35.4 | 36.5 |  | 43606480995505 | 6 | 2872 | 40 | 30 | 30 |  | 73606480995506 | 216 | 95352 | 120 | 80 | 88 |  |  |  | 2 | Y | [12 empty] | G12 | OA | 8537109899 | [33 empty] | https://eref.se.com/be/nl/sis-tarif/product/CCT551023 | https://eref.se.com/be/fr/sis-tarif/product/CCT551023
Schneider Electric | Schneider Electric | 01022021 |  | Schneider Electric |  | SER | CCT552006 |  |  | 192.3 |  | 1 |  | 27 | Aanwezigheidsmelder Argus DALI 2 zones M | Détecteur de présence Argus DALI 2 zones |  | ARGUS Presence DALI 230V - 2 zones | [8 empty] | 09.07 | 1 | [8 empty] | 1 | 3606480995477 | 0 |  | 108.7 | 13 | 11 | 17 | 2.431 | 43606480995475 | 27 | 10000 | 39 | 33 | 39.5 |  | 43606480995475 | 10 | 4947 | 40 | 30 | 30 |  | 73606480995476 | 240 | 101350 | 120 | 80 | 50 |  |  |  | 6 | N | [12 empty] | G12 | OA | 8537109899 | [33 empty] | https://eref.se.com/be/nl/sis-tarif/product/CCT552006 | https://eref.se.com/be/fr/sis-tarif/product/CCT552006
Schneider Electric | Schneider Electric | 01022021 |  | Schneider Electric |  | SER | CCT555006 |  |  | 110.95 |  | 1 |  | 27 | Aanwezigheidsmelder Argus DALI 2 zones S | Détecteur de présence Argus DALI 2 zones |  | ARGUS Presence DALI 230V - Slave | [8 empty] | 09.07 | 1 | [8 empty] | 1 | 3606480995484 | 0 |  | 97 | 13 | 11 | 17 | 2.431 | 43606480995482 | 27 | 8800 | 39 | 33 | 39.5 |  | 43606480995482 | 10 | 4823 | 40 | 30 | 30 |  |  | 240 | 98712 | 120 | 80 | 80 |  |  |  | 6 | N | [12 empty] | G12 | OA | 8537109899 | [33 empty] | https://eref.se.com/be/nl/sis-tarif/product/CCT555006 | https://eref.se.com/be/fr/sis-tarif/product/CCT555006
Schneider Electric | Schneider Electric | 01022021 |  | Schneider Electric |  | SER | CCT556006 |  |  | 29.59 |  | 1 |  | 20 | Afstandsbedienings IR voor CCT552006 | Commande à distance IR pour CCT552006 |  | ARGUS IR Remote Controller DALI | [18 empty] | 1 | 3606480995491 | 0 |  | 30.8 | 6 | 6 | 11 | 0.396 | 43606480995499 | 20 | 2300 | 32 | 13.4 | 11.3 |  | 43606480995499 | 14 | 1688 | 40 | 15 | 15 | [10 empty] | 6 | N | [12 empty] | G12 | OA | 8543709099 | [33 empty] | https://eref.se.com/be/nl/sis-tarif/product/CCT556006 | https://eref.se.com/be/fr/sis-tarif/product/CCT556006
Schneider Electric | Schneider Electric | 01022021 |  | Schneider Electric |  | SER | CCT556011 |  |  | 29.59 |  | 1 |  | 20 | Afstandsbedienings IR voor CCT551011 - C | Commande à distance IR pour CCT551011 - |  | ARGUS IR Remote Controller Dual-Tech | [18 empty] | 1 | 3606480995545 | 0 |  | 30.8 | 6 | 6 | 11 | 0.396 | 43606480995543 | 20 | 2300 | 32 | 13.4 | 11.3 |  | 43606480995543 | 14 | 1630 | 40 | 15 | 15 |  |  | 1344 | 123648 | 120 | 80 | 80 |  |  |  | 6 | N | [12 empty] | G12 | OA | 8543709099 | [33 empty] | https://eref.se.com/be/nl/sis-tarif/product/CCT556011 | https://eref.se.com/be/fr/sis-tarif/product/CCT556011
Schneider Electric | Schneider Electric | 01022021 |  | Schneider Electric |  | SER | CCT556023 |  |  | 29.59 |  | 1 |  | 20 | Afstandsbedienings IR voor CCT551023 | Commande à distance IR pour CCT551023 |  | ARGUS IR Remote Controller HF | [18 empty] | 1 | 3606480995514 | 0 |  | 30.8 | 6 | 6 | 11 | 0.396 | 43606480995512 | 20 | 2300 | 32 | 13.4 | 11.3 |  | 43606480995512 | 12 | 1588 | 40 | 15 | 15 | [10 empty] | 6 | N | [12 empty] | G12 | OA | 8543709099 | [33 empty] | https://eref.se.com/be/nl/sis-tarif/product/CCT556023 | https://eref.se.com/be/fr/sis-tarif/product/CCT556023
Schneider Electric | Schneider Electric | 01022021 |  | Schneider Electric |  | SER | CCT56P001 |  |  | 48.1 |  | 1 |  | 12 | ARGUS INBOUW BEWEGINGSMELDER | Détecteur de mouvement Argus 360° intéri |  | INDOOR MOVEMENT DETECTOR 360 FALSE CEILI | [8 empty] | 09.07 | 1 | [8 empty] | 1 | 3606480149955 | 0 |  | 281 | 13 | 13 | 7 | 1.183 | 13606480149952 | 12 | 3658 | 38.9 | 27 | 14.4 |  | 43606480149953 | 48 | 15392 | 60 | 40 | 30 |  |  | 576 | 184464 | 120 | 80 | 105 |  |  |  | 2 | Y | [12 empty] | G12 | OA | 8537109899 | [14 empty] | ARGUS standaard binnen, verlaagd plafond 360° - doos | ARGUS intérieur standard, faux plafond à 360° - carton | [17 empty] | https://eref.se.com/be/nl/sis-tarif/product/CCT56P001 | https://eref.se.com/be/fr/sis-tarif/product/CCT56P001
Schneider Electric | Schneider Electric | 01022021 |  | Schneider Electric |  | SER | CCT56P002 |  |  | 47.38 |  | 1 |  | 1 | ARGUS OPBOUW BEWEGINGSMELDERS | Détecteur de mouvement Argus 360° intéri |  | INDOOR MOVEMENT DETECTOR 360 | [8 empty] | 09.07 | 1 | [8 empty] | 1 | 3606480145179 | 0 |  | 316 | 14 | 14 | 6 | 1.176 | [23 empty] | 2 | Y | [12 empty] | G12 | OA | 8537109899 | [33 empty] | https://eref.se.com/be/nl/sis-tarif/product/CCT56P002 | https://eref.se.com/be/fr/sis-tarif/product/CCT56P002
Schneider Electric | Schneider Electric | 01022021 |  | Schneider Electric |  | SER | CCT570003 |  |  | 86.3 |  | 1 |  | 48 | Bewegingsmelder Argus 360° vals plafond | Détecteur de mouvement Argus 360° faux p |  | ARGUS Standard PIR 2 Channel | [8 empty] | 09.07 | 1 | [8 empty] | 1 | 3606480995446 | 0 |  | 207 | 13 | 13 | 6 | 1.014 | 43606480995444 | 48 | 20200 | 54 | 40 | 27 |  | 43606480995444 | 48 | 13940 | 60 | 40 | 30 | [10 empty] | 6 | N | [12 empty] | G12 | OA | 8537109899 | [33 empty] | https://eref.se.com/be/nl/sis-tarif/product/CCT570003 | https://eref.se.com/be/fr/sis-tarif/product/CCT570003
Schneider Electric | Schneider Electric | 01022021 |  | Schneider Electric |  | SER | CCT570005 |  |  | 86.3 |  | 1 |  | 48 | Mini bewegingsmelder Argus 360° 1 kanaal | Mini détecteur de mouvement Argus 360° 1 |  | ARGUS Standard mini PIR | [8 empty] | 09.07 | 1 | [8 empty] | 1 | 3606480995439 | 0 |  | 207 | 11 | 8 | 7 | 0.616 | 43606480995437 | 48 | 20200 | 37.5 | 25 | 33 |  | 43606480995437 | 42 | 9200 | 40 | 30 | 30 |  |  | 336 | 81600 | 120 | 80 | 50 |  |  |  | 6 | N | [12 empty] | G12 | OA | 8537109899 | [33 empty] | https://eref.se.com/be/nl/sis-tarif/product/CCT570005 | https://eref.se.com/be/fr/sis-tarif/product/CCT570005
Schneider Electric | Schneider Electric | 01022021 |  | Schneider Electric |  | SER | CCT99100 |  |  | 50.13 |  | 1 |  | 1 | LED DIMMER MODULE INBOUW 100W RCRL | MODULE VARIATEUR UNIVERSEL LED 100W RCRL |  | LED Dimmer module 100W RCRL - SDM100LED | [8 empty] | 09.07 | 1 | [8 empty] | 1 | 3606480746239 | 0 |  | 73 | 7 | 7 | 4 | 0.196 | [7 empty] | 43606480746237 | 105 | 8168 | 40 | 30 | 30 | [10 empty] | 6 | N | [12 empty] | G11 | OH | 8536508090 | [14 empty] | Universele LED dimmermodule RCRL max. 200 W, LED max. 100 W - inbouwmontage | Module variateur LED universel RC/RL max.200W, LED max. 100W - montage encastré | [17 empty] | https://eref.se.com/be/nl/sis-tarif/product/CCT99100 | https://eref.se.com/be/fr/sis-tarif/product/CCT99100
Schneider Electric | Schneider Electric | 01022021 |  | Schneider Electric |  | SER | CCTDT5130 |  |  | 50.01 |  | 1 |  | 1 | EXPANDER PLUSLINK | EXPANDER PLUSLINK |  | PlusLink Expander Din Rail | [8 empty] | 09.07 | 1 | [8 empty] | 1 | 3606480468216 | 0 |  | 76 | 9 | 6 | 10 | 0.54 | [23 empty] | 2 | Y | [12 empty] | G12 | OA | 8536909500 | [33 empty] | https://eref.se.com/be/nl/sis-tarif/product/CCTDT5130 | https://eref.se.com/be/fr/sis-tarif/product/CCTDT5130
Schneider Electric | Schneider Electric | 01022021 |  | Schneider Electric |  | SER | CCTR1P004 |  |  | 65.06 |  | 1 |  | 1 | ARGUS BEW.MELDER 120 GRADEN BUITEN | MOV. DET. 140° STANDARD OUTDOOR |  | OUTDOOR MOVEMENT DETECTOR 120 BLISTER | [8 empty] | 09.07 | 1 | [8 empty] | 1 | 3606480074653 | 0 |  | 240 | 28 | 19 | 4 | 2.128 | 3606480074653 | 1 | 310 | 27.7 | 18.5 | 4.3 |  | 43606480074651 | 10 | 3950 | 60 | 40 | 30 | [10 empty] | 7 | N | [12 empty] | G12 | OA | 8537109899 | [33 empty] | https://eref.se.com/be/nl/sis-tarif/product/CCTR1P004 | https://eref.se.com/be/fr/sis-tarif/product/CCTR1P004
Schneider Electric | Schneider Electric | 01022021 |  | Schneider Electric |  | SER | CCTR1P008 |  |  | 78.51 |  | 1 |  | 1 | ARGUS BEW.MELDER BUITEN 360 GRADEN | MOV. DET. 360° STANDARD OUTDOOR |  | OUTDOOR MOVEMENT DETECTOR 360 BLISTER | [8 empty] | 09.07 | 1 | [8 empty] | 1 | 3606480074660 | 0 |  | 280 | 27 | 18 | 7 | 3.402 | 3606480074660 | 1 | 330 | 27.7 | 19 | 7.6 | [17 empty] | 7 | N | [12 empty] | G12 | OA | 8537109899 | [33 empty] | https://eref.se.com/be/nl/sis-tarif/product/CCTR1P008 | https://eref.se.com/be/fr/sis-tarif/product/CCTR1P008
Schneider Electric | Schneider Electric | 01022021 |  | Schneider Electric |  | SER | EER31700 |  |  | 106.74 |  | 1 |  | 1 | Wiser PLC module | Module Wiser PLC |  | WISER WIRELESS PLC | [18 empty] | 1 | 3606481257840 | 0 |  | 150 | 11 | 8 | 5 | 0.44 | [7 empty] | 43606481257848 | 50 | 8213 | 40 | 30 | 30 | [10 empty] | 6 | N | [12 empty] | R93 | NN | 8517620000 | [33 empty] | https://eref.se.com/be/nl/sis-tarif/product/EER31700 | https://eref.se.com/be/fr/sis-tarif/product/EER31700
Schneider Electric | Schneider Electric | 01022021 |  | Schneider Electric |  | SER | EER31720 |  |  | 184.38 |  | 1 |  | 1 | Kit Wiser PLC + Stopcontact | Kit Wiser CPL + Prise |  | Wiser Connect Kit France and Belgium | [18 empty] | 1 | 3606489484101 | 0 |  | 496 | 17 | 13 | 8 | 1.768 | [7 empty] | 43606489484109 | 12 | 6475 | 40 | 30 | 30 | [10 empty] | 19 | N | [12 empty] | R93 | NN | 8517620000 | [33 empty] | https://eref.se.com/be/nl/sis-tarif/product/EER31720 | https://eref.se.com/be/fr/sis-tarif/product/EER31720
Schneider Electric | Schneider Electric | 01022021 |  | Schneider Electric |  | SER | EER31800 |  |  | 164.97 |  | 1 |  | 1 | Wiser Energy IP | Module Wiser IP |  | WISER ENERGY MODULE IP | [18 empty] | 1 | 3606481216182 | 0 |  | 133 | 7 | 5 | 8 | 0.28 | 3606481216182 | 1 | 185 | 6.5 | 11.5 | 8.5 |  | 43606481216180 | 36 | 7497 | 40 | 30 | 30 | [10 empty] | 2 | Y | [12 empty] | R93 | NN | 8517620000 | [33 empty] | https://eref.se.com/be/nl/sis-tarif/product/EER31800 | https://eref.se.com/be/fr/sis-tarif/product/EER31800
Schneider Electric | Schneider Electric | 01022021 |  | Schneider Electric |  | SER | ENN04520 |  |  | 8.83 |  | 1 |  | 5 | DOOS METSELWERK 220X160X45 | Bte Maçon. 220X160X45 |  | Murabox 220x160x45 dry wall mounting | [18 empty] | 5 | 3295150045200 | 0 |  | 1716 | 19.5 | 25 | 29 | 14137.5 | [23 empty] | 2 | Y | [12 empty] | SRI | I5 | 8538100000 | [14 empty] | Multifix Modulo - aansluitdoos - 1 st. - blauw - 220x160x45 | Multifix Modulo - boîte de jonction - 1 gang - bleu - 220x160x45 | [17 empty] | https://eref.se.com/be/nl/sis-tarif/product/ENN04520 | https://eref.se.com/be/fr/sis-tarif/product/ENN04520
Schneider Electric | Schneider Electric | 01022021 |  | Schneider Electric |  | SER | EVB1A22P2KI |  |  | 1215.85 |  | 1 |  | 1 | EVlink Wallbox G4 7,4/22kW-T2 sleutel | EVlink Wallbox G4 7,4/22kW-T2 clé |  | EVLINK SMART WALLBOX 7 22 KW T2 KEY | [8 empty] | 09.54 | 1 | [8 empty] | 1 | 3606480935206 | 0 |  | 8576 | 54 | 40 | 27 | 58.32 | 3606480935206 | 1 | 8576 | 54 | 40 | 27 | [8 empty] | 73606480935205 | 4 | 42804 | 60 | 80 | 80 |  |  |  | 6 | N | [12 empty] | ELV | LV | 8504405590 | [14 empty] | Laadstation - EVlink Smart Wallbox - 7,4/22 kW - T2 - Sleutel | Borne de recharge EVlink Smart Wallbox - 7,4/22 kW - T2 - Clé | [17 empty] | https://eref.se.com/be/nl/sis-tarif/product/EVB1A22P2KI | https://eref.se.com/be/fr/sis-tarif/product/EVB1A22P2KI
Schneider Electric | Schneider Electric | 01022021 |  | Schneider Electric |  | SER | EVB1A22P2RI |  |  | 1366.91 |  | 1 |  | 1 | EVLINK SMART WALLBOX-7,4KW/22,1KW-1/3 FA | EVlink Wallbox G4 7,4/22kW-T2 RFID |  | EVLINK SMART WALLBOX 7 22 KW T2 RFID | [8 empty] | 09.54 | 1 | [8 empty] | 1 | 3606480935213 | 0 |  | 8635 | 54 | 40 | 27 | 58.32 | 3606480935213 | 1 | 8635 | 54 | 40 | 27 | [8 empty] | 73606480935212 | 4 | 43040 | 60 | 80 | 80 |  |  |  | 2 | Y | [12 empty] | ELV | LV | 8504405590 | [14 empty] | Laadstation - EVlink Smart Wallbox - 7,4/22 kW - T2 - RFID | Borne de recharge EVlink Smart Wallbox - 7,4/22 kW - T2 - RFID | [17 empty] | https://eref.se.com/be/nl/sis-tarif/product/EVB1A22P2RI | https://eref.se.com/be/fr/sis-tarif/product/EVB1A22P2RI
Schneider Electric | Schneider Electric | 01022021 |  | Schneider Electric |  | SER | EVB1A22P4EKI |  |  | 1397.11 |  | 1 |  | 1 | SWB 7/22kW - T2S - TE - KEY | EVlink Wallbox G4 7,4/22kW-T2 3kW-TE clé |  | EVLINK SMART WALLBOX 7 22 KW T2S TE KEY | [8 empty] | 09.54 | 1 | [8 empty] | 1 | 3606480935244 | 0 |  | 8893 | 54 | 40 | 27 | 58.32 | 3606480935244 | 1 | 8893 | 54 | 40 | 27 | [8 empty] | 73606480935243 | 4 | 44072 | 60 | 80 | 80 |  |  |  | 6 | N | [12 empty] | ELV | LV | 8504405590 | [14 empty] | Laadstation - EVlink Smart Wallbox - 7.4/22 kW - T2S - 2,3 kW - TE - Sleutel | Borne de recharge EVlink Smart Wallbox - 7,4/22 kW - T2S - 2,3 kW -TE - Clé | [17 empty] | https://eref.se.com/be/nl/sis-tarif/product/EVB1A22P4EKI | https://eref.se.com/be/fr/sis-tarif/product/EVB1A22P4EKI
Schneider Electric | Schneider Electric | 01022021 |  | Schneider Electric |  | SER | EVB1A22P4ERI |  |  | 1489.62 |  | 1 |  | 1 | EVlink Wallbox G4 7,4/22kW-T2 3kW-TE RFI | EVlink Wallbox G4 7,4/22kW-T2 3kW-TE RFI |  | EVLINK SMART WALLBOX 7 22 KW T2S TE RFID | [8 empty] | 09.54 | 1 | [8 empty] | 1 | 3606480935251 | 0 |  | 9040 | 54 | 40 | 27 | 58.32 | 3606480935251 | 1 | 9040 | 40 | 54 | 27 | [8 empty] | 73606480935250 | 4 | 44660 | 60 | 80 | 50 |  |  |  | 6 | N | [12 empty] | ELV | LV | 8504405590 | [14 empty] | Laadstation - EVlink Smart Wallbox - 7.4/22 kW - T2S - 2,3 kW - TE - RFID | Borne de recharge EVlink Smart Wallbox - 7,4/22 kW - T2S - 2,3 kW -TE - RFID | [17 empty] | https://eref.se.com/be/nl/sis-tarif/product/EVB1A22P4ERI | https://eref.se.com/be/fr/sis-tarif/product/EVB1A22P4ERI
Schneider Electric | Schneider Electric | 01022021 |  | Schneider Electric |  | SER | EVB1A22PCKI |  |  | 1321.59 |  | 1 |  | 1 | EVlink Wallbox G4 22kW T2-kabel sleutel | EVlink Wallbox G4 22kW câble T2 clé |  | EVLINK SMART WALLBOX 22 KW CABLE T2 KEY | [8 empty] | 09.54 | 1 | [8 empty] | 1 | 3606480935305 | 0 |  | 11248 | 54 | 40 | 27 | 58.32 | 3606480935305 | 1 | 11248 | 40 | 54 | 27 | [8 empty] | 73606480935304 | 4 | 53300 | 80 | 60 | 75 |  |  |  | 2 | Y | [12 empty] | ELV | LV | 8504405590 | [14 empty] | Laadstation - EVlink Smart Wallbox - 22 kW - Vaste kabel T2 - Sleutel | Borne de recharge EVlink Smart Wallbox - 22 kW - Câble attaché T2 - Clé | [17 empty] | https://eref.se.com/be/nl/sis-tarif/product/EVB1A22PCKI | https://eref.se.com/be/fr/sis-tarif/product/EVB1A22PCKI
Schneider Electric | Schneider Electric | 01022021 |  | Schneider Electric |  | SER | EVB1A22PCRI |  |  | 1521.72 |  | 1 |  | 1 | EVlink Wallbox G4 22kW T2-kabel RFID | EVlink Wallbox G4 22kW câble T2 RFID |  | EVLINK SMART WALLBOX 22 KW CABLE T2 RFID | [8 empty] | 09.54 | 1 | [8 empty] | 1 | 3606480935312 | 0 |  | 10852 | 54 | 40 | 27 | 58.32 | 3606480935312 | 1 | 10852 | 54 | 40 | 27 | [8 empty] | 73606480935311 | 4 | 51908 | 80 | 60 | 75 |  |  |  | 2 | Y | [12 empty] | ELV | LV | 8504405590 | [14 empty] | Laadstation - EVlink Smart Wallbox - 22 kW - Vaste kabel T2 - RFID | Borne de recharge EVlink Smart Wallbox - 22 kW - Câble attaché T2 - RFID | [17 empty] | https://eref.se.com/be/nl/sis-tarif/product/EVB1A22PCRI | https://eref.se.com/be/fr/sis-tarif/product/EVB1A22PCRI
Schneider Electric | Schneider Electric | 01022021 |  | Schneider Electric |  | SER | EVB1A7PAKI |  |  | 1242.3 |  | 1 |  | 1 | EVlink Wallbox G4 7,4kW T1-kabel sleutel | EVlink Wallbox G4 7,4kW câble T1 clé |  | EVLINK SMART WALLBOX 7 KW CABLE T1 KEY | [8 empty] | 09.54 | 1 | [8 empty] | 1 | 3606480935268 | 0 |  | 9722 | 54 | 40 | 27 | 58.32 | 3606480935268 | 1 | 9722 | 40 | 54 | 27 | [8 empty] | 73606480935267 | 4 | 47388 | 60 | 80 | 50 |  |  |  | 14 | N | [12 empty] | ELV | LV | 8504405590 | [14 empty] | Laadstation - EVlink Smart Wallbox - 7,4 kW - Vaste kabel T1 - Sleutel | Borne de recharge EVlink Smart Wallbox - 7.4 kW - Câble attaché T1 - Clé | [17 empty] | https://eref.se.com/be/nl/sis-tarif/product/EVB1A7PAKI | https://eref.se.com/be/fr/sis-tarif/product/EVB1A7PAKI
Schneider Electric | Schneider Electric | 01022021 |  | Schneider Electric |  | SER | EVB1A7PARI |  |  | 1442.42 |  | 1 |  | 1 | EVlink Wallbox G4 7,4kW T1-kabel RFID | EVlink Wallbox G4 7,4kW câble T1 RFID |  | EVLINK SMART WALLBOX 7 KW CABLE T1 RFID | [8 empty] | 09.54 | 1 | [8 empty] | 1 | 3606480935275 | 0 |  | 9836 | 54 | 40 | 27 | 58.32 | 3606480935275 | 1 | 9836 | 40 | 54 | 27 | [8 empty] | 73606480935274 | 4 | 47844 | 6 | 8 | 7.7 |  |  |  | 15 | N | [12 empty] | ELV | LV | 8504405590 | [14 empty] | Laadstation - EVlink Smart Wallbox - 7,4 kW - Vaste kabel T1 - RFID | Borne de recharge EVlink Smart Wallbox - 7.4 kW - Câble attaché T1 - RFID | [17 empty] | https://eref.se.com/be/nl/sis-tarif/product/EVB1A7PARI | https://eref.se.com/be/fr/sis-tarif/product/EVB1A7PARI
Schneider Electric | Schneider Electric | 01022021 |  | Schneider Electric |  | SER | EVB1A7PCKI |  |  | 1242.3 |  | 1 |  | 1 | EVlink Wallbox G4 7,4kW T2-kabel sleutel | EVlink Wallbox G4 7,4kW câble T2 clé |  | EVLINK SMART WALLBOX 7 KW CABLE T2 KEY | [8 empty] | 09.54 | 1 | [8 empty] | 1 | 3606480935282 | 0 |  | 9947 | 54 | 40 | 27 | 58.32 | 3606480935282 | 1 | 9947 | 40 | 54 | 27 | [8 empty] | 73606480935281 | 4 | 48288 | 80 | 60 | 75 |  |  |  | 6 | N | [12 empty] | ELV | LV | 8504405590 | [14 empty] | Laadstation - EVlink Smart Wallbox - 7,4 kW - Vaste kabel T2 - Sleutel | Borne de recharge EVlink Smart Wallbox - 7.4 kW - Câble attaché T2 - Clé | [17 empty] | https://eref.se.com/be/nl/sis-tarif/product/EVB1A7PCKI | https://eref.se.com/be/fr/sis-tarif/product/EVB1A7PCKI
Schneider Electric | Schneider Electric | 01022021 |  | Schneider Electric |  | SER | EVB1A7PCRI |  |  | 1442.42 |  | 1 |  | 1 | EVlink Wallbox G4 7,4kW T2-kabel RFID | EVlink Wallbox G4 7,4kW câble T2 RFID |  | EVLINK SMART WALLBOX 7 KW CABLE T2 RFID | [8 empty] | 09.54 | 1 | [8 empty] | 1 | 3606480935299 | 0 |  | 10011 | 54 | 40 | 27 | 58.32 | 3606480935299 | 1 | 10011 | 54 | 40 | 27 | [8 empty] | 73606480935298 | 4 | 48544 | 60 | 80 | 50 |  |  |  | 14 | N | [12 empty] | ELV | LV | 8504405590 | [14 empty] | Laadstation - EVlink Smart Wallbox - 7,4 kW - Vaste kabel T2 - RFID | Borne de recharge EVlink Smart Wallbox - 7.4 kW - Câble attaché T2 - RFID | [17 empty] | https://eref.se.com/be/nl/sis-tarif/product/EVB1A7PCRI | https://eref.se.com/be/fr/sis-tarif/product/EVB1A7PCRI
Schneider Electric | Schneider Electric | 01022021 |  | Schneider Electric |  | SER | EVH2S11P02K |  |  | 863.94 |  | 1 |  | 1 | EVlink Wallbox G3 11kW-3ph T2-stopcont. | EVlink Wallbox G3 11kW-3ph prise T2 |  | WALLBOX STD T2 16A 3-PHASE KEY IEC | [8 empty] | 09.54 | 1 | [8 empty] | 1 | 3606485405971 | 0 |  | 8397 | 40 | 54 | 26 | 56.16 | 3606485405971 | 1 | 8397 | 40 | 54 | 25.5 | [8 empty] | 73606485405970 | 4 | 42088 | 6 | 8 | 7.7 |  |  |  | 2 | Y | [12 empty] | ELV | LV | 8537109899 | [14 empty] | EVlink Wallbox G3 laadstation T2 11kW stopcontact met sleutelslot | Borne de recharge EVlink Wallbox G3 11kW sortie prise T2 avec verrouillage à clé | [17 empty] | https://eref.se.com/be/nl/sis-tarif/product/EVH2S11P02K | https://eref.se.com/be/fr/sis-tarif/product/EVH2S11P02K
Schneider Electric | Schneider Electric | 01022021 |  | Schneider Electric |  | SER | EVH2S11P0CK |  |  | 873.29 |  | 1 |  | 1 | EVlink Wallbox G3 11kW-3ph T2-kabel | EVlink Wallbox G3 11kW-3ph câble T2 |  | WALLBOX STD CABLE T2 16A 3-PH KEY IEC | [8 empty] | 09.54 | 1 | [8 empty] | 1 | 3606485406077 | 0 |  | 10000 | 40 | 54 | 26 | 56.16 | 3606485406077 | 1 | 9589 | 40 | 54 | 25.8 | [8 empty] | 73606485406076 | 4 | 46856 | 60 | 80 | 50 |  |  |  | 2 | Y | [12 empty] | ELV | LV | 8537109899 | [14 empty] | EVlink Wallbox G3 11kW laadstation vaste kabel & T2 stekker, met sleutelslot | Borne de recharge EVlink Wallbox G3 11kW câble attaché & fiche T2, avec verrouillage à clé | [17 empty] | https://eref.se.com/be/nl/sis-tarif/product/EVH2S11P0CK | https://eref.se.com/be/fr/sis-tarif/product/EVH2S11P0CK
Schneider Electric | Schneider Electric | 01022021 |  | Schneider Electric |  | SER | EVH2S22P02K |  |  | 863.94 |  | 1 |  | 1 | EVlink Wallbox G3 22kW-3ph T2-stopcont. | EVlink Wallbox G3 22kW-3ph prise T2 |  | WALLBOX STD T2 32A 3-PHASE KEY IEC | [8 empty] | 09.54 | 1 | [8 empty] | 1 | 3606485405988 | 0 |  | 8357 | 40 | 54 | 26 | 56.16 | 3606485405988 | 1 | 8357 | 40 | 54 | 25.8 | [8 empty] | 73606485405987 | 4 | 41928 | 60 | 80 | 50 |  |  |  | 2 | Y | [12 empty] | ELV | LV | 8537109899 | [14 empty] | EVlink Wallbox G3 22kW laadstation T2 stopcontact met sleutelslot | Borne de recharge EVlink Wallbox G3 22kW sortie prise T2 avec verrouillage à clé | [17 empty] | https://eref.se.com/be/nl/sis-tarif/product/EVH2S22P02K | https://eref.se.com/be/fr/sis-tarif/product/EVH2S22P02K
Schneider Electric | Schneider Electric | 01022021 |  | Schneider Electric |  | SER | EVH2S22P0CK |  |  | 913.79 |  | 1 |  | 1 | EVlink Wallbox G3 22kW-3ph T2-kabel | EVlink Wallbox G3 22kW-3ph câble T2 |  | WALLBOX STD CABLE T2 32A 3-PH KEY IEC | [8 empty] | 09.54 | 1 | [8 empty] | 1 | 3606485406084 | 0 |  | 10500 | 53 | 40 | 26 | 55.12 | 3606485406084 | 1 | 10464 | 40 | 53 | 26 | [8 empty] | 73606485406083 | 4 | 50356 | 60 | 80 | 50 |  |  |  | 2 | Y | [12 empty] | ELV | LV | 8537109899 | [14 empty] | EVlink Wallbox G3 22kW laadstation vaste kabel & T2 stekker, met sleutelslot | Borne de recharge EVlink Wallbox G3 22kW câble attaché & fiche T2, avec verrouillage à clé | [17 empty] | https://eref.se.com/be/nl/sis-tarif/product/EVH2S22P0CK | https://eref.se.com/be/fr/sis-tarif/product/EVH2S22P0CK
Schneider Electric | Schneider Electric | 01022021 |  | Schneider Electric |  | SER | EVH2S3P02K |  |  | 755.95 |  | 1 |  | 1 | EVlink Wallbox G3 3,7kW-1ph T2-stopcont. | EVlink Wallbox G3 3,7kW-1ph prise T2 |  | WALLBOX STD T2 16A 1-PHASE KEY IEC | [8 empty] | 09.54 | 1 | [8 empty] | 1 | 3606485405957 | 0 |  | 8106 | 53 | 40 | 26 | 55.12 | 3606485405957 | 1 | 8106 | 40 | 53 | 25.5 | [8 empty] | 73606485405956 | 4 | 40924 | 80 | 60 | 77 |  |  |  | 6 | N | [12 empty] | ELV | LV | 8537109899 | [14 empty] | EVlink Wallbox G3 3,7kW laadstation T2 stopcontact met sleutelslot | Borne de recharge EVlink Wallbox G3 3,7kW sortie prise T2 avec verrouillage à clé | [17 empty] | https://eref.se.com/be/nl/sis-tarif/product/EVH2S3P02K | https://eref.se.com/be/fr/sis-tarif/product/EVH2S3P02K
Schneider Electric | Schneider Electric | 01022021 |  | Schneider Electric |  | SER | EVH2S3P0AK |  |  | 851.49 |  | 1 |  | 1 | EVlink Wallbox G3 3,7kW-1ph T1-kabel | EVlink Wallbox G3 3,7kW-1ph câble T1 |  | WALLBOX STD CABLE T1 16A 1-PH KEY IEC | [8 empty] | 09.54 | 1 | [8 empty] | 1 | 3606485406039 | 0 |  | 8794 | 40 | 53 | 27 | 57.24 | 3606485406039 | 1 | 8794 | 40 | 53 | 25.5 | [8 empty] | 73606485406038 | 4 | 43676000 | 60 | 80 | 50 |  |  |  | 6 | N | [12 empty] | ELV | LV | 8537109899 | [14 empty] | EVlink Wallbox G3 3,7 kW laadstation, vaste kabel en T1-stekker, met sleutelslot | Borne de recharge EVlink Wallbox G3 3,7kW câble attaché & fiche T1, avec verrouillage à clé | [17 empty] | https://eref.se.com/be/nl/sis-tarif/product/EVH2S3P0AK | https://eref.se.com/be/fr/sis-tarif/product/EVH2S3P0AK
Schneider Electric | Schneider Electric | 01022021 |  | Schneider Electric |  | SER | EVH2S3P0CK |  |  | 851.49 |  | 1 |  | 1 | EVlink Wallbox G3 3,7kW-1ph T2-kabel | EVlink Wallbox G3 3,7kW-1ph câble T2 |  | WALLBOX STD CABLE T2 16A 1-PH KEY IEC | [8 empty] | 09.54 | 1 | [8 empty] | 1 | 3606485406053 | 0 |  | 9017 | 54 | 40 | 26 | 56.16 | 3606485406053 | 1 | 9017 | 39.8 | 54 | 25.5 | [8 empty] | 73606485406052 | 4 | 44568 | 80 | 60 | 77 |  |  |  | 6 | N | [12 empty] | ELV | LV | 8537109899 | [14 empty] | EVlink Wallbox G3 3,7 kW laadstation, vaste kabel & T2-stekker, met sleutelslot | Borne de recharge EVlink Wallbox G3 3,7kW câble attaché & fiche T2, avec verrouillage à clé | [17 empty] | https://eref.se.com/be/nl/sis-tarif/product/EVH2S3P0CK | https://eref.se.com/be/fr/sis-tarif/product/EVH2S3P0CK
Schneider Electric | Schneider Electric | 01022021 |  | Schneider Electric |  | SER | EVH2S7P02K |  |  | 818.25 |  | 1 |  | 1 | EVlink Wallbox G3 7,4kW-1ph T2-stopcont. | EVlink Wallbox G3 7,4kW-1ph prise T2 |  | WALLBOX STD T2 32A 1-PHASE KEY IEC | [8 empty] | 09.54 | 1 | [8 empty] | 1 | 3606485405964 | 0 |  | 8116 | 54 | 40 | 26 | 56.16 | 3606485405964 | 1 | 8116 | 40 | 54 | 25.8 | [8 empty] | 73606485405963 | 4 | 40964 | 60 | 80 | 80 |  |  |  | 6 | N | [12 empty] | ELV | LV | 8537109899 | [14 empty] | EVlink Wallbox G3 7,4kW laadstation T2 stopcontact met sleutelslot | Borne de recharge EVlink Wallbox G3 7,4kW sortie prise T2 avec verrouillage à clé | [17 empty] | https://eref.se.com/be/nl/sis-tarif/product/EVH2S7P02K | https://eref.se.com/be/fr/sis-tarif/product/EVH2S7P02K
Schneider Electric | Schneider Electric | 01022021 |  | Schneider Electric |  | SER | EVH2S7P0AK |  |  | 871.21 |  | 1 |  | 1 | EVlink Wallbox G3 7,4kW-1ph T1-kabel | EVlink Wallbox G3 7,4kW-1ph câble T1 |  | WALLBOX STD CABLE T1 32A 1-PH KEY IEC | [8 empty] | 09.54 | 1 | [8 empty] | 1 | 3606485406046 | 0 |  | 9394 | 40 | 54 | 26 | 56.16 | 3606485406046 | 1 | 9394 | 40 | 54 | 25.5 | [8 empty] | 73606485406045 | 4 | 46076 | 60 | 80 | 50 |  |  |  | 13 | N | [12 empty] | ELV | LV | 8537109899 | [14 empty] | EVlink Wallbox G3 laadstation 7,4 kW vaste kabel & T1 stekker, met sleutelslot | Borne de recharge EVlink Wallbox G3 7,4kW câble attaché & fiche T1, avec verrouillage à clé | [17 empty] | https://eref.se.com/be/nl/sis-tarif/product/EVH2S7P0AK | https://eref.se.com/be/fr/sis-tarif/product/EVH2S7P0AK
Schneider Electric | Schneider Electric | 01022021 |  | Schneider Electric |  | SER | EVH2S7P0CK |  |  | 871.21 |  | 1 |  | 1 | EVlink Wallbox G3 7,4kW-1ph T2-kabel | EVlink Wallbox G3 7,4kW-1ph câble T2 |  | WALLBOX STD CABLE T2 32A 1-PH KEY IEC | [8 empty] | 09.54 | 1 | [8 empty] | 1 | 3606485406060 | 0 |  | 9394 | 54 | 40 | 26 | 56.16 | 3606485406060 | 1 | 9394 | 53.5 | 40 | 26 | [8 empty] | 73606485406069 | 4 | 46076 | 60 | 80 | 80 |  |  |  | 6 | N | [12 empty] | ELV | LV | 8537109899 | [14 empty] | EVlink Wallbox G3 laadstation 7,4 kW vaste kabel & T2-stekker, met sleutelslot | Borne de recharge EVlink Wallbox G3 7,4kW câble attaché & fiche T2, avec verrouillage à clé | [17 empty] | https://eref.se.com/be/nl/sis-tarif/product/EVH2S7P0CK | https://eref.se.com/be/fr/sis-tarif/product/EVH2S7P0CK
Schneider Electric | Schneider Electric | 01022021 |  | Schneider Electric |  | SER | EVP1HCWN |  |  | 77.51 |  | 1 |  | 1 | EVlink Wallbox G2/G3/G4 - Voorkap | EVlink Wallbox G2/G3/G4 - Coiffe avant |  | FRONT PANEL WALLBOX STD IP54 IEC | [18 empty] | 1 | 3606480736407 | 0 |  | 760 | 48 | 32 | 9 | 13.824 | [23 empty] | 6 | N | [12 empty] | ELV | LV | 7326909890 | [14 empty] | EVlink Wallbox G2/G3/G4 - Voorkap | EVlink Wallbox G2/G3/G4 - Coiffe avant | [17 empty] | https://eref.se.com/be/nl/sis-tarif/product/EVP1HCWN | https://eref.se.com/be/fr/sis-tarif/product/EVP1HCWN
Schneider Electric | Schneider Electric | 01022021 |  | Schneider Electric |  | SER | EVP1HLSR |  |  | 14.91 |  | 1 |  | 1 | EVlink Wallbox G3 - Keylock random code | EVlink Wallbox G3 - Serrure comb. aléat. |  | Key lock Wallbox Std Random comb. | [18 empty] | 1 | 3606485435657 | 0 |  | 110 | 16 | 11 | 3 | 0.528 | [7 empty] | 43606485435655 | 10 | 1442 | 40 | 30 | 15 | [10 empty] | 6 | N | [12 empty] | ELV | LV | 8301409000 | [14 empty] | EVlink Wallbox G3 - Keylock random code | EVlink Wallbox G3 - Serrure comb. aléat. | [17 empty] | https://eref.se.com/be/nl/sis-tarif/product/EVP1HLSR | https://eref.se.com/be/fr/sis-tarif/product/EVP1HLSR
Schneider Electric | Schneider Electric | 01022021 |  | Schneider Electric |  | SER | EVP1HLSS |  |  | 72.05 |  | 1 |  | 1 | EVlink Wallbox G3 - Keylock same code | EVlink Wallbox G3 - Serrure comb. unique |  | Key lock Wallbox Std Single comb. | [18 empty] | 1 | 3606485435664 | 0 |  | 200 | 40 | 30 | 15 | 18 | [23 empty] | 14 | N | [12 empty] | ELV | LV | 8301409000 | [14 empty] | EVlink Wallbox G3 - Keylock same code | EVlink Wallbox G3 - Serrure comb. unique | [17 empty] | https://eref.se.com/be/nl/sis-tarif/product/EVP1HLSS | https://eref.se.com/be/fr/sis-tarif/product/EVP1HLSS
Schneider Electric | Schneider Electric | 01022021 |  | Schneider Electric |  | SER | EVP1HSM21 |  |  | 149.05 |  | 1 |  | 1 | EVlink Wallbox G3 - Contactd. Typ 2 1-ph | EVlink Wallbox G3 - Prise type 2 monoph. |  | Subassembly T2 Wallbox Std 1-Ph IEC | [18 empty] | 1 | 3606485435626 | 0 |  | 571 | 30 | 15 | 15 | 6.75 | [23 empty] | 19 | N | [12 empty] | ELV | LV | 8536699099 | [14 empty] | EVlink Wallbox G3 - Contactd. Typ 2 1-ph | EVlink Wallbox G3 - Prise type 2 monoph. | [17 empty] | https://eref.se.com/be/nl/sis-tarif/product/EVP1HSM21 | https://eref.se.com/be/fr/sis-tarif/product/EVP1HSM21
Schneider Electric | Schneider Electric | 01022021 |  | Schneider Electric |  | SER | EVP1HSM23 |  |  | 158.99 |  | 1 |  | 1 | EVlink Wallbox G3 - Contactd. Typ 2 3-ph | EVlink Wallbox G3 - Prise type 2 triph. |  | Subassembly T2 Wallbox Std 3-Ph IEC | [18 empty] | 1 | 3606485435633 | 0 |  | 637 | 30 | 15 | 15 | 6.75 | [23 empty] | 19 | N | [12 empty] | ELV | LV | 8536699099 | [14 empty] | EVlink Wallbox G3 - Contactd. Typ 2 3-ph | EVlink Wallbox G3 - Prise type 2 triph. | [17 empty] | https://eref.se.com/be/nl/sis-tarif/product/EVP1HSM23 | https://eref.se.com/be/fr/sis-tarif/product/EVP1HSM23
Schneider Electric | Schneider Electric | 01022021 |  | Schneider Electric |  | SER | EVP1PBSSG |  |  | 625.22 |  | 1 |  | 1 | EVlink Wallbox Pole | EVlink Wallbox G4 - pied |  | THIN POLE FOR EVLINK SMART WALLBOX | [18 empty] | 1 | 3606480935329 | 0 |  | 19000 | 150 | 50 | 22 | 165 | [15 empty] | 4 | 102000 | 10.5 | 16 | 5.8 |  |  |  | 19 | N | [12 empty] | ELV | LV | 8504909000 | [14 empty] | EVlink Wallbox Pole | Evlink accessoire - pied pour wallbox | [17 empty] | https://eref.se.com/be/nl/sis-tarif/product/EVP1PBSSG | https://eref.se.com/be/fr/sis-tarif/product/EVP1PBSSG
Schneider Electric | Schneider Electric | 01022021 |  | Schneider Electric |  | SER | IMT05021 |  |  | 4.25 |  | 1 |  | 5 | AFTAKDOOS+EINDSTUK D60 WIT | BTE DERIVATION+EMBOUT D60 BLANC |  | BTE DERIVATION+EMBOUT D60 BLANC | [18 empty] | 5 |  | 0 |  | 20 | 6 | 6 | 3.5 | 126 | [23 empty] | 15 | N | [12 empty] | SRB | I4 | 8536900100
Schneider Electric | Schneider Electric | 01022021 |  | Schneider Electric |  | SER | IMT05025 |  |  | 4.75 |  | 1 |  | 5 | PP KVDOOS 105X105X55MM WIT | BTE DER+EMBOUT 105X105X55 BLC |  | Box 105x105x55 with grommets white | [18 empty] | 5 | 3606480986376 | 0 |  | 160 | 13 | 13 | 6 | 1.014 |  | 5 | 808 | 13 | 13 | 31 | [9 empty] | 1800 | 318000 | 100 | 120 | 211 |  |  |  | 15 | N | [12 empty] | SRB | I4 | 8536900100 | [33 empty] | https://eref.se.com/be/nl/sis-tarif/product/IMT05025 | https://eref.se.com/be/fr/sis-tarif/product/IMT05025
Schneider Electric | Schneider Electric | 01022021 |  | Schneider Electric |  | SER | IMT05072 |  |  | 3.91 |  | 1 |  | 1 | PP KVDOOS 65X65X45MM WIT | BTE DER+7 EMBOUTS 65X65X45 BL |  | BOX 65X65X55 WITH GROMMETS WHITE | [18 empty] | 1 | 3606480986383 | 0 |  | 68 | 6 | 6 | 3.5 | 126 | [23 empty] | 5 | N | [12 empty] | SRI | I5 | 8536900100
Schneider Electric | Schneider Electric | 01022021 |  | Schneider Electric |  | SER | IMT33089 |  |  | 209.1 |  | 1 |  | 4 | THORSMAN BOUWLAMP 25W LED 2500LM IP67 | Lampe de chantier 25W LED IP67 |  | Thorsman 25W LED worklight, Contour plug | [18 empty] | 1 | 3606480742552 | 0 |  | 2398 | 24 | 23 | 10 | 5.52 | 33606480742553 | 4 | 10050 | 48.5 | 34 | 29.5 | [8 empty] | 73606480742551 | 96 | 248664 | 120 | 80 | 112 |  |  |  | 12 | N | [12 empty] | LT1 | IL | 8513100000 | [33 empty] | https://eref.se.com/be/nl/sis-tarif/product/IMT33089 | https://eref.se.com/be/fr/sis-tarif/product/IMT33089
Schneider Electric | Schneider Electric | 01022021 |  | Schneider Electric |  | SER | IMT33094 |  |  | 106.22 |  | 1 |  | 1 | THORSMAN BOUWLAMP 18W LED 1500LM IP54 DE | Lampe de chantier 18W LED |  | Thorsman 18 LED - Contour plug | [8 empty] | 05.50 | 1 | [8 empty] | 1 | 3606480880384 | 0 |  | 1180 | 26 | 21 | 11 | 6.006 | [15 empty] | 192 | 266000 | 120 | 80 | 188 |  |  |  | 2 | Y | [12 empty] | LT1 | IL | 8513100000 | [14 empty] | Werflamp 18W LED-1500-Lumen | Thorsman 18W LED - worklight Contour plug | [17 empty] | https://eref.se.com/be/nl/sis-tarif/product/IMT33094 | https://eref.se.com/be/fr/sis-tarif/product/IMT33094
Schneider Electric | Schneider Electric | 01022021 |  | Schneider Electric |  | SER | IMT33099 |  |  | 146.05 |  | 1 |  | 4 | Thorsman 30W LED Worklamp | Lampe de chantier 30W LED |  | Thorsman 30 LED - Schuko FR | [8 empty] | 05.50 | 1 | [8 empty] | 1 | 3606480880438 | 0 |  | 2000 | 32 | 27 | 12 | 10.368 | 33606480880439 | 1 | 2020 | 31.5 | 12 | 26 | [8 empty] | 73606480880437 | 64 | 151220 | 120 | 80 | 50 |  |  |  | 2 | Y | [12 empty] | LT1 | IL | 8513100000 | [14 empty] | Werflamp 30W-LED-3000 Lumen | Lampe de chantier 30W-LED-3000 Lumen | [17 empty] | https://eref.se.com/be/nl/sis-tarif/product/IMT33099 | https://eref.se.com/be/fr/sis-tarif/product/IMT33099
Schneider Electric | Schneider Electric | 01022021 |  | Schneider Electric |  | SER | IMT33106 |  |  | 212.45 |  | 1 |  | 4 | Werflamp 50W LED | Lampe de chantier 50W LED |  | Thorsman 50 LED - Schuko FR | [8 empty] | 05.50 | 1 | [8 empty] | 1 | 3606480880506 | 0 |  | 2829 | 37 | 32 | 13 | 15.392 | 33606480880507 | 4 | 12080 | 55 | 38 | 34 | [8 empty] | 73606480880505 | 64 | 188770 | 120 | 80 | 160 |  |  |  | 2 | Y | [12 empty] | LT1 | IL | 8513100000 | [14 empty] | Werflamp 50W-LED-4000 Lumen | Lampe de chantier 50W-LED- 4000 Lumen | [17 empty] | https://eref.se.com/be/nl/sis-tarif/product/IMT33106 | https://eref.se.com/be/fr/sis-tarif/product/IMT33106
Schneider Electric | Schneider Electric | 01022021 |  | Schneider Electric |  | SER | IMT33114 |  |  | 106.22 |  | 1 |  | 1 | THORSMAN TRIPOD STATIEF LED WERKLAMP | Trépied pour lampe de chantier LED |  | Thorsman tripod | [18 empty] | 1 | 3606480901041 | 0 |  | 7600 | 111 | 15 | 14 | 23.31 |  | 1 | 7310 | 109.7 | 14.5 | 14 | [9 empty] | 40 | 306400 | 120 | 80 | 125.5 |  |  |  | 2 | Y | [12 empty] | LT1 | IL | 8513100000 | [14 empty] | Thorsman Tripod - telescopische stand - 1.1m to 3.1m | Thorsman Tripod - telescopic stand - 1.1m to 3.1m | [17 empty] | https://eref.se.com/be/nl/sis-tarif/product/IMT33114 | https://eref.se.com/be/fr/sis-tarif/product/IMT33114
Schneider Electric | Schneider Electric | 01022021 |  | Schneider Electric |  | SER | IMT33115 |  |  | 21.12 |  | 1 |  | 1 | THORSMAN DWARSBALK STATIEF 2 WERKLAMP | Support pour 2 lampes de chantier LED |  | Thorsman Bracket - 2 work lights | [18 empty] | 1 | 3606480901058 | 0 |  | 1123 | 62 | 7 | 6 | 2.604 |  | 1 | 1220 | 63 | 6.5 | 6.5 | [17 empty] | 2 | Y | [12 empty] | LT1 | IL | 8513100000 | [14 empty] | Thorsman - beugel voor 2 werflampen - Thorsman 15 LED, 30 LED, 50 LED | Thorsman - bracket for 2 work lamps - Thorsman 15 LED, 30 LED, 50 LED | [17 empty] | https://eref.se.com/be/nl/sis-tarif/product/IMT33115 | https://eref.se.com/be/fr/sis-tarif/product/IMT33115
Schneider Electric | Schneider Electric | 01022021 |  | Schneider Electric |  | SER | IMT33133 |  |  | 199.17 |  | 1 |  | 1 | THORSMAN LED BOUWLAMP 17W IP54 OPLAADB | THORSMAN TOP-VIEW HEADLIGHT LED |  | Thorsman LED Rechargeable work light 17W | [6 empty] | 0,2 | 1 | 05.50 | 1 | [8 empty] | 1 | 3606481202666 | 0 |  | 1860 | 32 | 27 | 13 | 11.232 | [23 empty] | 2 | Y | [12 empty] | LT1 | IL | 8513100000 | [33 empty] | https://eref.se.com/be/nl/sis-tarif/product/IMT33133 | https://eref.se.com/be/fr/sis-tarif/product/IMT33133
Schneider Electric | Schneider Electric | 01022021 |  | Schneider Electric |  | SER | IMT33139 |  |  | 85.23 |  | 1 |  | 1 | Verlengsnoer 15m - 3G1.5 - IP20 - Pen | Rallonge 15m - 3G1.5 - IP20 - TF |  | Cable reel 15m HO5VVF 3G1.5 IP20 Contour | [18 empty] | 1 | 3606481374905 | 0 |  | 3438 | 27 | 27 | 27 | 19.683 |  | 1 | 3197 | 39 | 29 | 28.5 | [8 empty] | 73606481374904 | 16 | 63152 | 80 | 120 | 74 |  |  |  | 85 | N | [12 empty] | LT1 | IL | 8544429090 | [14 empty] | Thorsman - Verlengsnoer op haspel - 15m - HO5VVF - 3G1.5 - IP20 - Pen-aarding | Thorsman - Rallonge - 15m - HO5VVF - 3G1.5 - IP20 - Femelle Terre Française
Schneider Electric | Schneider Electric | 01022021 |  | Schneider Electric |  | SER | IMT36130 |  |  | 0.28 |  | 1 |  | 1 | INGANG D20 SBS RAL9010 | ENTREE D20 SBS RAL9010 |  | GROMMETS DIAMETER 20 WHITE | [18 empty] | 1 | 3606480986413 | 0 |  | 2 | 9 | 15.5 | 1.5 | 209.25 | [23 empty] | 5 | N | [12 empty] | SRT | I3 | 8536900100 | [33 empty] | https://eref.se.com/be/nl/sis-tarif/product/IMT36130 | https://eref.se.com/be/fr/sis-tarif/product/IMT36130
Schneider Electric | Schneider Electric | 01022021 |  | Schneider Electric |  | SER | IMT36131 |  |  | 0.34 |  | 1 |  | 10 | GROMMETS DIAM. 25 WHITE | ENTREE D25 SBS RAL9010 |  | GROMMETS DIAM. 25 WHITE | [18 empty] | 10 | 3606480986420 | 0 |  | 3 | 3.3 | 1.5 | 3.3 | 16.335 |  | 10 | 38 | 1.5 | 14 | 10 | [9 empty] | 20000 | 93960 | 120 | 100 | 80 |  |  |  | 15 | N | [12 empty] | SRT | I3 | 8536900100 | [33 empty] | https://eref.se.com/be/nl/sis-tarif/product/IMT36131 | https://eref.se.com/be/fr/sis-tarif/product/IMT36131
Schneider Electric | Schneider Electric | 01022021 |  | Schneider Electric |  | SER | IMT38068 |  |  | 7.86 |  | 1 |  | 10 | RAPSTRAP KABELBINDERS ZWART (1ST=24) | Rapstrap - Pack DIY (24 colliers) - Noir |  | Rapstrap Tie Blk Sth Eur (x24) | [18 empty] | 1 | 3606480619168 | 0 |  | 15 | 30 | 6 | 1 | 0.18 | 13606480619165 | 10 | 150 | 30 | 5 | 8 | [17 empty] | 2 | Y | [12 empty] | SRI | I5 | 8538100090 | [33 empty] | https://eref.se.com/be/nl/sis-tarif/product/IMT38068 | https://eref.se.com/be/fr/sis-tarif/product/IMT38068
Schneider Electric | Schneider Electric | 01022021 |  | Schneider Electric |  | SER | IMT38071 |  |  | 7.86 |  | 1 |  | 1 | RAPSTRAP KABELBINDERS WIT (1ST=24) | Rapstrap - Pack DIY (24 colliers) - Tran |  | Rapstrap Tie Ntral Sth Eur (x24) | [18 empty] | 1 | 3606480624650 | 0 |  | 76 | 30 | 7 | 1 | 0.21 |  | 1 | 80 | 0.6 | 35 | 8 |  |  | 150 | 12000 | 40 | 30 | 30 | [10 empty] | 68 | N | [12 empty] | SRI | I5 | 3926909790 | [15 empty] | Rapstrap -collier serrage -pack 24- blanc | [17 empty] | https://eref.se.com/be/nl/sis-tarif/product/IMT38071 | https://eref.se.com/be/fr/sis-tarif/product/IMT38071
Schneider Electric | Schneider Electric | 01022021 |  | Schneider Electric |  | SER | IMT38072 |  |  | 7.86 |  | 1 |  | 1 | RAPSTRAP KABELBINDERS GROEN (1ST=24) | Rapstrap - Pack DIY (24 colliers) - Vert |  | Rapstrap Tie Green Sth Eur (x24) | [18 empty] | 1 | 3606480624667 | 0 |  | 76 | 30 | 7 | 1 | 0.21 |  | 1 | 80 | 0.6 | 35 | 8 |  |  | 150 | 12000 | 40 | 30 | 30 | [10 empty] | 10 | N | [12 empty] | SRI | I5 | 3926909790 | [33 empty] | https://eref.se.com/be/nl/sis-tarif/product/IMT38072 | https://eref.se.com/be/fr/sis-tarif/product/IMT38072
Schneider Electric | Schneider Electric | 01022021 |  | Schneider Electric |  | SER | IMT41916 |  |  | 0.45 |  | 1 |  | 1 | MOF CEI NC16 WIT | MANCHON CEI NC 16 BLANC |  | MANCHON CEI NC 16 BLANC | [18 empty] | 1 | 3606480986499 | 0 |  | 5 | 16.5 | 13.5 | 24 | 5346 | [23 empty] | 15 | N | [12 empty] | SRI | I5 | 8536900100
Schneider Electric | Schneider Electric | 01022021 |  | Schneider Electric |  | SER | IMT41925 |  |  | 0.74 |  | 1 |  | 50 | MOF CEI NC25 WIT | MANCHON CEI NC 25 BLANC |  | MANCHON CEI NC 25 BLANC | [18 empty] | 50 | 3606480986512 | 0 |  | 5 | 16.5 | 13.5 | 24 | 5346 | [23 empty] | 15 | N | [12 empty] | SRI | I5 | 8536900100 | [33 empty] | https://eref.se.com/be/nl/sis-tarif/product/IMT41925 | https://eref.se.com/be/fr/sis-tarif/product/IMT41925
Schneider Electric | Schneider Electric | 01022021 |  | Schneider Electric |  | SER | IMT42916 |  |  | 0.49 |  | 1 |  | 1 | HOEKSTUK WIT DIAM 16 | EQUERRE BLANC DIAM 16 |  | EQUERRE BLANC DIAM 16 | [18 empty] | 1 | 3606480986529 | 0 |  | 15 | 16.5 | 13.5 | 24 | 5346 | [23 empty] | 15 | N | [12 empty] | SRI | I5 | 8536900100 | [33 empty] | https://eref.se.com/be/nl/sis-tarif/product/IMT42916 | https://eref.se.com/be/fr/sis-tarif/product/IMT42916
Schneider Electric | Schneider Electric | 01022021 |  | Schneider Electric |  | SER | IMT42920 |  |  | 0.9 |  | 1 |  | 1 | HOEKSTUK WIT DIAM 20 | EQUERRE BLANC DIAM 20 |  | EQUERRE BLANC DIAM 20 | [18 empty] | 1 | 3606480986536 | 0 |  | 15 | 16.5 | 13.5 | 24 | 5346 | [23 empty] | 15 | N | [12 empty] | SRI | I5 | 8536900100 | [33 empty] | https://eref.se.com/be/nl/sis-tarif/product/IMT42920 | https://eref.se.com/be/fr/sis-tarif/product/IMT42920
Schneider Electric | Schneider Electric | 01022021 |  | Schneider Electric |  | SER | IMT42925 |  |  | 1.04 |  | 1 |  | 1 | HOEKSTUK WIT DIAM 25 | EQUERRE BLANC DIAM 25 |  | EQUERRE BLANC DIAM 25 | [18 empty] | 1 | 3606480986543 | 0 |  | 15 | 16.5 | 13.5 | 24 | 5346 | [23 empty] | 15 | N | [12 empty] | SRI | I5 | 8536900100 | [33 empty] | https://eref.se.com/be/nl/sis-tarif/product/IMT42925 | https://eref.se.com/be/fr/sis-tarif/product/IMT42925
Schneider Electric | Schneider Electric | 01022021 |  | Schneider Electric |  | SER | IMT44916 |  |  | 0.64 |  | 1 |  | 1 | T-STUK WIT DIAM 16 | FORME T BLANC DIAM 16 |  | FORME T BLANC DIAM 16 | [18 empty] | 1 | 3606480986550 | 0 |  | 15 | 16.5 | 13.5 | 24 | 5346 | [23 empty] | 15 | N | [12 empty] | SRI | I5 | 8536900100 | [33 empty] | https://eref.se.com/be/nl/sis-tarif/product/IMT44916 | https://eref.se.com/be/fr/sis-tarif/product/IMT44916
Schneider Electric | Schneider Electric | 01022021 |  | Schneider Electric |  | SER | IMT44920 |  |  | 1.21 |  | 1 |  | 1 | T-STUK WIT DIAM 20 | FORME T BLANC DIAM 20 |  | FORME T BLANC DIAM 20 | [18 empty] | 1 | 3606480986567 | 0 |  | 15 | 16.5 | 13.5 | 24 | 5346 | [23 empty] | 15 | N | [12 empty] | SRI | I5 | 8536900100 | [33 empty] | https://eref.se.com/be/nl/sis-tarif/product/IMT44920 | https://eref.se.com/be/fr/sis-tarif/product/IMT44920
Schneider Electric | Schneider Electric | 01022021 |  | Schneider Electric |  | SER | IMT45825 |  |  | 0.1 |  | 1 |  | 1 | CLIPS VOOR BUIS CEI N25 WIT | CLIPS A TUBE CEI N25 BLANC |  | CLIPS A TUBE CEI N25 BLANC | [18 empty] | 1 | 3606480986604 | 0 |  | 10 | 11 | 8.5 | 16 | 1496 | [23 empty] | 15 | N | [12 empty] | SRI | I5 | 8536900100
Schneider Electric | Schneider Electric | 01022021 |  | Schneider Electric |  | SER | IMT45920 |  |  | 0.05 |  | 1 |  | 1 | INSTACLIPS WIT DIAM 20 | INSTACLIP BLANC DIAM 20 |  | INSTACLIP BLANC DIAM 20 | [18 empty] | 1 | 3606480986611 | 0 |  | 10 | 11 | 8.5 | 16 | 1496 | [23 empty] | 15 | N | [12 empty] | SRI | I5 | 8536900100 | [33 empty] | https://eref.se.com/be/nl/sis-tarif/product/IMT45920 | https://eref.se.com/be/fr/sis-tarif/product/IMT45920
Schneider Electric | Schneider Electric | 01022021 |  | Schneider Electric |  | SER | IMT45925 |  |  | 0.1 |  | 1 |  | 1 | INSTACLIPS WIT DIAM 25 | INSTACLIP BLANC DIAM 25 |  | INSTACLIP BLANC DIAM 25 | [18 empty] | 1 | 3606480986628 | 0 |  | 10 | 11 | 8.5 | 16 | 1496 | [23 empty] | 15 | N | [12 empty] | SRI | I5 | 8536900100 | [33 empty] | https://eref.se.com/be/nl/sis-tarif/product/IMT45925 | https://eref.se.com/be/fr/sis-tarif/product/IMT45925
Schneider Electric | Schneider Electric | 01022021 |  | Schneider Electric |  | SER | IMT46026 |  |  | 1.49 |  | 100 |  | 50000 | KABELBANDJES CINTURA 100X2.5 KLEURLOOS | COLLIER CINTURA 100X2.5 INCOLORE |  | Cable tie 100x2.5mm Neutral | [18 empty] | 100 | 3606480524585 | 0 |  | 0.28 | 16 | 10 | 1 | 0.16 |  | 50000 | 100000 | 55 | 40 | 24 |  |  | 30000 | 9260 | 40 | 30 | 30 |  | 73606480524584 | 84000 | 201600 | 120 | 80 | 113.5 |  |  |  | 6 | N | [12 empty] | SRC | I6 | 3925901000
Schneider Electric | Schneider Electric | 01022021 |  | Schneider Electric |  | SER | IMT46033 |  |  | 1.45 |  | 100 |  | 30000 | KABELBANDJES CINTURA 100X2.5 ZWART | COLLIER CINTURA 100X2.5 NOIR |  | Cable tie 100x2.5mm Black | [18 empty] | 100 | 3606480554292 | 0 |  | 0.26 | 15 | 9 | 1 | 0.135 | 43606480554290 | 30000 | 9552 | 60 | 40 | 15 | [9 empty] | 84000 | 279456 | 120 | 80 | 135 |  |  |  | 6 | N | [12 empty] | SRC | I6 | 3925901000 | [33 empty] | https://eref.se.com/be/nl/sis-tarif/product/IMT46033 | https://eref.se.com/be/fr/sis-tarif/product/IMT46033
Schneider Electric | Schneider Electric | 01022021 |  | Schneider Electric |  | SER | IMT46064 |  |  | 4.5 |  | 100 |  | 13000 | KABELBANDJES CINTURA 150X3.6 KLEURLOOS | COLLIER CINTURA 150X3.6 INCOLORE |  | Cable tie 150x3.6mm Neutral | [18 empty] | 100 | 3606480554308 | 0 |  | 0.62 | 20 | 11 | 1 | 0.22 | 43606480554306 | 13000 | 9592 | 60 | 41 | 15 | [8 empty] | 73606480554307 | 36400 | 294400 | 120 | 80 | 106.5 |  |  |  | 6 | N | [12 empty] | SRC | I6 | 3925901000 | [33 empty] | https://eref.se.com/be/nl/sis-tarif/product/IMT46064 | https://eref.se.com/be/fr/sis-tarif/product/IMT46064
Schneider Electric | Schneider Electric | 01022021 |  | Schneider Electric |  | SER | IMT46071 |  |  | 4.4 |  | 100 |  | 13000 | KABELBANDJES CINTURA 150X3.6 ZWART | COLLIER CINTURA 150X3.6 NOIR |  | Cable tie 150x3.6mm Black | [18 empty] | 100 | 3606480554315 | 0 |  | 0.68 | 18 | 11 | 1 | 0.198 | 43606480554313 | 13000 | 9734 | 60 | 40 | 15 | [9 empty] | 36400 | 284552 | 120 | 80 | 120 |  |  |  | 6 | N | [12 empty] | SRC | I6 | 3925901000 | [33 empty] | https://eref.se.com/be/nl/sis-tarif/product/IMT46071 | https://eref.se.com/be/fr/sis-tarif/product/IMT46071
Schneider Electric | Schneider Electric | 01022021 |  | Schneider Electric |  | SER | IMT46101 |  |  | 7.26 |  | 100 |  | 10000 | KABELBANDJES CINTURA 200X4.8 KLEURLOOS | COLLIER CINTURA 200X4.8 INCOLORE |  | Cable tie 200x4.8mm Neutral | [18 empty] | 100 | 3606480554322 | 0 |  | 1 | 26 | 13 | 1 | 0.338 |  | 10000 | 13100 | 55 | 40 | 20 | [17 empty] | 6 | N | [12 empty] | SRC | I6 | 3925901000
Schneider Electric | Schneider Electric | 01022021 |  | Schneider Electric |  | SER | IMT46118 |  |  | 7.05 |  | 100 |  | 10000 | KABELBANDJES CINTURA 200X4.8 ZWART | COLLIER CINTURA 200X4.8 NOIR |  | Cable tie 200x4.8mm Black | [18 empty] | 100 | 3606480554360 | 0 |  | 1 | 26 | 13 | 1 | 0.338 |  | 10000 | 13100 | 55 | 40 | 20 | [17 empty] | 10 | N | [12 empty] | SRC | I6 | 3925901000 | [33 empty] | https://eref.se.com/be/nl/sis-tarif/product/IMT46118 | https://eref.se.com/be/fr/sis-tarif/product/IMT46118
Schneider Electric | Schneider Electric | 01022021 |  | Schneider Electric |  | SER | IMT46149 |  |  | 7.05 |  | 100 |  | 10000 | KABELBANDJES CINTURA 200X3.6 KLEURLOOS | COLLIER CINTURA 200X3.6 INCOLORE |  | Cable tie 200x3.6mm Neutral | [18 empty] | 100 | 3606480554377 | 0 |  | 0.82 | 26 | 11 | 1 | 0.286 | 43606480554375 | 10000 | 9418 | 13 | 40 | 40 | [9 empty] | 32000 | 312380 | 120 | 80 | 135 |  |  |  | 6 | N | [12 empty] | SRC | I6 | 3925901000 | [33 empty] | https://eref.se.com/be/nl/sis-tarif/product/IMT46149 | https://eref.se.com/be/fr/sis-tarif/product/IMT46149
Schneider Electric | Schneider Electric | 01022021 |  | Schneider Electric |  | SER | IMT46156 |  |  | 7.05 |  | 100 |  | 15000 | KABELBANDJES CINTURA 200X3.6 ZWART | COLLIER CINTURA 200X3.6 NOIR |  | Cable tie 200x3.6mm Black | [18 empty] | 100 | 3606480554384 | 0 |  | 0.82 | 26 | 11 | 1 | 0.286 |  | 15000 | 120000 | 55 | 40 | 21.5 | [17 empty] | 6 | N | [12 empty] | SRC | I6 | 3925901000 | [33 empty] | https://eref.se.com/be/nl/sis-tarif/product/IMT46156 | https://eref.se.com/be/fr/sis-tarif/product/IMT46156
Schneider Electric | Schneider Electric | 01022021 |  | Schneider Electric |  | SER | IMT46248 |  |  | 18.37 |  | 100 |  | 3500 | KABELBANDJES CINTURA 370X4.8 KLEURLOOS | COLLIER CINTURA 370X4.8 INCOLORE |  | Cable tie 370x4.8mm Neutral | [18 empty] | 100 | 3606480554421 | 0 |  | 2 | 37 | 1 | 0 | 0 | 43606480554429 | 3500 | 9106 | 12 | 40 | 40 | [9 empty] | 11200 | 302390 | 120 | 80 | 135 |  |  |  | 6 | N | [12 empty] | SRC | I6 | 3925901000
Schneider Electric | Schneider Electric | 01022021 |  | Schneider Electric |  | SER | IMT46286 |  |  | 33.89 |  | 100 |  | 1500 | KABELBANDJES CINTURA 380X7.6 KLEURLOOS | COLLIER CINTURA 380X7.6 INCOLORE |  | Cable tie 380x7.6mm Neutral | [18 empty] | 100 | 3606480554438 | 0 |  | 4 | 38 | 1 | 0 | 0 | 43606480554436 | 1500 | 7270 | 60 | 20 | 19 | [17 empty] | 15 | N | [12 empty] | SRC | I6 | 3925901000 | [33 empty] | https://eref.se.com/be/nl/sis-tarif/product/IMT46286 | https://eref.se.com/be/fr/sis-tarif/product/IMT46286
Schneider Electric | Schneider Electric | 01022021 |  | Schneider Electric |  | SER | IMT46293 |  |  | 33.89 |  | 100 |  | 1500 | KABELBANDJES CINTURA 380X7.6 ZWART | COLLIER CINTURA 380X7.6 NOIR |  | Cable tie 380x7.6mm Black | [18 empty] | 100 | 3606480554445 | 0 |  | 4.48 | 38 | 10 | 8 | 3.04 | 43606480554443 | 100 | 448000 | 38 | 10 | 8 | [9 empty] | 60000 | 309760 | 120 | 80 | 104 |  |  |  | 10 | N | [12 empty] | SRC | I6 | 3925901000 | [33 empty] | https://eref.se.com/be/nl/sis-tarif/product/IMT46293 | https://eref.se.com/be/fr/sis-tarif/product/IMT46293
Schneider Electric | Schneider Electric | 01022021 |  | Schneider Electric |  | SER | IMT46918 |  |  | 12.83 |  | 100 |  | 5000 | KABELBANDJES CINTURA 250X4.8 KLEURLOOS | COLLIER CINTURA 250X4.8 INCOLORE |  | Cable tie 250x4.8mm Neutral | [18 empty] | 100 | 3606480554520 | 0 |  | 1 | 30 | 13 | 1 | 0.39 | 43606480554528 | 5000 | 8858 | 60 | 40 | 12 | [9 empty] | 18000 | 330888 | 120 | 80 | 135 |  |  |  | 15 | N | [12 empty] | SRC | I6 | 3925901000 | [33 empty] | https://eref.se.com/be/nl/sis-tarif/product/IMT46918 | https://eref.se.com/be/fr/sis-tarif/product/IMT46918
Schneider Electric | Schneider Electric | 01022021 |  | Schneider Electric |  | SER | IMT46919 |  |  | 13.85 |  | 100 |  | 4500 | KABELBANDJES CINTURA 300X4.8 KLEURLOOS | COLLIER CINTURA 300X4.8 INCOLORE |  | Cable tie 300x4.8mm Neutral | [18 empty] | 100 | 3606480554537 | 0 |  | 1.7 | 30 | 1 | 1 | 0.03 | 43606480554535 | 4500 | 9208 | 60 | 60 | 60 | [17 empty] | 15 | N | [12 empty] | SRC | I6 | 3925901000 | [33 empty] | https://eref.se.com/be/nl/sis-tarif/product/IMT46919 | https://eref.se.com/be/fr/sis-tarif/product/IMT46919
Schneider Electric | Schneider Electric | 01022021 |  | Schneider Electric |  | SER | IMT46968 |  |  | 13.09 |  | 100 |  | 10000 | KABELBANDJES CINTURA 250X4.8 ZWART | COLLIER CINTURA 250X4.8 NOIR |  | Cable tie 250x4.8mm Black | [18 empty] | 100 | 3606480554667 | 0 |  | 1.5 | 25 | 1 | 0 | 0 |  | 100 | 162 | 3 | 1.4 | 0.1 | [9 empty] | 18000 | 329820 | 120 | 80 | 135 |  |  |  | 15 | N | [12 empty] | SRC | I6 | 3925901000 | [33 empty] | https://eref.se.com/be/nl/sis-tarif/product/IMT46968 | https://eref.se.com/be/fr/sis-tarif/product/IMT46968
Schneider Electric | Schneider Electric | 01022021 |  | Schneider Electric |  | SER | IMT46969 |  |  | 14.56 |  | 100 |  | 4500 | KABELBANDJES CINTURA 300X4.8 ZWART | COLLIER CINTURA 300X4.8 NOIR |  | Cable tie 300x4.8mm Black | [18 empty] | 100 | 3606480554674 | 0 |  | 1.84 | 30 | 1 | 1 | 0.03 | 43606480554672 | 100 | 200000 | 380 | 130 | 5 | [17 empty] | 16 | N | [12 empty] | SRC | I6 | 3925901000
Schneider Electric | Schneider Electric | 01022021 |  | Schneider Electric |  | SER | IMT46970 |  |  | 18.37 |  | 100 |  | 5000 | KABELBANDJES CINTURA 370X4.8 ZWART | COLLIER CINTURA 370X4.8 NOIR |  | Cable tie 370x4.8mm Black | [18 empty] | 100 | 3606480554681 | 0 |  | 2 | 37 | 1 | 0 | 0 |  | 5000 | 12450 | 55 | 40 | 18 |  |  | 5000 | 12450 | 60 | 40 | 30 | [10 empty] | 15 | N | [12 empty] | SRC | I6 | 3925901000
Schneider Electric | Schneider Electric | 01022021 |  | Schneider Electric |  | SER | IMT47238 |  |  | 79.67 |  | 1 |  | 1 | THORSMAN LED HANDLAMP 3W IP20 280LM | Lampe de poche 1,3W LED |  | Thorsman Mini Hand Light 220lm | [18 empty] | 1 | 3606489903381 | 0 |  | 225 | 8 | 4 | 14 | 0.448 | [7 empty] | 13606489903388 | 27 | 6390 | 40 | 30 | 15 |  |  | 432 | 110740 | 60 | 80 | 80 |  |  |  | 2 | Y | [12 empty] | LT1 | IL | 8513100000 | [33 empty] | https://eref.se.com/be/nl/sis-tarif/product/IMT47238 | https://eref.se.com/be/fr/sis-tarif/product/IMT47238
Schneider Electric | Schneider Electric | 01022021 |  | Schneider Electric |  | SER | IMT47239 |  |  | 104.65 |  | 1 |  | 1 | THORSMAN LED HOOFDLAMP 3W IP54 250LM | Lampe frontale 2,0W LED |  | Thorsman Head Light 250lm | [18 empty] | 1 | 3606489903398 | 0 |  | 240 | 11 | 11 | 11 | 1.331 | [7 empty] | 13606489903395 | 36 | 9081 | 40 | 30 | 30 |  |  | 288 | 81148 | 60 | 80 | 80 |  |  |  | 2 | Y | [12 empty] | LT1 | IL | 8513100000 | [33 empty] | https://eref.se.com/be/nl/sis-tarif/product/IMT47239 | https://eref.se.com/be/fr/sis-tarif/product/IMT47239
Schneider Electric | Schneider Electric | 01022021 |  | Schneider Electric |  | SER | IMT47939 |  |  | 11.14 |  | 1 |  | 1 | INSTAKABEL WIT DIAM 16-32 | INSTACABLES BLANC DIAM 16-32 |  | INSTACABLE 16/32 MM WHITE | [18 empty] | 1 | 3606480986635 | 0 |  | 4 | 11 | 8.5 | 16 | 1496 | [23 empty] | 15 | N | [12 empty] | SRC | I6 | 8536900100 | [33 empty] | https://eref.se.com/be/nl/sis-tarif/product/IMT47939 | https://eref.se.com/be/fr/sis-tarif/product/IMT47939
Schneider Electric | Schneider Electric | 01022021 |  | Schneider Electric |  | SER | KSB160SM424 |  |  | 519.37 |  | 1 |  | 1 | AFTAKKAST 160A 24 MODULES | COFFRET 160A 24 MODULES |  | TAP OFF UNIT 160A 24 MODULES | [18 empty] | 1 | 3606485208619 | 0 |  | 12368 | 53 | 34 | 33 | 59.466 | 3606485208619 | 1 | 12535 | 53 | 34.5 | 34 | [8 empty] | 73606485208618 | 8 | 120000000 | 120 | 80 | 81 |  |  |  | 7 | N | [12 empty] | SC3 | LM | 8536900100 | [14 empty] | Canalis - aftapeenheid voor modulaire automaten - 3L+N+PE - 24 modules van 18 mm | Canalis -Boît. de dérivation disjoncteurs modulaires -3L+N+PE-24 modules de 18mm | [17 empty] | https://eref.se.com/be/nl/sis-tarif/product/KSB160SM424 | https://eref.se.com/be/fr/sis-tarif/product/KSB160SM424
Schneider Electric | Schneider Electric | 01022021 |  | Schneider Electric |  | SER | LC1DFKM7 |  |  | 112.5 |  | 1 |  | 1 | CONTACTOR 12,5kVAR SPOEL 220 VAC 50/60H | CONTACTEUR 12,5KVAR BOB 220V 50/60HZ |  | CONTACTOR 12,5KVAR COIL 220V 50/60HZ | [18 empty] | 1 | 3606480401787 | 0 |  | 537 | 7 | 23 | 19 | 3.059 | 3606480401787 | 1 | 548 | 22.5 | 19 | 6.5 |  | 43606480401785 | 6 | 3718 | 40 | 30 | 30 |  | 73606480401786 | 48 | 40508000 | 77 | 60 | 80 |  |  |  | 6 | N | [12 empty] | TE3 | Y3 | 8536490099 | [33 empty] | https://eref.se.com/be/nl/sis-tarif/product/LC1DFKM7 | https://eref.se.com/be/fr/sis-tarif/product/LC1DFKM7
Schneider Electric | Schneider Electric | 01022021 |  | Schneider Electric |  | SER | LC1DFKP7 |  |  | 112.5 |  | 1 |  | 1 | CONTACTOR 12,5kVAR SPOEL 230 VAC 50/60H | CONTACTEUR 12,5KVAR BOB 230V 50/60HZ |  | CONTACTOR 12,5KVAR COIL 230V 50/60HZ | [18 empty] | 1 | 3606480401794 | 0 |  | 552 | 23 | 19 | 7 | 3.059 | 3606480401794 | 1 | 552 | 22.5 | 20 | 6.5 |  | 43606480401792 | 6 | 3722 | 40 | 30 | 30 |  | 73606480401793 | 48 | 40700000 | 77 | 60 | 80 |  |  |  | 6 | N | [12 empty] | TE3 | Y3 | 8536490099 | [33 empty] | https://eref.se.com/be/nl/sis-tarif/product/LC1DFKP7 | https://eref.se.com/be/fr/sis-tarif/product/LC1DFKP7
Schneider Electric | Schneider Electric | 01022021 |  | Schneider Electric |  | SER | LC1DGKM7 |  |  | 138.8 |  | 1 |  | 1 | CONTACTOR 16,7kVAR SPOEL 220 VAC 50/60H | CONTACTEUR 16,7KVAR BOB 220V 50/60HZ |  | CONTACTOR 16,7KVAR COIL 220V 50/60HZ | [18 empty] | 1 | 3606480401800 | 0 |  | 600 | 6 | 23 | 20 | 2.76 | 3606480401800 | 1 | 609 | 22.6 | 20 | 6.6 |  | 43606480401808 | 6 | 4088 | 40 | 30 | 30 |  | 73606480401809 | 48 | 43436000 | 60 | 80 | 77 |  |  |  | 6 | N | [12 empty] | TE3 | Y3 | 8536490099 | [33 empty] | https://eref.se.com/be/nl/sis-tarif/product/LC1DGKM7 | https://eref.se.com/be/fr/sis-tarif/product/LC1DGKM7
Schneider Electric | Schneider Electric | 01022021 |  | Schneider Electric |  | SER | LC1DLKP7 |  |  | 160 |  | 1 |  | 1 | CONTACTOR 20KVAR 230VAC 50/60HZ | CONTACTEUR 20KVAR BOB 230V 50/60HZ |  | CONTACTOR 20KVAR COIL 230V 50/60HZ | [18 empty] | 1 | 3606480401831 | 0 |  | 610 | 23 | 19 | 7 | 3.059 | 3606480401831 | 1 | 610 | 22.7 | 19 | 6.7 |  | 43606480401839 | 6 | 4167 | 40 | 30 | 30 |  | 73606480401830 | 48 | 43484 | 80 | 60 | 77 |  |  |  | 6 | N | [12 empty] | TE3 | Y3 | 8536490099 | [33 empty] | https://eref.se.com/be/nl/sis-tarif/product/LC1DLKP7 | https://eref.se.com/be/fr/sis-tarif/product/LC1DLKP7
Schneider Electric | Schneider Electric | 01022021 |  | Schneider Electric |  | SER | LC1DMKP7 |  |  | 178 |  | 1 |  | 1 | CONTACTOR 25KVAR 230VAC 50/60 HZ | CONTACTEUR 25KVAR BOB 230V 50/60HZ |  | CONTACTOR 25KVAR COIL 230V 50/60HZ | [18 empty] | 1 | 3606480401855 | 0 |  | 611 | 23 | 20 | 7 | 3.22 | 3606480401855 | 1 | 611 | 22.7 | 20 | 6.7 |  | 43606480401853 | 6 | 4083 | 40 | 30 | 30 |  | 73606480401854 | 48 | 43532 | 80 | 60 | 77 |  |  |  | 6 | N | [12 empty] | TE3 | Y3 | 8536490099 | [33 empty] | https://eref.se.com/be/nl/sis-tarif/product/LC1DMKP7 | https://eref.se.com/be/fr/sis-tarif/product/LC1DMKP7
Schneider Electric | Schneider Electric | 01022021 |  | Schneider Electric |  | SER | LGYT1E05 |  |  | 8.32 |  | 1 |  | 1 | Aardingsklem 5 aansluitingen | Bornier de terre 5 connections |  | Earth Screwless TB 5holes & Jumper | [18 empty] | 1 | 3606489580025 | 0 |  | 62 | 27 | 20 | 3 | 1.62 | [7 empty] | 43606489580023 | 50 | 3692 | 40 | 30 | 30 |  |  | 400 | 39800 | 120 | 80 | 80 |  |  |  | 13 | N | [12 empty] | MB6 | IT | 8536901000 | [33 empty] | https://eref.se.com/be/nl/sis-tarif/product/LGYT1E05 | https://eref.se.com/be/fr/sis-tarif/product/LGYT1E05
Schneider Electric | Schneider Electric | 01022021 |  | Schneider Electric |  | SER | LGYT1E14 |  |  | 12.01 |  | 1 |  | 1 | Aardingsklem 14 aansluitingen | Bornier de terre 14 connections |  | Earth Screwless TB 14holes & Jumper | [18 empty] | 1 | 3606489579975 | 0 |  | 104 | 20 | 13 | 3 | 0.78 | [7 empty] | 43606489579973 | 40 | 4450 | 40 | 30 | 30 |  |  | 320 | 52600 | 120 | 80 | 80 |  |  |  | 2 | Y | [12 empty] | MB6 | IT | 8536901000 | [33 empty] | https://eref.se.com/be/nl/sis-tarif/product/LGYT1E14 | https://eref.se.com/be/fr/sis-tarif/product/LGYT1E14
Schneider Electric | Schneider Electric | 01022021 |  | Schneider Electric |  | SER | LGYT1E24 |  |  | 14.43 |  | 1 |  | 1 | SCHROEFLOZE AARDINGSTEMINALBLOK | Bornier de terre 24 connections |  | Earth Screwless TB 24holes & Jumper | [18 empty] | 1 | 3606489580001 | 0 |  | 150 | 18 | 12 | 4 | 0.864 | [7 empty] | 43606489580009 | 40 | 6700 | 40 | 30 | 30 |  |  | 320 | 68600 | 120 | 80 | 45 |  |  |  | 2 | Y | [12 empty] | MB6 | IT | 8536901000 | [33 empty] | https://eref.se.com/be/nl/sis-tarif/product/LGYT1E24 | https://eref.se.com/be/fr/sis-tarif/product/LGYT1E24
Schneider Electric | Schneider Electric | 01022021 |  | Schneider Electric |  | SER | LGYT1N05 |  |  | 8.32 |  | 1 |  | 1 | Nulleiderklem 5 aansluitingen | Bornier de neutre 5 connections |  | Neutral Screwless TB 5holes & Jumper | [18 empty] | 1 | 3606489580032 | 0 |  | 45 | 15 | 11 | 3 | 0.495 | [7 empty] | 43606489580030 | 50 | 2950 | 40 | 30 | 30 |  |  | 400 | 38600 | 120 | 80 | 80 |  |  |  | 7 | N | [12 empty] | MB6 | IT | 8536901000 | [33 empty] | https://eref.se.com/be/nl/sis-tarif/product/LGYT1N05 | https://eref.se.com/be/fr/sis-tarif/product/LGYT1N05
Schneider Electric | Schneider Electric | 01022021 |  | Schneider Electric |  | SER | LGYT1N14 |  |  | 12.01 |  | 1 |  | 1 | Nulleiderklem 14 aansluitingen | Bornier de neutre 14 connections |  | Neutral Screwless TB 14holes & Jumper | [18 empty] | 1 | 3606489579982 | 0 |  | 100 | 18 | 12 | 4 | 0.864 | [7 empty] | 43606489579980 | 40 | 4700 | 40 | 30 | 30 |  |  | 320 | 52600 | 120 | 80 | 80 |  |  |  | 7 | N | [12 empty] | MB6 | IT | 8536901000 | [33 empty] | https://eref.se.com/be/nl/sis-tarif/product/LGYT1N14 | https://eref.se.com/be/fr/sis-tarif/product/LGYT1N14
Schneider Electric | Schneider Electric | 01022021 |  | Schneider Electric |  | SER | LGYT1N24 |  |  | 14.43 |  | 1 |  | 1 | Nulleiderklem 24 aansluitingen | Bornier de neutre 24 connections |  | Neutral Screwless TB 24holes & Jumper | [18 empty] | 1 | 3606489580018 | 0 |  | 150 | 20 | 13 | 4 | 1.04 | [7 empty] | 43606489580016 | 40 | 6700 | 40 | 30 | 30 |  |  | 320 | 68600 | 120 | 80 | 80 |  |  |  | 7 | N | [12 empty] | MB6 | IT | 8536901000 | [33 empty] | https://eref.se.com/be/nl/sis-tarif/product/LGYT1N24 | https://eref.se.com/be/fr/sis-tarif/product/LGYT1N24
Schneider Electric | Schneider Electric | 01022021 |  | Schneider Electric |  | SER | LGYT4A01 |  |  | 14.05 |  | 1 |  | 1 | SET 10 JUMPERS SCHOEFLOZE TB | Set 10 connecteurs association borniers |  | Set 10 Jumpers for Screwless TB | [18 empty] | 1 | 3606489579999 | 0 |  | 120 | 16 | 8 | 1 | 0.128 | [7 empty] | 43606489579997 | 50 | 6700 | 40 | 30 | 30 |  |  | 400 | 68600 | 120 | 80 | 80 |  |  |  | 2 | Y | [12 empty] | MB6 | IT | 8536901000 | [33 empty] | https://eref.se.com/be/nl/sis-tarif/product/LGYT4A01 | https://eref.se.com/be/fr/sis-tarif/product/LGYT4A01
Schneider Electric | Schneider Electric | 01022021 |  | Schneider Electric |  | SER | LGYT601R |  |  | 6.76 |  | 1 |  | 1 | Klemmensteun voor Pragma of DIN rail | Support bornier Pragma ou rail DIN |  | Support for Pragma or DIN RAIL P/N P/P | [18 empty] | 1 | 3606489580049 | 0 |  | 74 | 25 | 20 | 3 | 1.5 | [7 empty] | 43606489580047 | 35 | 3086 | 40 | 30 | 30 |  |  | 280 | 35720 | 120 | 80 | 45 |  |  |  | 2 | Y | [12 empty] | MB6 | IT | 8302490099 | [33 empty] | https://eref.se.com/be/nl/sis-tarif/product/LGYT601R | https://eref.se.com/be/fr/sis-tarif/product/LGYT601R
Schneider Electric | Schneider Electric | 01022021 |  | Schneider Electric |  | SER | LSS100100 |  |  | 1317.35 |  | 1 |  | 10 | HomeLYnk (Wiser for KNX) | HomeLYnk (Wiser for KNX) |  | WISER FOR KNX LOGIC CONTROLLER | [18 empty] | 1 | 3606480595998 | 0 |  | 125 | 9 | 6 | 7 | 0.378 | 13606480595995 | 10 | 1377 | 33 | 19.8 | 7.5 |  | 43606480595996 | 40 | 6018 | 40 | 30 | 30 | [10 empty] | 2 | Y | [12 empty] | MT6 | MN | 8537109199 | [33 empty] | https://eref.se.com/be/nl/sis-tarif/product/LSS100100 | https://eref.se.com/be/fr/sis-tarif/product/LSS100100
Schneider Electric | Schneider Electric | 01022021 |  | Schneider Electric |  | SER | LSS100200 |  |  | 1654.99 |  | 1 |  | 10 | KNX SPACELYNK LOGIC CONTROLLER | KNX SPACELYNK LOGIC CONTROLLER |  | spaceLYnk logic controller | [18 empty] | 1 | 3606480715723 | 0 |  | 126 | 5 | 9 | 7 | 0.315 | 13606480715720 | 10 | 1268 | 33 | 20 | 7.5 |  | 43606480715721 | 40 | 5473 | 40 | 30 | 30 | [10 empty] | 2 | Y | [12 empty] | MT6 | MN | 8537109199 | [33 empty] | https://eref.se.com/be/nl/sis-tarif/product/LSS100200 | https://eref.se.com/be/fr/sis-tarif/product/LSS100200
Schneider Electric | Schneider Electric | 01022021 |  | Schneider Electric |  | SER | LSS900100 |  |  | 538.86 |  | 1 |  | 1 | eConfigure KNX Lite | eConfigure KNX Lite |  | eConfigure KNX Lite | [18 empty] | 1 | 3606481192516 | 0 |  | 123 | 17 | 11 | 5 | 0.935 | [7 empty] | 23606481192510 | 28 | 3360 | 40 | 30 | 30 | [10 empty] | 2 | Y | [12 empty] | MT6 | MN | 4911990000 | [33 empty] | https://eref.se.com/be/nl/sis-tarif/product/LSS900100 | https://eref.se.com/be/fr/sis-tarif/product/LSS900100
Schneider Electric | Schneider Electric | 01022021 |  | Schneider Electric |  | SER | M9C01101 |  |  | 27.2 |  | 1 |  | 12 | MULTI9 C60CTRL 1P 1A C 100KA IEC | M9 Disjoncteur C60CTRL 1P 1A C IEC60947 |  | Multi9 C60 CTRL 1P 1A C100kA 240V | [8 empty] | 09.07 | 1 | [8 empty] | 1 | 3606480631368 | 0 |  | 110 | 9 | 2 | 8 | 0.144 | 13606480631365 | 12 | 1356 | 23 | 9 | 8 |  | 43606480631366 | 144 | 16818 | 40 | 30 | 30 | [10 empty] | 12 | N | [12 empty] | CUD | ZD | 8536201090 | [14 empty] | MULTI9 C60CTRL 1P 1A C 100KA IEC | MULTI9 C60CTRL 1P 1A C 100KA IEC | [17 empty] | https://eref.se.com/be/nl/sis-tarif/product/M9C01101 | https://eref.se.com/be/fr/sis-tarif/product/M9C01101
Schneider Electric | Schneider Electric | 01022021 |  | Schneider Electric |  | SER | M9C01102 |  |  | 9.55 |  | 1 |  | 12 | MULTI9 C60CTRL 1P 2A C 100KA IEC | M9 Disjoncteur C60CTRL 1P 2A C IEC60947 |  | Multi9 C60 CTRL 1P 2A C100kA 240V | [8 empty] | 09.07 | 1 | [8 empty] | 1 | 3606480631375 | 0 |  | 108 | 9 | 2 | 8 | 0.144 | 13606480631372 | 12 | 1340 | 23 | 9 | 8 |  | 43606480631373 | 144 | 16623 | 40 | 30 | 30 | [10 empty] | 12 | N | [12 empty] | CUD | ZD | 8536201090 | [14 empty] | MULTI9 C60CTRL 1P 2A C 100KA IEC | MULTI9 C60CTRL 1P 2A C 100KA IEC | [17 empty] | https://eref.se.com/be/nl/sis-tarif/product/M9C01102 | https://eref.se.com/be/fr/sis-tarif/product/M9C01102
Schneider Electric | Schneider Electric | 01022021 |  | Schneider Electric |  | SER | M9C01103 |  |  | 9.61 |  | 1 |  | 12 | MULTI9 C60CTRL 1P 3A C 100KA IEC | M9 Disjoncteur C60CTRL 1P 3A C IEC60947 |  | Multi9 C60 CTRL 1P 3A C100kA 240V | [8 empty] | 09.07 | 1 | [8 empty] | 1 | 3606480631382 | 0 |  | 110 | 9 | 2 | 8 | 0.144 | 13606480631389 | 12 | 1357 | 23 | 9 | 8 |  | 43606480631380 | 144 | 16770 | 40 | 30 | 30 | [10 empty] | 12 | N | [12 empty] | CUD | ZD | 8536201090 | [14 empty] | MULTI9 C60CTRL 1P 3A C 100KA IEC | MULTI9 C60CTRL 1P 3A C 100KA IEC
Schneider Electric | Schneider Electric | 01022021 |  | Schneider Electric |  | SER | M9C01104 |  |  | 9.42 |  | 1 |  | 12 | MULTI9 C60CTRL 1P 4A C 100KA IEC | M9 Disjoncteur C60CTRL 1P 4A C IEC60947 |  | Multi9 C60 CTRL 1P 4A C100kA 240V | [8 empty] | 09.07 | 1 | [8 empty] | 1 | 3606480631399 | 0 |  | 108 | 9 | 2 | 8 | 0.144 | 13606480631396 | 12 | 1340 | 23 | 9 | 8 |  | 43606480631397 | 144 | 16670 | 40 | 30 | 30 | [10 empty] | 12 | N | [12 empty] | CUD | ZD | 8536201090 | [14 empty] | MULTI9 C60CTRL 1P 4A C 100KA IEC | MULTI9 C60CTRL 1P 4A C 100KA IEC | [17 empty] | https://eref.se.com/be/nl/sis-tarif/product/M9C01104 | https://eref.se.com/be/fr/sis-tarif/product/M9C01104
Schneider Electric | Schneider Electric | 01022021 |  | Schneider Electric |  | SER | M9C01201 |  |  | 54.6 |  | 1 |  | 6 | MULTI9 C60CTRL 2P 1A C 100KA IEC | M9 Disjoncteur C60CTRL 2P 1A C IEC60947 |  | Multi9 C60 CTRL 2P 1A C100kA 415V | [8 empty] | 09.07 | 1 | [8 empty] | 1 | 3606480631405 | 0 |  | 220 | 9 | 4 | 8 | 0.288 | 13606480631402 | 6 | 1363 | 22.5 | 8.7 | 7.8 |  | 43606480631403 | 72 | 16843 | 40 | 30 | 30 | [10 empty] | 12 | N | [12 empty] | CUD | ZD | 8536201090 | [14 empty] | MULTI9 C60CTRL 2P 1A C 100KA IEC | MULTI9 C60CTRL 2P 1A C 100KA IEC | [17 empty] | https://eref.se.com/be/nl/sis-tarif/product/M9C01201 | https://eref.se.com/be/fr/sis-tarif/product/M9C01201
Schneider Electric | Schneider Electric | 01022021 |  | Schneider Electric |  | SER | M9C01202 |  |  | 19.31 |  | 1 |  | 6 | MULTI9 C60CTRL 2P 2A C 100KA IEC | M9 Disjoncteur C60CTRL 2P 2A C IEC60947 |  | Multi9 C60 CTRL 2P 2A C100kA 415V | [8 empty] | 09.07 | 1 | [8 empty] | 1 | 3606480631412 | 0 |  | 218 | 9 | 4 | 8 | 0.288 | 13606480631419 | 6 | 1354 | 22.5 | 8.7 | 7.8 |  | 43606480631410 | 72 | 16735 | 40 | 30 | 30 | [10 empty] | 12 | N | [12 empty] | CUD | ZD | 8536201090 | [14 empty] | MULTI9 C60CTRL 2P 2A C 100KA IEC | MULTI9 C60CTRL 2P 2A C 100KA IEC
Schneider Electric | Schneider Electric | 01022021 |  | Schneider Electric |  | SER | M9C01203 |  |  | 19.5 |  | 1 |  | 6 | MULTI9 C60CTRL 2P 3A C 100KA IEC | M9 Disjoncteur C60CTRL 2P 3A C IEC60947 |  | Multi9 C60 CTRL 2P 3A C100kA 415V | [8 empty] | 09.07 | 1 | [8 empty] | 1 | 3606480631429 | 0 |  | 221 | 9 | 4 | 8 | 0.288 | 13606480631426 | 6 | 1369 | 22.5 | 8.7 | 7.8 |  | 43606480631427 | 72 | 16915 | 40 | 30 | 30 | [10 empty] | 12 | N | [12 empty] | CUD | ZD | 8536201090 | [14 empty] | MULTI9 C60CTRL 2P 3A C 100KA IEC | MULTI9 C60CTRL 2P 3A C 100KA IEC
Schneider Electric | Schneider Electric | 01022021 |  | Schneider Electric |  | SER | M9C01204 |  |  | 19.03 |  | 1 |  | 6 | MULTI9 C60CTRL 2P 4A C 100KA IEC | M9 Disjoncteur C60CTRL 2P 4A C IEC60947 |  | Multi9 C60 CTRL 2P 4A C100kA 415V | [8 empty] | 09.07 | 1 | [8 empty] | 1 | 3606480631436 | 0 |  | 217 | 9 | 4 | 7 | 0.252 | 13606480631433 | 6 | 1343 | 22 | 9 | 8 |  | 43606480631434 | 72 | 16600 | 40 | 30 | 30 | [10 empty] | 12 | N | [12 empty] | CUD | ZD | 8536201090 | [14 empty] | MULTI9 C60CTRL 2P 4A C 100KA IEC | MULTI9 C60CTRL 2P 4A C 100KA IEC
Schneider Electric | Schneider Electric | 01022021 |  | Schneider Electric |  | SER | M9C02301 |  |  | 27.2 |  | 1 |  | 12 | MULTI9 C60CTRL 1P 1A Z 100KA IEC | M9 Disjoncteur C60CTRL 1P 1A Z IEC60947 |  | Multi9 C60 CTRL 1P 1A Z 100kA 240V | [8 empty] | 09.07 | 1 | [8 empty] | 1 | 3606480631443 | 0 |  | 110 | 9 | 2 | 8 | 0.144 | 13606480631440 | 12 | 1356 | 22.5 | 8.7 | 7.8 |  | 43606480631441 | 144 | 16759 | 40 | 30 | 30 | [10 empty] | 12 | N | [12 empty] | CUD | ZD | 8536201090 | [14 empty] | MULTI9 C60CTRL 1P 1A Z 100KA IEC | MULTI9 C60CTRL 1P 1A Z 100KA IEC
Schneider Electric | Schneider Electric | 01022021 |  | Schneider Electric |  | SER | M9C02302 |  |  | 9.55 |  | 1 |  | 12 | MULTI9 C60CTRL 1P 2A Z 100KA IEC | M9 Disjoncteur C60CTRL 1P 2A Z IEC60947 |  | Multi9 C60 CTRL 1P 2A Z 100kA 240V | [8 empty] | 09.07 | 1 | [8 empty] | 1 | 3606480631450 | 0 |  | 108 | 9 | 2 | 8 | 0.144 | 13606480631457 | 12 | 1343 | 22 | 9 | 8 |  | 43606480631458 | 144 | 16603 | 40 | 30 | 30 | [10 empty] | 12 | N | [12 empty] | CUD | ZD | 8536201090 | [14 empty] | MULTI9 C60CTRL 1P 2A Z 100KA IEC | MULTI9 C60CTRL 1P 2A Z 100KA IEC
Schneider Electric | Schneider Electric | 01022021 |  | Schneider Electric |  | SER | M9C02303 |  |  | 9.61 |  | 1 |  | 12 | MULTI9 C60CTRL 1P 3A Z 100KA IEC | M9 Disjoncteur C60CTRL 1P 3A Z IEC60947 |  | Multi9 C60 CTRL 1P 3A Z 100kA 240V | [8 empty] | 09.07 | 1 | [8 empty] | 1 | 3606480631467 | 0 |  | 110 | 9 | 2 | 7 | 0.126 | 13606480631464 | 12 | 1355 | 23 | 9 | 8 |  | 43606480631465 | 144 | 16870 | 40 | 30 | 30 | [10 empty] | 12 | N | [12 empty] | CUD | ZD | 8536201090 | [14 empty] | MULTI9 C60CTRL 1P 3A Z 100KA IEC | MULTI9 C60CTRL 1P 3A Z 100KA IEC
Schneider Electric | Schneider Electric | 01022021 |  | Schneider Electric |  | SER | M9C02304 |  |  | 9.42 |  | 1 |  | 12 | MULTI9 C60CTRL 1P 4A Z 100KA IEC | M9 Disjoncteur C60CTRL 1P 4A Z IEC60947 |  | Multi9 C60 CTRL 1P 4A Z 100kA 240V | [8 empty] | 09.07 | 1 | [8 empty] | 1 | 3606480631474 | 0 |  | 110 | 9 | 2 | 7 | 0.126 | 13606480631471 | 12 | 1330 | 23 | 9 | 8 |  | 43606480631472 | 144 | 16540 | 40 | 30 | 30 | [10 empty] | 12 | N | [12 empty] | CUD | ZD | 8536201090 | [14 empty] | MULTI9 C60CTRL 1P 4A Z 100KA IEC | MULTI9 C60CTRL 1P 4A Z 100KA IEC
Schneider Electric | Schneider Electric | 01022021 |  | Schneider Electric |  | SER | M9C02401 |  |  | 54.6 |  | 1 |  | 6 | MULTI9 C60CTRL 2P 1A Z 100KA IEC | M9 Disjoncteur C60CTRL 2P 1A Z IEC60947 |  | Multi9 C60 CTRL 2P 1A Z 100kA 415V | [8 empty] | 09.07 | 1 | [8 empty] | 1 | 3606480631481 | 0 |  | 221 | 8 | 4 | 7 | 0.224 | 13606480631488 | 6 | 1363 | 22.4 | 8.7 | 7.7 |  | 43606480631489 | 72 | 16843 | 40 | 30 | 30 | [10 empty] | 12 | N | [12 empty] | CUD | ZD | 8536201090 | [14 empty] | MULTI9 C60CTRL 2P 1A Z 100KA IEC | MULTI9 C60CTRL 2P 1A Z 100KA IEC
Schneider Electric | Schneider Electric | 01022021 |  | Schneider Electric |  | SER | M9C02402 |  |  | 19.31 |  | 1 |  | 6 | MULTI9 C60CTRL 2P 2A Z 100KA IEC | M9 Disjoncteur C60CTRL 2P 2A Z IEC60947 |  | Multi9 C60 CTRL 2P 2A Z 100kA 415V | [8 empty] | 09.07 | 1 | [8 empty] | 1 | 3606480631498 | 0 |  | 217 | 9 | 4 | 8 | 0.288 | 13606480631495 | 6 | 1348 | 22.5 | 8.5 | 7.5 |  | 43606480631496 | 72 | 16663 | 40 | 30 | 30 | [10 empty] | 12 | N | [12 empty] | CUD | ZD | 8536201090 | [14 empty] | MULTI9 C60CTRL 2P 2A Z 100KA IEC | MULTI9 C60CTRL 2P 2A Z 100KA IEC
Schneider Electric | Schneider Electric | 01022021 |  | Schneider Electric |  | SER | M9C02403 |  |  | 19.5 |  | 1 |  | 6 | MULTI9 C60CTRL 2P 3A Z 100KA IEC | M9 Disjoncteur C60CTRL 2P 3A Z IEC60947 |  | Multi9 C60 CTRL 2P 3A Z 100kA 415V | [8 empty] | 09.07 | 1 | [8 empty] | 1 | 3606480631504 | 0 |  | 221 | 8 | 4 | 7 | 0.224 | 13606480631501 | 6 | 1363 | 22 | 9 | 8 |  | 43606480631502 | 72 | 16850 | 40 | 30 | 30 | [10 empty] | 12 | N | [12 empty] | CUD | ZD | 8536201090 | [14 empty] | MULTI9 C60CTRL 2P 3A Z 100KA IEC | MULTI9 C60CTRL 2P 3A Z 100KA IEC
Schneider Electric | Schneider Electric | 01022021 |  | Schneider Electric |  | SER | M9C02404 |  |  | 19.03 |  | 1 |  | 6 | MULTI9 C60CTRL 2P 4A Z 100KA IEC | M9 Disjoncteur C60CTRL 2P 4A Z IEC60947 |  | Multi9 C60 CTRL 2P 4A Z 100kA 415V | [8 empty] | 09.07 | 1 | [8 empty] | 1 | 3606480631511 | 0 |  | 217 | 8 | 4 | 7 | 0.224 | 13606480631518 | 6 | 1342 | 22 | 9 | 8 |  | 43606480631519 | 72 | 16580 | 40 | 30 | 30 | [10 empty] | 12 | N | [12 empty] | CUD | ZD | 8536201090 | [14 empty] | MULTI9 C60CTRL 2P 4A Z 100KA IEC | MULTI9 C60CTRL 2P 4A Z 100KA IEC
Schneider Electric | Schneider Electric | 01022021 |  | Schneider Electric |  | SER | M9D11606 |  |  | 87.73 |  | 1 |  | 6 | MULTI9 N40 VIGI 1P+N 6A C 30MA AC TYPE | MULTI9 N40 VIGI 1P+N 6A C 30MA AC TYPE |  | MULTI 9 N40 VIGI C 6A 1PPN 30 MA AC 6000 | [8 empty] | 09.07 | 1 | [8 empty] | 1 | 3606480883040 | 0 |  | 200 | 8 | 11 | 4 | 0.352 | 13606480883047 | 6 | 1260 | 10.8 | 25.8 | 9 |  | 43606480883048 | 54 | 11233 | 40 | 30 | 30 | [10 empty] | 9 | N | [12 empty] | CUW | ZW | 8536201090 | [14 empty] | MULTI9 N40 VIGI 1P+N 6A C 30MA AC TYPE IEC | MULTI9 N40 VIGI 1P+N 6A C 30MA AC TYPE IEC | [17 empty] | https://eref.se.com/be/nl/sis-tarif/product/M9D11606 | https://eref.se.com/be/fr/sis-tarif/product/M9D11606
Schneider Electric | Schneider Electric | 01022021 |  | Schneider Electric |  | SER | M9F10101 |  |  | 8.56 |  | 1 |  | 12 | MULTI9 C60N 1P 1A B 10KA | M9 Disjoncteur C60N 1P 1A B IEC60947-2 |  | Multi9 C60N 1P B 1A MCB | [8 empty] | 09.07 | 1 | [8 empty] | 1 | 3606480920936 | 0 |  | 108 | 9 | 2 | 8 | 0.144 | 13606480920933 | 12 | 1341 | 23 | 9 | 7.6 |  | 43606480920934 | 144 | 16579 | 40 | 30 | 30 | [10 empty] | 15 | N | [12 empty] | CUD | ZD | 8536201090 | [14 empty] | MULTI9 C60N 1P B 1A 10KA IEC | MULTI9 C60N 1P B 1A 10KA IEC | [17 empty] | https://eref.se.com/be/nl/sis-tarif/product/M9F10101 | https://eref.se.com/be/fr/sis-tarif/product/M9F10101
Schneider Electric | Schneider Electric | 01022021 |  | Schneider Electric |  | SER | M9F10102 |  |  | 8.1 |  | 1 |  | 12 | MULTI9 C60N 1P 2A B 10KA | M9 Disjoncteur C60N 1P 2A B IEC60947-2 |  | MULTI9 C60N 1P B 2A 10KA MINIATURE CIRCU | [8 empty] | 09.07 | 1 | [8 empty] | 1 | 3606480920943 | 0 |  | 108 | 9 | 8 | 2 | 0.144 | 13606480920940 | 12 | 1360 | 23 | 8 | 9 |  | 43606480920941 | 144 | 16807 | 40 | 30 | 30 | [10 empty] | 2 | Y | [12 empty] | CUD | ZD | 8536201090 | [14 empty] | MULTI9 C60N 1P B 2A 10KA IEC | MULTI9 C60N 1P B 2A 10KA IEC | [17 empty] | https://eref.se.com/be/nl/sis-tarif/product/M9F10102 | https://eref.se.com/be/fr/sis-tarif/product/M9F10102
Schneider Electric | Schneider Electric | 01022021 |  | Schneider Electric |  | SER | M9F10103 |  |  | 8.29 |  | 1 |  | 12 | MULTI9 C60N 1P 3A B 10KA | M9 Disjoncteur C60N 1P 3A B IEC60947-2 |  | MULTI9 C60N 1P B 3A 10KA MINIATURE CIRCU | [8 empty] | 09.07 | 1 | [8 empty] | 1 | 3606480920950 | 0 |  | 108 | 9 | 2 | 8 | 0.144 | 13606480920957 | 12 | 1360 | 23 | 8 | 9 |  | 43606480920958 | 144 | 16807 | 40 | 30 | 30 | [10 empty] | 15 | N | [12 empty] | CUD | ZD | 8536201090 | [14 empty] | MULTI9 C60N 1P B 3A 10KA IEC | MULTI9 C60N 1P B 3A 10KA IEC | [17 empty] | https://eref.se.com/be/nl/sis-tarif/product/M9F10103 | https://eref.se.com/be/fr/sis-tarif/product/M9F10103
Schneider Electric | Schneider Electric | 01022021 |  | Schneider Electric |  | SER | M9F10104 |  |  | 8.17 |  | 1 |  | 12 | MULTI9 C60N 1P 4A B 10KA | M9 Disjoncteur C60N 1P 4A B IEC60947-2 |  | Multi9 C60N 1P B 4A MCB | [8 empty] | 09.07 | 1 | [8 empty] | 1 | 3606480920967 | 0 |  | 106 | 9 | 8 | 2 | 0.144 | 13606480920964 | 12 | 1310 | 22 | 8.7 | 8 |  | 43606480920965 | 144 | 16207 | 40 | 30 | 30 | [10 empty] | 2 | Y | [12 empty] | CUD | ZD | 8536201090 | [14 empty] | MULTI9 C60N 1P B 4A 10KA IEC | MULTI9 C60N 1P B 4A 10KA IEC | [17 empty] | https://eref.se.com/be/nl/sis-tarif/product/M9F10104 | https://eref.se.com/be/fr/sis-tarif/product/M9F10104
Schneider Electric | Schneider Electric | 01022021 |  | Schneider Electric |  | SER | M9F10106 |  |  | 7.3 |  | 1 |  | 12 | MULTI9 C60N 1P 6A B 10KA | M9 Disjoncteur C60N 1P 6A B IEC60947-2 |  | Multi9 C60N 1P B 6A MCB | [8 empty] | 09.07 | 1 | [8 empty] | 1 | 3606480920974 | 0 |  | 103 | 9 | 2 | 8 | 0.144 | 13606480920971 | 12 | 1360 | 22.5 | 8.7 | 7.8 |  | 43606480920972 | 144 | 16807 | 40 | 30 | 30 | [10 empty] | 2 | Y | [12 empty] | CUD | ZD | 8536201090 | [14 empty] | MULTI9 C60N 1P B 6A 10KA IEC | MULTI9 C60N 1P B 6A 10KA IEC | [17 empty] | https://eref.se.com/be/nl/sis-tarif/product/M9F10106 | https://eref.se.com/be/fr/sis-tarif/product/M9F10106
Schneider Electric | Schneider Electric | 01022021 |  | Schneider Electric |  | SER | M9F10110 |  |  | 6.63 |  | 1 |  | 12 | MULTI9 C60N 1P 10A B 10KA | M9 Disjoncteur C60N 1P 10A B IEC60947-2 |  | MULTI9 C60N 1P B 10A 10KA MINIATURE CIRC | [8 empty] | 09.07 | 1 | [8 empty] | 1 | 3606480920981 | 0 |  | 103 | 9 | 8 | 2 | 0.144 | 13606480920988 | 12 | 1271 | 23 | 8 | 9 |  | 43606480920989 | 144 | 15739 | 40 | 30 | 30 | [10 empty] | 2 | Y | [12 empty] | CUD | ZD | 8536201090 | [14 empty] | MULTI9 C60N 1P B 10A 10KA IEC | MULTI9 C60N 1P B 10A 10KA IEC | [17 empty] | https://eref.se.com/be/nl/sis-tarif/product/M9F10110 | https://eref.se.com/be/fr/sis-tarif/product/M9F10110
Schneider Electric | Schneider Electric | 01022021 |  | Schneider Electric |  | SER | M9F10113 |  |  | 6.83 |  | 1 |  | 12 | MULTI9 C60N 1P B 13A 10KA IEC | M9 Disjoncteur C60N 1P 13A B IEC60947-2 |  | MULTI9 C60N 1P B 13A 10KA MINIATURE CIRC | [8 empty] | 09.07 | 1 | [8 empty] | 1 | 3606480920998 | 0 |  | 106 | 9 | 2 | 8 | 0.144 | 13606480920995 | 12 | 1360 | 23 | 9 | 8 |  | 43606480920996 | 144 | 15664 | 40 | 30 | 30 | [10 empty] | 15 | N | [12 empty] | CUD | ZD | 8536201090 | [14 empty] | MULTI9 C60N 1P B 13A 10KA IEC | MULTI9 C60N 1P B 13A 10KA IEC | [17 empty] | https://eref.se.com/be/nl/sis-tarif/product/M9F10113 | https://eref.se.com/be/fr/sis-tarif/product/M9F10113
Schneider Electric | Schneider Electric | 01022021 |  | Schneider Electric |  | SER | M9F10116 |  |  | 6.71 |  | 1 |  | 12 | MULTI9 C60N 1P 16A B 10KA | M9 Disjoncteur C60N 1P 16A B IEC60947-2 |  | Multi9 C60N 1P B 16A MCB | [8 empty] | 09.07 | 1 | [8 empty] | 1 | 3606480921001 | 0 |  | 106 | 9 | 2 | 8 | 0.144 | 13606480921008 | 12 | 1360 | 22.5 | 8.7 | 7.8 |  | 43606480921009 | 144 | 16807 | 40 | 30 | 30 | [10 empty] | 2 | Y | [12 empty] | CUD | ZD | 8536201090 | [14 empty] | MULTI9 C60N 1P B 16A 10KA IEC | MULTI9 C60N 1P B 16A 10KA IEC | [17 empty] | https://eref.se.com/be/nl/sis-tarif/product/M9F10116 | https://eref.se.com/be/fr/sis-tarif/product/M9F10116
Schneider Electric | Schneider Electric | 01022021 |  | Schneider Electric |  | SER | M9F10120 |  |  | 6.83 |  | 1 |  | 12 | MULTI9 C60N 1P 20A B 10KA | M9 Disjoncteur C60N 1P 20A B IEC60947-2 |  | Multi9 C60N 1P B 20A MCB | [8 empty] | 09.07 | 1 | [8 empty] | 1 | 3606480921018 | 0 |  | 106 | 9 | 8 | 2 | 0.144 | 13606480921015 | 12 | 1312 | 22 | 8.7 | 8 |  | 43606480921016 | 144 | 16231 | 40 | 30 | 30 | [10 empty] | 15 | N | [12 empty] | CUD | ZD | 8536201090 | [14 empty] | MULTI9 C60N 1P B 20A 10KA IEC | MULTI9 C60N 1P B 20A 10KA IEC | [17 empty] | https://eref.se.com/be/nl/sis-tarif/product/M9F10120 | https://eref.se.com/be/fr/sis-tarif/product/M9F10120
Schneider Electric | Schneider Electric | 01022021 |  | Schneider Electric |  | SER | M9F10125 |  |  | 7.02 |  | 1 |  | 12 | MULTI9 C60N 1P 25A B 10KA | M9 Disjoncteur C60N 1P 25A B IEC60947-2 |  | Multi9 C60N 1P B 25A MCB | [8 empty] | 09.07 | 1 | [8 empty] | 1 | 3606480921025 | 0 |  | 108 | 9 | 2 | 8 | 0.144 | 13606480921022 | 12 | 1360 | 22.5 | 8.7 | 7.8 |  | 43606480921023 | 144 | 16807 | 40 | 30 | 30 | [10 empty] | 15 | N | [12 empty] | CUD | ZD | 8536201090 | [14 empty] | MULTI9 C60N 1P B 25A 10KA IEC | MULTI9 C60N 1P B 25A 10KA IEC | [17 empty] | https://eref.se.com/be/nl/sis-tarif/product/M9F10125 | https://eref.se.com/be/fr/sis-tarif/product/M9F10125
Schneider Electric | Schneider Electric | 01022021 |  | Schneider Electric |  | SER | M9F10132 |  |  | 14.47 |  | 1 |  | 12 | MULTI9 C60N 1P 32A B 10KA | M9 Disjoncteur C60N 1P 32A B IEC60947-2 |  | Multi9 C60N 1P B 32A MCB | [8 empty] | 09.07 | 1 | [8 empty] | 1 | 3606480929090 | 0 |  | 117 | 9 | 2 | 8 | 0.144 | 13606480929097 | 12 | 1457 | 22 | 8.9 | 8 |  | 43606480929098 | 144 | 18197 | 40 | 30 | 30 | [10 empty] | 12 | N | [12 empty] | CUD | ZD | 8536201090 | [14 empty] | MULTI9 C60N 1P B 32A 10KA IEC | MULTI9 C60N 1P B 32A 10KA IEC | [17 empty] | https://eref.se.com/be/nl/sis-tarif/product/M9F10132 | https://eref.se.com/be/fr/sis-tarif/product/M9F10132
Schneider Electric | Schneider Electric | 01022021 |  | Schneider Electric |  | SER | M9F10140 |  |  | 16.97 |  | 1 |  | 12 | MULTI9 C60N 1P 40A B 10KA | M9 Disjoncteur C60N 1P 40A B IEC60947-2 |  | Multi9 C60N 1P B 40A MCB | [8 empty] | 09.07 | 1 | [8 empty] | 1 | 3606480929106 | 0 |  | 117 | 9 | 2 | 8 | 0.144 | 13606480929103 | 12 | 1461 | 22.5 | 8.8 | 7.8 |  | 43606480929104 | 144 | 18245 | 40 | 30 | 30 | [10 empty] | 12 | N | [12 empty] | CUD | ZD | 8536201090 | [14 empty] | MULTI9 C60N 1P B 40A 10KA IEC | MULTI9 C60N 1P B 40A 10KA IEC | [17 empty] | https://eref.se.com/be/nl/sis-tarif/product/M9F10140 | https://eref.se.com/be/fr/sis-tarif/product/M9F10140
Schneider Electric | Schneider Electric | 01022021 |  | Schneider Electric |  | SER | M9F10150 |  |  | 16.91 |  | 1 |  | 12 | MULTI9 C60N 1P 50A B 10KA | M9 Disjoncteur C60N 1P 50A B IEC60947-2 |  | Multi9 C60N 1P B 50A MCB | [8 empty] | 09.07 | 1 | [8 empty] | 1 | 3606480929113 | 0 |  | 118 | 9 | 2 | 8 | 0.144 | 13606480929110 | 12 | 1466 | 22 | 8.8 | 8 |  | 43606480929111 | 144 | 18305 | 40 | 30 | 30 | [10 empty] | 12 | N | [12 empty] | CUD | ZD | 8536201090 | [14 empty] | MULTI9 C60N 1P B 50A 10KA IEC | MULTI9 C60N 1P B 50A 10KA IEC | [17 empty] | https://eref.se.com/be/nl/sis-tarif/product/M9F10150 | https://eref.se.com/be/fr/sis-tarif/product/M9F10150
Schneider Electric | Schneider Electric | 01022021 |  | Schneider Electric |  | SER | M9F10163 |  |  | 17.05 |  | 1 |  | 12 | MULTI9 C60N 1P 63A B 10KA | M9 Disjoncteur C60N 1P 63A B IEC60947-2 |  | Multi9 C60N 1P B 63A MCB | [8 empty] | 09.07 | 1 | [8 empty] | 1 | 3606480929120 | 0 |  | 121 | 9 | 2 | 8 | 0.144 | 13606480929127 | 12 | 1495 | 22 | 8.8 | 8 |  | 43606480929128 | 144 | 18653 | 40 | 30 | 30 | [10 empty] | 12 | N | [12 empty] | CUD | ZD | 8536201090 | [14 empty] | MULTI9 C60N 1P B 63A 10KA IEC | MULTI9 C60N 1P B 63A 10KA IEC | [17 empty] | https://eref.se.com/be/nl/sis-tarif/product/M9F10163 | https://eref.se.com/be/fr/sis-tarif/product/M9F10163
Schneider Electric | Schneider Electric | 01022021 |  | Schneider Electric |  | SER | M9F10201 |  |  | 17.18 |  | 1 |  | 6 | MULTI9 C60N 2P 1A B 10KA | M9 Disjoncteur C60N 2P 1A B IEC60947-2 |  | Multi9 C60N 2P B 1A MCB | [8 empty] | 09.07 | 1 | [8 empty] | 1 | 3606480921032 | 0 |  | 216 | 9 | 8 | 4 | 0.288 | 13606480921039 | 6 | 1360 | 22.5 | 8.7 | 7.8 |  | 43606480921030 | 72 | 16807 | 40 | 30 | 30 | [10 empty] | 15 | N | [12 empty] | CUD | ZD | 8536201090 | [14 empty] | MULTI9 C60N 2P B 1A 10KA IEC | MULTI9 C60N 2P B 1A 10KA IEC | [17 empty] | https://eref.se.com/be/nl/sis-tarif/product/M9F10201 | https://eref.se.com/be/fr/sis-tarif/product/M9F10201
Schneider Electric | Schneider Electric | 01022021 |  | Schneider Electric |  | SER | M9F10202 |  |  | 16.66 |  | 1 |  | 6 | MULTI9 C60N 2P 2A B 10KA | M9 Disjoncteur C60N 2P 2A B IEC60947-2 |  | Multi9 C60N 2P B 2A MCB | [8 empty] | 09.07 | 1 | [8 empty] | 1 | 3606480921049 | 0 |  | 212 | 9 | 4 | 8 | 0.288 | 13606480921046 | 6 | 1360 | 22.5 | 8.7 | 7.8 |  | 43606480921047 | 72 | 16807 | 40 | 30 | 30 | [10 empty] | 15 | N | [12 empty] | CUD | ZD | 8536201090 | [14 empty] | MULTI9 C60N 2P B 2A 10KA IEC | MULTI9 C60N 2P B 2A 10KA IEC | [17 empty] | https://eref.se.com/be/nl/sis-tarif/product/M9F10202 | https://eref.se.com/be/fr/sis-tarif/product/M9F10202
Schneider Electric | Schneider Electric | 01022021 |  | Schneider Electric |  | SER | M9F10203 |  |  | 16.66 |  | 1 |  | 6 | MULTI9 C60N 2P 3A B 10KA | M9 Disjoncteur C60N 2P 3A B IEC60947-2 |  | MULTI9 C60N 2P B 3A 10KA MINIATURE CIRCU | [8 empty] | 09.07 | 1 | [8 empty] | 1 | 3606480921056 | 0 |  | 217.5 | 9 | 8 | 4 | 0.288 | 13606480921053 | 6 | 1345 | 22 | 9 | 8 |  | 43606480921054 | 72 | 16560 | 40 | 30 | 30 | [10 empty] | 15 | N | [12 empty] | CUD | ZD | 8536201090 | [14 empty] | MULTI9 C60N 2P B 3A 10KA IEC | MULTI9 C60N 2P B 3A 10KA IEC | [17 empty] | https://eref.se.com/be/nl/sis-tarif/product/M9F10203 | https://eref.se.com/be/fr/sis-tarif/product/M9F10203
Schneider Electric | Schneider Electric | 01022021 |  | Schneider Electric |  | SER | M9F10204 |  |  | 16.39 |  | 1 |  | 6 | MULTI9 C60N 2P 4A B 10KA | M9 Disjoncteur C60N 2P 4A B IEC60947-2 |  | Multi9 C60N 2P B 4A MCB | [8 empty] | 09.07 | 1 | [8 empty] | 1 | 3606480921063 | 0 |  | 216 | 9 | 8 | 4 | 0.288 | 13606480921060 | 6 | 1360 | 22.5 | 8.7 | 7.8 |  | 43606480921061 | 72 | 16807 | 40 | 30 | 30 | [10 empty] | 15 | N | [12 empty] | CUD | ZD | 8536201090 | [14 empty] | MULTI9 C60N 2P B 4A 10KA IEC | MULTI9 C60N 2P B 4A 10KA IEC | [17 empty] | https://eref.se.com/be/nl/sis-tarif/product/M9F10204 | https://eref.se.com/be/fr/sis-tarif/product/M9F10204
Schneider Electric | Schneider Electric | 01022021 |  | Schneider Electric |  | SER | M9F10206 |  |  | 14.6 |  | 1 |  | 6 | MULTI9 C60N 2P 6A B 10KA | M9 Disjoncteur C60N 2P 6A B IEC60947-2 |  | Multi9 C60N 2P B 6A MCB | [8 empty] | 09.07 | 1 | [8 empty] | 1 | 3606480921070 | 0 |  | 207 | 9 | 8 | 4 | 0.288 | 13606480921077 | 6 | 1286 | 22 | 8.7 | 8 |  | 43606480921078 | 72 | 15919 | 40 | 30 | 30 | [10 empty] | 2 | Y | [12 empty] | CUD | ZD | 8536201090 | [14 empty] | MULTI9 C60N 2P B 6A 10KA IEC | MULTI9 C60N 2P B 6A 10KA IEC | [17 empty] | https://eref.se.com/be/nl/sis-tarif/product/M9F10206 | https://eref.se.com/be/fr/sis-tarif/product/M9F10206
Schneider Electric | Schneider Electric | 01022021 |  | Schneider Electric |  | SER | M9F10210 |  |  | 13.27 |  | 1 |  | 6 | MULTI9 C60N 2P 10A B 10KA | M9 Disjoncteur C60N 2P 10A B IEC60947-2 |  | Multi9 C60N 2P B 10A MCB | [8 empty] | 09.07 | 1 | [8 empty] | 1 | 3606480921087 | 0 |  | 207 | 9 | 8 | 4 | 0.288 | 13606480921084 | 6 | 1281 | 22 | 8.7 | 7.9 |  | 43606480921085 | 72 | 16807 | 40 | 30 | 30 | [10 empty] | 15 | N | [12 empty] | CUD | ZD | 8536201090 | [14 empty] | MULTI9 C60N 2P B 10A 10KA IEC | MULTI9 C60N 2P B 10A 10KA IEC | [17 empty] | https://eref.se.com/be/nl/sis-tarif/product/M9F10210 | https://eref.se.com/be/fr/sis-tarif/product/M9F10210
Schneider Electric | Schneider Electric | 01022021 |  | Schneider Electric |  | SER | M9F10213 |  |  | 13.67 |  | 1 |  | 6 | MULTI9 C60N 2P B 13A 10KA IEC | M9 Disjoncteur C60N 2P 13A B IEC60947-2 |  | MULTI9 C60N 2P B 13A 10KA MINIATURE CIRC | [8 empty] | 09.07 | 1 | [8 empty] | 1 | 3606480921094 | 0 |  | 211 | 9 | 4 | 8 | 0.288 | 13606480921091 | 6 | 1360 | 23 | 9 | 8 |  | 43606480921092 | 72 | 16807 | 40 | 30 | 30 | [10 empty] | 15 | N | [12 empty] | CUD | ZD | 8536201090 | [14 empty] | MULTI9 C60N 2P B 13A 10KA IEC | MULTI9 C60N 2P B 13A 10KA IEC
Schneider Electric | Schneider Electric | 01022021 |  | Schneider Electric |  | SER | M9F10216 |  |  | 13.46 |  | 1 |  | 6 | MULTI9 C60N 2P 16A B 10KA | M9 Disjoncteur C60N 2P 16A B IEC60947-2 |  | Multi9 C60N 2P B 16A MCB | [8 empty] | 09.07 | 1 | [8 empty] | 1 | 3606480921100 | 0 |  | 211 | 9 | 8 | 4 | 0.288 | 13606480921107 | 6 | 1301 | 22 | 8.7 | 8 |  | 43606480921108 | 72 | 16099 | 40 | 30 | 30 | [10 empty] | 15 | N | [12 empty] | CUD | ZD | 8536201090 | [14 empty] | MULTI9 C60N 2P B 16A 10KA IEC | MULTI9 C60N 2P B 16A 10KA IEC | [17 empty] | https://eref.se.com/be/nl/sis-tarif/product/M9F10216 | https://eref.se.com/be/fr/sis-tarif/product/M9F10216
Schneider Electric | Schneider Electric | 01022021 |  | Schneider Electric |  | SER | M9F10220 |  |  | 13.67 |  | 1 |  | 6 | MULTI9 C60N 2P 20A B 10KA | M9 Disjoncteur C60N 2P 20A B IEC60947-2 |  | Multi9 C60N 2P B 20A MCB | [8 empty] | 09.07 | 1 | [8 empty] | 1 | 3606480921117 | 0 |  | 211 | 9 | 8 | 4 | 0.288 | 13606480921114 | 6 | 1360 | 22.5 | 8.7 | 7.8 |  | 43606480921115 | 72 | 16807 | 40 | 30 | 30 | [10 empty] | 15 | N | [12 empty] | CUD | ZD | 8536201090 | [14 empty] | MULTI9 C60N 2P B 20A 10KA IEC | MULTI9 C60N 2P B 20A 10KA IEC | [17 empty] | https://eref.se.com/be/nl/sis-tarif/product/M9F10220 | https://eref.se.com/be/fr/sis-tarif/product/M9F10220
Schneider Electric | Schneider Electric | 01022021 |  | Schneider Electric |  | SER | M9F10225 |  |  | 14.07 |  | 1 |  | 6 | MULTI9 C60N 2P 25A B 10KA | M9 Disjoncteur C60N 2P 25A B IEC60947-2 |  | Multi9 C60N 2P B 25A MCB | [8 empty] | 09.07 | 1 | [8 empty] | 1 | 3606480921124 | 0 |  | 216 | 9 | 8 | 4 | 0.288 | 13606480921121 | 6 | 1348 | 22 | 8.5 | 8 |  | 43606480921122 | 72 | 16807 | 40 | 30 | 30 | [10 empty] | 15 | N | [12 empty] | CUD | ZD | 8536201090 | [14 empty] | MULTI9 C60N 2P B 25A 10KA IEC | MULTI9 C60N 2P B 25A 10KA IEC | [17 empty] | https://eref.se.com/be/nl/sis-tarif/product/M9F10225 | https://eref.se.com/be/fr/sis-tarif/product/M9F10225
Schneider Electric | Schneider Electric | 01022021 |  | Schneider Electric |  | SER | M9F10232 |  |  | 29.05 |  | 1 |  | 6 | MULTI9 C60N 2P 32A B 10KA | M9 Disjoncteur C60N 2P 32A B IEC60947-2 |  | Multi9 C60N 2P B 32A MCB | [8 empty] | 09.07 | 1 | [8 empty] | 1 | 3606480929137 | 0 |  | 235 | 9 | 8 | 4 | 0.288 | 13606480929134 | 6 | 1453 | 22 | 8.8 | 8 |  | 43606480929135 | 72 | 18149 | 40 | 30 | 30 | [10 empty] | 12 | N | [12 empty] | CUD | ZD | 8536201090 | [14 empty] | MULTI9 C60N 2P B 32A 10KA IEC | MULTI9 C60N 2P B 32A 10KA IEC | [17 empty] | https://eref.se.com/be/nl/sis-tarif/product/M9F10232 | https://eref.se.com/be/fr/sis-tarif/product/M9F10232
Schneider Electric | Schneider Electric | 01022021 |  | Schneider Electric |  | SER | M9F10240 |  |  | 34.15 |  | 1 |  | 6 | MULTI9 C60N 2P 40A B 10KA | M9 Disjoncteur C60N 2P 40A B IEC60947-2 |  | Multi9 C60N 2P B 40A MCB | [8 empty] | 09.07 | 1 | [8 empty] | 1 | 3606480929144 | 0 |  | 235 | 9 | 4 | 8 | 0.288 | 13606480929141 | 6 | 1453 | 22 | 8.8 | 8 |  | 43606480929142 | 72 | 18149 | 40 | 30 | 30 | [10 empty] | 12 | N | [12 empty] | CUD | ZD | 8536201090 | [14 empty] | MULTI9 C60N 2P B 40A 10KA IEC | MULTI9 C60N 2P B 40A 10KA IEC | [17 empty] | https://eref.se.com/be/nl/sis-tarif/product/M9F10240 | https://eref.se.com/be/fr/sis-tarif/product/M9F10240
Schneider Electric | Schneider Electric | 01022021 |  | Schneider Electric |  | SER | M9F10250 |  |  | 33.97 |  | 1 |  | 6 | MULTI9 C60N 2P 50A B 10KA | M9 Disjoncteur C60N 2P 50A B IEC60947-2 |  | Multi9 C60N 2P B 50A MCB | [8 empty] | 09.07 | 1 | [8 empty] | 1 | 3606480929151 | 0 |  | 239 | 9 | 4 | 8 | 0.288 | 13606480929158 | 6 | 1474 | 22 | 8.8 | 8 |  | 43606480929159 | 72 | 18401 | 40 | 30 | 30 | [10 empty] | 12 | N | [12 empty] | CUD | ZD | 8536201090 | [14 empty] | MULTI9 C60N 2P B 50A 10KA IEC | MULTI9 C60N 2P B 50A 10KA IEC | [17 empty] | https://eref.se.com/be/nl/sis-tarif/product/M9F10250 | https://eref.se.com/be/fr/sis-tarif/product/M9F10250
Schneider Electric | Schneider Electric | 01022021 |  | Schneider Electric |  | SER | M9F10263 |  |  | 34.03 |  | 1 |  | 6 | MULTI9 C60N 2P 63A B 10KA | M9 Disjoncteur C60N 2P 63A B IEC60947-2 |  | Multi9 C60N 2P B 63A MCB | [8 empty] | 09.07 | 1 | [8 empty] | 1 | 3606480929168 | 0 |  | 244 | 9 | 4 | 8 | 0.288 | 13606480929165 | 6 | 1504 | 8 | 22 | 8.8 |  | 43606480929166 | 72 | 18535 | 30 | 40 | 30 | [10 empty] | 12 | N | [12 empty] | CUD | ZD | 8536201090 | [14 empty] | MULTI9 C60N 2P B 63A 10KA IEC | MULTI9 C60N 2P B 63A 10KA IEC | [17 empty] | https://eref.se.com/be/nl/sis-tarif/product/M9F10263 | https://eref.se.com/be/fr/sis-tarif/product/M9F10263
Schneider Electric | Schneider Electric | 01022021 |  | Schneider Electric |  | SER | M9F10301 |  |  | 25.8 |  | 1 |  | 4 | MULTI9 C60N 3P 1A B 10KA | M9 Disjoncteur C60N 3P 1A B IEC60947-2 |  | MULTI9 C60N 3P B 1A 10KA MINIATURE CIRCU | [8 empty] | 09.07 | 1 | [8 empty] | 1 | 3606480921131 | 0 |  | 327 | 9 | 8 | 5 | 0.36 | 13606480921138 | 4 | 1350 | 22 | 8 | 9 |  | 43606480921139 | 48 | 16807 | 40 | 30 | 30 | [10 empty] | 15 | N | [12 empty] | CUD | ZD | 8536201090 | [14 empty] | MULTI9 C60N 3P B 1A 10KA IEC | MULTI9 C60N 3P B 1A 10KA IEC | [17 empty] | https://eref.se.com/be/nl/sis-tarif/product/M9F10301 | https://eref.se.com/be/fr/sis-tarif/product/M9F10301
Schneider Electric | Schneider Electric | 01022021 |  | Schneider Electric |  | SER | M9F10302 |  |  | 25.01 |  | 1 |  | 4 | MULTI9 C60N 3P 2A B 10KA | M9 Disjoncteur C60N 3P 2A B IEC60947-2 |  | Multi9 C60N 3P B 2A MCB | [8 empty] | 09.07 | 1 | [8 empty] | 1 | 3606480921148 | 0 |  | 324 | 9 | 8 | 5 | 0.36 | 13606480921145 | 4 | 1360 | 22.5 | 8.7 | 7.8 |  | 43606480921146 | 48 | 16807 | 40 | 30 | 30 | [10 empty] | 15 | N | [12 empty] | CUD | ZD | 8536201090 | [14 empty] | MULTI9 C60N 3P B 2A 10KA IEC | MULTI9 C60N 3P B 2A 10KA IEC | [17 empty] | https://eref.se.com/be/nl/sis-tarif/product/M9F10302 | https://eref.se.com/be/fr/sis-tarif/product/M9F10302
Schneider Electric | Schneider Electric | 01022021 |  | Schneider Electric |  | SER | M9F10303 |  |  | 25.01 |  | 1 |  | 4 | MULTI9 C60N 3P 3A B 10KA | M9 Disjoncteur C60N 3P 3A B IEC60947-2 |  | MULTI9 C60N 3P B 3A 10KA MINIATURE CIRCU | [8 empty] | 09.07 | 1 | [8 empty] | 1 | 3606480921155 | 0 |  | 324 | 9 | 8 | 5 | 0.36 | 13606480921152 | 4 | 1360 | 23 | 8 | 9 |  | 43606480921153 | 48 | 17033 | 40 | 30 | 30 | [10 empty] | 15 | N | [12 empty] | CUD | ZD | 8536201090 | [14 empty] | MULTI9 C60N 3P B 3A 10KA IEC | MULTI9 C60N 3P B 3A 10KA IEC | [17 empty] | https://eref.se.com/be/nl/sis-tarif/product/M9F10303 | https://eref.se.com/be/fr/sis-tarif/product/M9F10303
Schneider Electric | Schneider Electric | 01022021 |  | Schneider Electric |  | SER | M9F10304 |  |  | 24.54 |  | 1 |  | 4 | MULTI9 C60N 3P 4A B 10KA | M9 Disjoncteur C60N 3P 4A B IEC60947-2 |  | Multi9 C60N 3P B 4A MCB | [8 empty] | 09.07 | 1 | [8 empty] | 1 | 3606480921162 | 0 |  | 320 | 9 | 8 | 5 | 0.36 | 13606480921169 | 4 | 1360 | 22 | 8.7 | 7.8 |  | 43606480921160 | 48 | 16807 | 40 | 30 | 30 | [10 empty] | 15 | N | [12 empty] | CUD | ZD | 8536201090 | [14 empty] | MULTI9 C60N 3P B 4A 10KA IEC | MULTI9 C60N 3P B 4A 10KA IEC | [17 empty] | https://eref.se.com/be/nl/sis-tarif/product/M9F10304 | https://eref.se.com/be/fr/sis-tarif/product/M9F10304
Schneider Electric | Schneider Electric | 01022021 |  | Schneider Electric |  | SER | M9F10306 |  |  | 21.9 |  | 1 |  | 4 | MULTI9 C60N 3P 6A B 10KA | M9 Disjoncteur C60N 3P 6A B IEC60947-2 |  | Multi9 C60N 3P B 6A MCB | [8 empty] | 09.07 | 1 | [8 empty] | 1 | 3606480921179 | 0 |  | 310 | 9 | 5 | 8 | 0.36 | 13606480921176 | 4 | 1294 | 22.5 | 8.7 | 7.8 |  | 43606480921177 | 48 | 16015 | 40 | 30 | 30 | [10 empty] | 15 | N | [12 empty] | CUD | ZD | 8536201090 | [14 empty] | MULTI9 C60N 3P B 6A 10KA IEC | MULTI9 C60N 3P B 6A 10KA IEC | [17 empty] | https://eref.se.com/be/nl/sis-tarif/product/M9F10306 | https://eref.se.com/be/fr/sis-tarif/product/M9F10306
Schneider Electric | Schneider Electric | 01022021 |  | Schneider Electric |  | SER | M9F10310 |  |  | 19.9 |  | 1 |  | 4 | MULTI9 C60N 3P 10A B 10KA | Multi9 C60N 3P B 10A MCB |  | Multi9 C60N 3P B 10A MCB | [8 empty] | 09.07 | 1 | [8 empty] | 1 | 3606480921186 | 0 |  | 321 | 9 | 8 | 5 | 0.36 | 13606480921183 | 4 | 1360 | 22.5 | 8.7 | 7.8 |  | 43606480921184 | 48 | 16807 | 40 | 30 | 30 | [10 empty] | 15 | N | [12 empty] | CUD | ZD | 8536201090 | [14 empty] | MULTI9 C60N 3P B 10A 10KA IEC | MULTI9 C60N 3P B 10A 10KA IEC | [17 empty] | https://eref.se.com/be/nl/sis-tarif/product/M9F10310 | https://eref.se.com/be/fr/sis-tarif/product/M9F10310
Schneider Electric | Schneider Electric | 01022021 |  | Schneider Electric |  | SER | M9F10313 |  |  | 20.5 |  | 1 |  | 4 | MULTI9 C60N 3P B 13A 10KA IEC | M9 Disjoncteur C60N 3P 13A B IEC60947-2 |  | MULTI9 C60N 3P B 13A 10KA MINIATURE CIRC | [8 empty] | 09.07 | 1 | [8 empty] | 1 | 3606480921193 | 0 |  | 321 | 9 | 5 | 8 | 0.36 | 13606480921190 | 4 | 1360 | 23 | 9 | 8 |  | 43606480921191 | 48 | 16807 | 40 | 30 | 30 | [10 empty] | 15 | N | [12 empty] | CUD | ZD | 8536201090 | [14 empty] | MULTI9 C60N 3P B 13A 10KA IEC | MULTI9 C60N 3P B 13A 10KA IEC
Schneider Electric | Schneider Electric | 01022021 |  | Schneider Electric |  | SER | M9F10316 |  |  | 20.17 |  | 1 |  | 4 | MULTI9 C60N 3P 16A B 10KA | M9 Disjoncteur C60N 3P 16A B IEC60947-2 |  | Multi9 C60N 3P B 16A MCB | [8 empty] | 09.07 | 1 | [8 empty] | 1 | 3606480921209 | 0 |  | 315 | 9 | 8 | 5 | 0.36 | 13606480921206 | 4 | 1302 | 22 | 8.8 | 8 |  | 43606480921207 | 48 | 16111 | 40 | 30 | 30 | [10 empty] | 15 | N | [12 empty] | CUD | ZD | 8536201090 | [14 empty] | MULTI9 C60N 3P B 16A 10KA IEC | MULTI9 C60N 3P B 16A 10KA IEC | [17 empty] | https://eref.se.com/be/nl/sis-tarif/product/M9F10316 | https://eref.se.com/be/fr/sis-tarif/product/M9F10316
Schneider Electric | Schneider Electric | 01022021 |  | Schneider Electric |  | SER | M9F10320 |  |  | 20.5 |  | 1 |  | 4 | MULTI9 C60N 3P 20A B 10KA | M9 Disjoncteur C60N 3P 20A B IEC60947-2 |  | MULTI9 C60N 3P B 20A 10KA MINIATURE CIRC | [8 empty] | 09.07 | 1 | [8 empty] | 1 | 3606480921216 | 0 |  | 321 | 9 | 8 | 5 | 0.36 | 13606480921213 | 4 | 1360 | 23 | 8 | 9 |  | 43606480921214 | 48 | 16807 | 40 | 30 | 30 | [10 empty] | 15 | N | [12 empty] | CUD | ZD | 8536201090 | [14 empty] | MULTI9 C60N 3P B 20A 10KA IEC | MULTI9 C60N 3P B 20A 10KA IEC | [17 empty] | https://eref.se.com/be/nl/sis-tarif/product/M9F10320 | https://eref.se.com/be/fr/sis-tarif/product/M9F10320
Schneider Electric | Schneider Electric | 01022021 |  | Schneider Electric |  | SER | M9F10325 |  |  | 21.09 |  | 1 |  | 4 | MULTI9 C60N 3P 25A B 10KA | M9 Disjoncteur C60N 3P 25A B IEC60947-2 |  | MULTI9 C60N 3P B 25A 10KA MINIATURE CIRC | [8 empty] | 09.07 | 1 | [8 empty] | 1 | 3606480921223 | 0 |  | 328 | 9 | 8 | 5 | 0.36 | 13606480921220 | 4 | 1360 | 23 | 8 | 9 |  | 43606480921221 | 48 | 16807 | 40 | 30 | 30 | [10 empty] | 15 | N | [12 empty] | CUD | ZD | 8536201090 | [14 empty] | MULTI9 C60N 3P B 25A 10KA IEC | MULTI9 C60N 3P B 25A 10KA IEC | [17 empty] | https://eref.se.com/be/nl/sis-tarif/product/M9F10325 | https://eref.se.com/be/fr/sis-tarif/product/M9F10325
Schneider Electric | Schneider Electric | 01022021 |  | Schneider Electric |  | SER | M9F10332 |  |  | 43.64 |  | 1 |  | 4 | MULTI9 C60N 3P 32A B 10KA | M9 Disjoncteur C60N 3P 32A B IEC60947-2 |  | Multi9 C60N 3P B 32A MCB | [8 empty] | 09.07 | 1 | [8 empty] | 1 | 3606480929175 | 0 |  | 354 | 9 | 5 | 8 | 0.36 | 13606480929172 | 4 | 1458 | 22.5 | 8.7 | 7.8 |  | 43606480929173 | 24 | 9461 | 40 | 30 | 30 | [10 empty] | 12 | N | [12 empty] | CUD | ZD | 8536201090 | [14 empty] | MULTI9 C60N 3P B 32A 10KA IEC | MULTI9 C60N 3P B 32A 10KA IEC | [17 empty] | https://eref.se.com/be/nl/sis-tarif/product/M9F10332 | https://eref.se.com/be/fr/sis-tarif/product/M9F10332
Schneider Electric | Schneider Electric | 01022021 |  | Schneider Electric |  | SER | M9F10340 |  |  | 43.98 |  | 1 |  | 4 | MULTI9 C60N 3P 40A B 10KA | M9 Disjoncteur C60N 3P 40A B IEC60947-2 |  | Multi9 C60N 3P B 40A MCB | [8 empty] | 09.07 | 1 | [8 empty] | 1 | 3606480929182 | 0 |  | 354 | 9 | 5 | 8 | 0.36 | 13606480929189 | 4 | 1458 | 7.8 | 22.5 | 8.7 |  | 43606480929180 | 48 | 17983 | 30 | 40 | 30 | [10 empty] | 12 | N | [12 empty] | CUD | ZD | 8536201090 | [14 empty] | MULTI9 C60N 3P B 40A 10KA IEC | MULTI9 C60N 3P B 40A 10KA IEC | [17 empty] | https://eref.se.com/be/nl/sis-tarif/product/M9F10340 | https://eref.se.com/be/fr/sis-tarif/product/M9F10340
Schneider Electric | Schneider Electric | 01022021 |  | Schneider Electric |  | SER | M9F10350 |  |  | 51.01 |  | 1 |  | 4 | MULTI9 C60N 3P 50A B 10KA | M9 Disjoncteur C60N 3P 50A B IEC60947-2 |  | Multi9 C60N 3P B 50A MCB | [8 empty] | 09.07 | 1 | [8 empty] | 1 | 3606480929199 | 0 |  | 359 | 9 | 5 | 8 | 0.36 | 13606480929196 | 4 | 1478 | 22.5 | 8.8 | 7.7 |  | 43606480929197 | 48 | 18449 | 40 | 30 | 30 | [10 empty] | 12 | N | [12 empty] | CUD | ZD | 8536201090 | [14 empty] | MULTI9 C60N 3P B 50A 10KA IEC | MULTI9 C60N 3P B 50A 10KA IEC | [17 empty] | https://eref.se.com/be/nl/sis-tarif/product/M9F10350 | https://eref.se.com/be/fr/sis-tarif/product/M9F10350
Schneider Electric | Schneider Electric | 01022021 |  | Schneider Electric |  | SER | M9F10363 |  |  | 51.14 |  | 1 |  | 4 | MULTI9 C60N 3P 63A B 10KA | M9 Disjoncteur C60N 3P 63A B IEC60947-2 |  | Multi9 C60N 3P B 63A MCB | [8 empty] | 09.07 | 1 | [8 empty] | 1 | 3606480929205 | 0 |  | 368 | 9 | 5 | 8 | 0.36 | 13606480929202 | 4 | 1512 | 22.5 | 8.7 | 7.8 |  | 43606480929203 | 48 | 18857 | 40 | 30 | 30 | [10 empty] | 12 | N | [12 empty] | CUD | ZD | 8536201090 | [14 empty] | MULTI9 C60N 3P B 63A 10KA IEC | MULTI9 C60N 3P B 63A 10KA IEC | [17 empty] | https://eref.se.com/be/nl/sis-tarif/product/M9F10363 | https://eref.se.com/be/fr/sis-tarif/product/M9F10363
Schneider Electric | Schneider Electric | 01022021 |  | Schneider Electric |  | SER | M9F10401 |  |  | 34.49 |  | 1 |  | 3 | MULTI9 C60N 4P 1A B 10KA | M9 Disjoncteur C60N 4P 1A B IEC60947-2 |  | Multi9 C60N 4P B 1A MCB | [8 empty] | 09.07 | 1 | [8 empty] | 1 | 3606480921230 | 0 |  | 435 | 9 | 7 | 8 | 0.504 | 13606480921237 | 3 | 1349 | 22.5 | 8.7 | 7.8 |  | 43606480921238 | 36 | 16675 | 40 | 30 | 30 | [10 empty] | 15 | N | [12 empty] | CUD | ZD | 8536201090 | [14 empty] | MULTI9 C60N 4P B 1A 10KA IEC | MULTI9 C60N 4P B 1A 10KA IEC | [17 empty] | https://eref.se.com/be/nl/sis-tarif/product/M9F10401 | https://eref.se.com/be/fr/sis-tarif/product/M9F10401
Schneider Electric | Schneider Electric | 01022021 |  | Schneider Electric |  | SER | M9F10402 |  |  | 33.57 |  | 1 |  | 3 | MULTI9 C60N 4P 2A B 10KA | M9 Disjoncteur C60N 4P 2A B IEC60947-2 |  | MULTI9 C60N 4P B 2A 10KA MINIATURE CIRCU | [8 empty] | 09.07 | 1 | [8 empty] | 1 | 3606480921247 | 0 |  | 432 | 9 | 7 | 8 | 0.504 | 13606480921244 | 3 | 1360 | 23 | 9 | 8 |  | 43606480921245 | 36 | 16807 | 40 | 30 | 30 | [10 empty] | 15 | N | [12 empty] | CUD | ZD | 8536201090 | [14 empty] | MULTI9 C60N 4P B 2A 10KA IEC | MULTI9 C60N 4P B 2A 10KA IEC | [17 empty] | https://eref.se.com/be/nl/sis-tarif/product/M9F10402 | https://eref.se.com/be/fr/sis-tarif/product/M9F10402
Schneider Electric | Schneider Electric | 01022021 |  | Schneider Electric |  | SER | M9F10403 |  |  | 33.44 |  | 1 |  | 3 | MULTI9 C60N 4P 3A B 10KA | M9 Disjoncteur C60N 4P 3A B IEC60947-2 |  | MULTI9 C60N 4P B 3A 10KA MINIATURE CIRCU | [8 empty] | 09.07 | 1 | [8 empty] | 1 | 3606480921254 | 0 |  | 432 | 9 | 7 | 8 | 0.504 | 13606480921251 | 3 | 1360 | 23 | 9 | 8 |  | 43606480921252 | 36 | 16807 | 40 | 30 | 30 | [10 empty] | 15 | N | [12 empty] | CUD | ZD | 8536201090 | [14 empty] | MULTI9 C60N 4P B 3A 10KA IEC | MULTI9 C60N 4P B 3A 10KA IEC | [17 empty] | https://eref.se.com/be/nl/sis-tarif/product/M9F10403 | https://eref.se.com/be/fr/sis-tarif/product/M9F10403
Schneider Electric | Schneider Electric | 01022021 |  | Schneider Electric |  | SER | M9F10404 |  |  | 32.84 |  | 1 |  | 3 | MULTI9 C60N 4P 4A B 10KA | M9 Disjoncteur C60N 4P 4A B IEC60947-2 |  | MULTI9 C60N 4P B 4A 10KA MINIATURE CIRCU | [8 empty] | 09.07 | 1 | [8 empty] | 1 | 3606480921261 | 0 |  | 425 | 9 | 7 | 8 | 0.504 | 13606480921268 | 3 | 1318 | 22 | 8 | 9 |  | 43606480921269 | 36 | 16328 | 40 | 30 | 30 | [10 empty] | 15 | N | [12 empty] | CUD | ZD | 8536201090 | [14 empty] | MULTI9 C60N 4P B 4A 10KA IEC | MULTI9 C60N 4P B 4A 10KA IEC | [17 empty] | https://eref.se.com/be/nl/sis-tarif/product/M9F10404 | https://eref.se.com/be/fr/sis-tarif/product/M9F10404
Schneider Electric | Schneider Electric | 01022021 |  | Schneider Electric |  | SER | M9F10406 |  |  | 29.32 |  | 1 |  | 3 | MULTI9 C60N 4P 6A B 10KA | M9 Disjoncteur C60N 4P 6A B IEC60947-2 |  | Multi9 C60N 4P B 6A MCB | [8 empty] | 09.07 | 1 | [8 empty] | 1 | 3606480921278 | 0 |  | 415 | 9 | 7 | 8 | 0.504 | 13606480921275 | 3 | 1360 | 22.5 | 8.7 | 7.8 |  | 43606480921276 | 36 | 16807 | 40 | 30 | 30 | [10 empty] | 15 | N | [12 empty] | CUD | ZD | 8536201090 | [14 empty] | MULTI9 C60N 4P B 6A 10KA IEC | MULTI9 C60N 4P B 6A 10KA IEC | [17 empty] | https://eref.se.com/be/nl/sis-tarif/product/M9F10406 | https://eref.se.com/be/fr/sis-tarif/product/M9F10406
Schneider Electric | Schneider Electric | 01022021 |  | Schneider Electric |  | SER | M9F10410 |  |  | 26.67 |  | 1 |  | 3 | MULTI9 C60N 4P 10A B 10KA | M9 Disjoncteur C60N 4P 10A B IEC60947-2 |  | Multi9 C60N 4P B 10A MCB | [8 empty] | 09.07 | 1 | [8 empty] | 1 | 3606480921285 | 0 |  | 413 | 9 | 7 | 8 | 0.504 | 13606480921282 | 3 | 1360 | 22.5 | 8.7 | 7.8 |  | 43606480921283 | 36 | 16807 | 40 | 30 | 30 | [10 empty] | 15 | N | [12 empty] | CUD | ZD | 8536201090 | [14 empty] | MULTI9 C60N 4P B 10A 10KA IEC | MULTI9 C60N 4P B 10A 10KA IEC | [17 empty] | https://eref.se.com/be/nl/sis-tarif/product/M9F10410 | https://eref.se.com/be/fr/sis-tarif/product/M9F10410
Schneider Electric | Schneider Electric | 01022021 |  | Schneider Electric |  | SER | M9F10413 |  |  | 27.46 |  | 1 |  | 3 | MULTI9 C60N 4P B 13A 10KA IEC | M9 Disjoncteur C60N 4P 13A B IEC60947-2 |  | MULTI9 C60N 4P B 13A 10KA MINIATURE CIRC | [8 empty] | 09.07 | 1 | [8 empty] | 1 | 3606480921292 | 0 |  | 414.667 | 9 | 8 | 7 | 0.504 | 13606480921299 | 3 | 1285 | 22 | 9 | 8 |  | 43606480921290 | 36 | 15834 | 40 | 30 | 30 | [10 empty] | 15 | N | [12 empty] | CUD | ZD | 8536201090 | [14 empty] | MULTI9 C60N 4P B 13A 10KA IEC | MULTI9 C60N 4P B 13A 10KA IEC
Schneider Electric | Schneider Electric | 01022021 |  | Schneider Electric |  | SER | M9F10416 |  |  | 27.07 |  | 1 |  | 3 | MULTI9 C60N 4P 16A B 10KA | M9 Disjoncteur C60N 4P 16A B IEC60947-2 |  | Multi9 C60N 4P B 16A MCB | [8 empty] | 09.07 | 1 | [8 empty] | 1 | 3606480921308 | 0 |  | 421 | 9 | 8 | 7 | 0.504 | 13606480921305 | 3 | 1305 | 22 | 8.8 | 8.2 |  | 43606480921306 | 36 | 16147 | 40 | 30 | 30 | [10 empty] | 2 | Y | [12 empty] | CUD | ZD | 8536201090 | [14 empty] | MULTI9 C60N 4P B 16A 10KA IEC | MULTI9 C60N 4P B 16A 10KA IEC | [17 empty] | https://eref.se.com/be/nl/sis-tarif/product/M9F10416 | https://eref.se.com/be/fr/sis-tarif/product/M9F10416
Schneider Electric | Schneider Electric | 01022021 |  | Schneider Electric |  | SER | M9F10420 |  |  | 27.46 |  | 1 |  | 3 | MULTI9 C60N 4P 20A B 10KA | M9 Disjoncteur C60N 4P 20A B IEC60947-2 |  | Multi9 C60N 4P B 20A MCB | [8 empty] | 09.07 | 1 | [8 empty] | 1 | 3606480921315 | 0 |  | 430 | 9 | 8 | 7 | 0.504 | 13606480921312 | 3 | 1320 | 22 | 8.7 | 8.2 |  | 43606480921313 | 36 | 16327 | 40 | 30 | 30 | [10 empty] | 15 | N | [12 empty] | CUD | ZD | 8536201090 | [14 empty] | MULTI9 C60N 4P B 20A 10KA IEC | MULTI9 C60N 4P B 20A 10KA IEC | [17 empty] | https://eref.se.com/be/nl/sis-tarif/product/M9F10420 | https://eref.se.com/be/fr/sis-tarif/product/M9F10420
Schneider Electric | Schneider Electric | 01022021 |  | Schneider Electric |  | SER | M9F10425 |  |  | 28.26 |  | 1 |  | 3 | MULTI9 C60N 4P 25A B 10KA | M9 Disjoncteur C60N 4P 25A B IEC60947-2 |  | MULTI9 C60N 4P B 25A 10KA MINIATURE CIRC | [8 empty] | 09.07 | 1 | [8 empty] | 1 | 3606480921322 | 0 |  | 434 | 9 | 8 | 7 | 0.504 | 13606480921329 | 3 | 1346 | 22 | 8 | 9 |  | 43606480921320 | 36 | 16699 | 40 | 30 | 30 | [10 empty] | 15 | N | [12 empty] | CUD | ZD | 8536201090 | [14 empty] | MULTI9 C60N 4P B 25A 10KA IEC | MULTI9 C60N 4P B 25A 10KA IEC | [17 empty] | https://eref.se.com/be/nl/sis-tarif/product/M9F10425 | https://eref.se.com/be/fr/sis-tarif/product/M9F10425
Schneider Electric | Schneider Electric | 01022021 |  | Schneider Electric |  | SER | M9F10432 |  |  | 58.24 |  | 1 |  | 3 | MULTI9 C60N 4P 32A B 10KA | M9 Disjoncteur C60N 4P 32A B IEC60947-2 |  | Multi9 C60N 4P B 32A MCB | [8 empty] | 09.07 | 1 | [8 empty] | 1 | 3606480929212 | 0 |  | 472 | 9 | 8 | 7 | 0.504 | 13606480929219 | 3 | 1460 | 22.6 | 8.8 | 7.8 |  | 43606480929210 | 36 | 18233 | 40 | 30 | 30 | [10 empty] | 2 | Y | [12 empty] | CUD | ZD | 8536201090 | [14 empty] | MULTI9 C60N 4P B 32A 10KA IEC | MULTI9 C60N 4P B 32A 10KA IEC | [17 empty] | https://eref.se.com/be/nl/sis-tarif/product/M9F10432 | https://eref.se.com/be/fr/sis-tarif/product/M9F10432
Schneider Electric | Schneider Electric | 01022021 |  | Schneider Electric |  | SER | M9F10440 |  |  | 58.64 |  | 1 |  | 3 | MULTI9 C60N 4P 40A B 10KA | M9 Disjoncteur C60N 4P 40A B IEC60947-2 |  | Multi9 C60N 4P B 40A MCB | [8 empty] | 09.07 | 1 | [8 empty] | 1 | 3606480929229 | 0 |  | 475 | 9 | 8 | 7 | 0.504 | 13606480929226 | 3 | 1465 | 22.6 | 8.8 | 7.8 |  | 43606480929227 | 36 | 18293 | 40 | 30 | 30 | [10 empty] | 12 | N | [12 empty] | CUD | ZD | 8536201090 | [14 empty] | MULTI9 C60N 4P B 40A 10KA IEC | MULTI9 C60N 4P B 40A 10KA IEC | [17 empty] | https://eref.se.com/be/nl/sis-tarif/product/M9F10440 | https://eref.se.com/be/fr/sis-tarif/product/M9F10440
Schneider Electric | Schneider Electric | 01022021 |  | Schneider Electric |  | SER | M9F10450 |  |  | 68.12 |  | 1 |  | 3 | MULTI9 C60N 4P 50A B 10KA | M9 Disjoncteur C60N 4P 50A B IEC60947-2 |  | Multi9 C60N 4P B 50A MCB | [8 empty] | 09.07 | 1 | [8 empty] | 1 | 3606480929236 | 0 |  | 480 | 9 | 8 | 7 | 0.504 | 13606480929233 | 3 | 1481 | 22.6 | 8.8 | 7.8 |  | 43606480929234 | 36 | 18485 | 40 | 30 | 30 | [10 empty] | 2 | Y | [12 empty] | CUD | ZD | 8536201090 | [14 empty] | MULTI9 C60N 4P B 50A 10KA IEC | MULTI9 C60N 4P B 50A 10KA IEC | [17 empty] | https://eref.se.com/be/nl/sis-tarif/product/M9F10450 | https://eref.se.com/be/fr/sis-tarif/product/M9F10450
Schneider Electric | Schneider Electric | 01022021 |  | Schneider Electric |  | SER | M9F10463 |  |  | 68.26 |  | 1 |  | 3 | MULTI9 C60N 4P 63A B 10KA | Multi9 C60N 4P B 63A MCB |  | Multi9 C60N 4P B 63A MCB | [8 empty] | 09.07 | 1 | [8 empty] | 1 | 3606480929243 | 0 |  | 490 | 9 | 8 | 7 | 0.504 | 13606480929240 | 3 | 1510 | 22.5 | 8.8 | 8 |  | 43606480929241 | 36 | 18833 | 40 | 30 | 30 | [10 empty] | 12 | N | [12 empty] | CUD | ZD | 8536201090 | [14 empty] | MULTI9 C60N 4P B 63A 10KA IEC | MULTI9 C60N 4P B 63A 10KA IEC | [17 empty] | https://eref.se.com/be/nl/sis-tarif/product/M9F10463 | https://eref.se.com/be/fr/sis-tarif/product/M9F10463
Schneider Electric | Schneider Electric | 01022021 |  | Schneider Electric |  | SER | M9F11113 |  |  | 6.83 |  | 1 |  | 12 | MULTI9 C60N 1P C 13A 10KA IEC | M9 Disjoncteur C60N 1P 13A C IEC60947-2 |  | MULTI9 C60N 1P C 13A 10KA MINIATURE CIRC | [8 empty] | 09.07 | 1 | [8 empty] | 1 | 3606480921339 | 0 |  | 103 | 9 | 2 | 8 | 0.144 | 13606480921336 | 12 | 1277 | 23 | 8 | 9 |  | 43606480921337 | 144 | 15811 | 40 | 30 | 30 | [10 empty] | 15 | N | [12 empty] | CUD | ZD | 8536201090 | [14 empty] | MULTI9 C60N 1P C 13A 10KA IEC | MULTI9 C60N 1P C 13A 10KA IEC | [17 empty] | https://eref.se.com/be/nl/sis-tarif/product/M9F11113 | https://eref.se.com/be/fr/sis-tarif/product/M9F11113
Schneider Electric | Schneider Electric | 01022021 |  | Schneider Electric |  | SER | M9F11213 |  |  | 13.67 |  | 1 |  | 6 | MULTI9 C60N 2P C 13A 10KA IEC | M9 Disjoncteur C60N 2P 13A C IEC60947-2 |  | MULTI9 C60N 2P C 13A 10KA MINIATURE CIRC | [8 empty] | 09.07 | 1 | [8 empty] | 1 | 3606480921346 | 0 |  | 207 | 9 | 8 | 4 | 0.288 | 13606480921343 | 6 | 1284 | 22 | 9 | 8 |  | 43606480921344 | 72 | 15895 | 40 | 30 | 30 | [10 empty] | 15 | N | [12 empty] | CUD | ZD | 8536201090 | [14 empty] | MULTI9 C60N 2P C 13A 10KA IEC | MULTI9 C60N 2P C 13A 10KA IEC | [17 empty] | https://eref.se.com/be/nl/sis-tarif/product/M9F11213 | https://eref.se.com/be/fr/sis-tarif/product/M9F11213
Schneider Electric | Schneider Electric | 01022021 |  | Schneider Electric |  | SER | M9F11313 |  |  | 20.5 |  | 1 |  | 4 | MULTI9 C60N 3P C 13A 10KA IEC | M9 Disjoncteur C60N 3P 13A C IEC60947-2 |  | MULTI9 C60N 3P C 13A 10KA MINIATURE CIRC | [8 empty] | 09.07 | 1 | [8 empty] | 1 | 3606480921353 | 0 |  | 321 | 9 | 5 | 8 | 0.36 | 13606480921350 | 4 | 1360 | 23 | 9 | 8 |  | 43606480921351 | 48 | 17033 | 40 | 30 | 30 | [10 empty] | 15 | N | [12 empty] | CUD | ZD | 8536201090 | [14 empty] | MULTI9 C60N 3P C 13A 10KA IEC | MULTI9 C60N 3P C 13A 10KA IEC | [17 empty] | https://eref.se.com/be/nl/sis-tarif/product/M9F11313 | https://eref.se.com/be/fr/sis-tarif/product/M9F11313
Schneider Electric | Schneider Electric | 01022021 |  | Schneider Electric |  | SER | M9F11413 |  |  | 27.46 |  | 1 |  | 3 | MULTI9 C60N 4P C 13A 10KA IEC | M9 Disjoncteur C60N 4P 13A C IEC60947-2 |  | MULTI9 C60N 4P C 13A 10KA MINIATURE CIRC | [8 empty] | 09.07 | 1 | [8 empty] | 1 | 3606480921360 | 0 |  | 430 | 9 | 7 | 8 | 0.504 | 13606480921367 | 3 | 1293 | 22 | 9 | 8 |  | 43606480921368 | 36 | 16807 | 40 | 30 | 30 | [10 empty] | 15 | N | [12 empty] | CUD | ZD | 8536201090 | [14 empty] | MULTI9 C60N 4P C 13A 10KA IEC | MULTI9 C60N 4P C 13A 10KA IEC | [17 empty] | https://eref.se.com/be/nl/sis-tarif/product/M9F11413 | https://eref.se.com/be/fr/sis-tarif/product/M9F11413
Schneider Electric | Schneider Electric | 01022021 |  | Schneider Electric |  | SER | M9F12113 |  |  | 7.23 |  | 1 |  | 12 | MULTI9 C60N 1P D 13A 10KA IEC | M9 Disjoncteur C60N 1P 13A D IEC60947-2 |  | MULTI9 C60N 1P D 13A 10KA MINIATURE CIRC | [8 empty] | 09.07 | 1 | [8 empty] | 1 | 3606480921377 | 0 |  | 106 | 9 | 2 | 8 | 0.144 | 13606480921374 | 12 | 1286 | 22 | 9 | 8 |  | 43606480921375 | 144 | 16807 | 40 | 30 | 30 | [10 empty] | 15 | N | [12 empty] | CUD | ZD | 8536201090 | [14 empty] | MULTI9 C60N 1P D 13A 10KA IEC | MULTI9 C60N 1P D 13A 10KA IEC
Schneider Electric | Schneider Electric | 01022021 |  | Schneider Electric |  | SER | M9F12213 |  |  | 14.6 |  | 1 |  | 6 | MULTI9 C60N 2P D 13A 10KA IEC | M9 Disjoncteur C60N 2P 13A D IEC60947-2 |  | MULTI9 C60N 2P D 13A 10KA MINIATURE CIRC | [8 empty] | 09.07 | 1 | [8 empty] | 1 | 3606480921384 | 0 |  | 207 | 9 | 8 | 4 | 0.288 | 13606480921381 | 6 | 1287 | 22 | 9 | 8 |  | 43606480921382 | 72 | 16157 | 40 | 30 | 30 | [10 empty] | 15 | N | [12 empty] | CUD | ZD | 8536201090 | [14 empty] | MULTI9 C60N 2P D 13A 10KA IEC | MULTI9 C60N 2P D 13A 10KA IEC
Schneider Electric | Schneider Electric | 01022021 |  | Schneider Electric |  | SER | M9F12313 |  |  | 21.84 |  | 1 |  | 4 | MULTI9 C60N 3P D 13A 10KA IEC | M9 Disjoncteur C60N 3P 13A D IEC60947-2 |  | MULTI9 C60N 3P D 13A 10KA MINIATURE CIRC | [8 empty] | 09.07 | 1 | [8 empty] | 1 | 3606480921391 | 0 |  | 312 | 9 | 8 | 5 | 0.36 | 13606480921398 | 4 | 1289 | 22 | 8.5 | 8 |  | 43606480921399 | 48 | 15893 | 40 | 30 | 30 | [10 empty] | 15 | N | [12 empty] | CUD | ZD | 8536201090 | [14 empty] | MULTI9 C60N 3P D 13A 10KA IEC | MULTI9 C60N 3P D 13A 10KA IEC
Schneider Electric | Schneider Electric | 01022021 |  | Schneider Electric |  | SER | M9F12413 |  |  | 29.26 |  | 1 |  | 3 | MULTI9 C60N 4P D 13A 10KA IEC | M9 Disjoncteur C60N 4P 13A D IEC60947-2 |  | MULTI9 C60N 4P D 13A 10KA MINIATURE CIRC | [8 empty] | 09.07 | 1 | [8 empty] | 1 | 3606480921407 | 0 |  | 430 | 9 | 7 | 8 | 0.504 | 13606480921404 | 3 | 1290 | 22 | 9 | 8 |  | 43606480921405 | 36 | 16807 | 40 | 30 | 30 | [10 empty] | 15 | N | [12 empty] | CUD | ZD | 8536201090 | [14 empty] | MULTI9 C60N 4P D 13A 10KA IEC | MULTI9 C60N 4P D 13A 10KA IEC
Schneider Electric | Schneider Electric | 01022021 |  | Schneider Electric |  | SER | M9F13101 |  |  | 27.2 |  | 1 |  | 12 | MULTI9 C60H 1P 1A B 15KA | M9 Disjoncteur C60H 1P 1A B IEC60947-2 |  | Multi9 C60H 1P B 1A MCB | [8 empty] | 09.07 | 1 | [8 empty] | 1 | 3606480929335 | 0 |  | 108 | 9 | 2 | 8 | 0.144 | 13606480929332 | 12 | 1360 | 22.5 | 8.7 | 7.8 |  | 43606480929333 | 144 | 16807 | 40 | 30 | 30 | [10 empty] | 12 | N | [12 empty] | CUD | ZD | 8536201090 | [14 empty] | MULTI9 C60H 1P B 1A 15KA IEC | MULTI9 C60H 1P B 1A 15KA IEC | [17 empty] | https://eref.se.com/be/nl/sis-tarif/product/M9F13101 | https://eref.se.com/be/fr/sis-tarif/product/M9F13101
Schneider Electric | Schneider Electric | 01022021 |  | Schneider Electric |  | SER | M9F13102 |  |  | 9.55 |  | 1 |  | 12 | MULTI9 C60H 1P 2A B 15KA | M9 Disjoncteur C60H 1P 2A B IEC60947-2 |  | Multi9 C60H 1P B 2A MCB | [8 empty] | 09.07 | 1 | [8 empty] | 1 | 3606480929342 | 0 |  | 108 | 9 | 2 | 8 | 0.144 | 13606480929349 | 12 | 1360 | 22.5 | 8.7 | 7.8 |  | 43606480929340 | 144 | 17033 | 40 | 30 | 30 | [10 empty] | 12 | N | [12 empty] | CUD | ZD | 8536201090 | [14 empty] | MULTI9 C60H 1P B 2A 15KA IEC | MULTI9 C60H 1P B 2A 15KA IEC | [17 empty] | https://eref.se.com/be/nl/sis-tarif/product/M9F13102 | https://eref.se.com/be/fr/sis-tarif/product/M9F13102
Schneider Electric | Schneider Electric | 01022021 |  | Schneider Electric |  | SER | M9F13103 |  |  | 9.67 |  | 1 |  | 12 | MULTI9 C60H 1P 3A B 15KA | M9 Disjoncteur C60H 1P 3A B IEC60947-2 |  | Multi9 C60H 1P B 3A MCB | [8 empty] | 09.07 | 1 | [8 empty] | 1 | 3606480929359 | 0 |  | 108 | 9 | 2 | 8 | 0.144 | 13606480929356 | 12 | 1360 | 22.5 | 8.7 | 7.8 |  | 43606480929357 | 144 | 17033 | 40 | 30 | 30 | [10 empty] | 12 | N | [12 empty] | CUD | ZD | 8536201090 | [14 empty] | MULTI9 C60H 1P B 3A 15KA IEC | MULTI9 C60H 1P B 3A 15KA IEC | [17 empty] | https://eref.se.com/be/nl/sis-tarif/product/M9F13103 | https://eref.se.com/be/fr/sis-tarif/product/M9F13103
Schneider Electric | Schneider Electric | 01022021 |  | Schneider Electric |  | SER | M9F13104 |  |  | 9.42 |  | 1 |  | 12 | MULTI9 C60H 1P 4A B 15KA | M9 Disjoncteur C60H 1P 4A B IEC60947-2 |  | Multi9 C60H 1P B 4A MCB | [8 empty] | 09.07 | 1 | [8 empty] | 1 | 3606480929366 | 0 |  | 108 | 9 | 2 | 8 | 0.144 | 13606480929363 | 12 | 1360 | 22.5 | 8.7 | 7.8 |  | 43606480929364 | 144 | 17033 | 40 | 30 | 30 | [10 empty] | 12 | N | [12 empty] | CUD | ZD | 8536201090 | [14 empty] | MULTI9 C60H 1P B 4A 15KA IEC | MULTI9 C60H 1P B 4A 15KA IEC | [17 empty] | https://eref.se.com/be/nl/sis-tarif/product/M9F13104 | https://eref.se.com/be/fr/sis-tarif/product/M9F13104
Schneider Electric | Schneider Electric | 01022021 |  | Schneider Electric |  | SER | M9F13106 |  |  | 8.89 |  | 1 |  | 12 | MULTI9 C60H 1P 6A B 15KA | M9 Disjoncteur C60H 1P 6A B IEC60947-2 |  | Multi9 C60H 1P B 6A MCB | [8 empty] | 09.07 | 1 | [8 empty] | 1 | 3606480929373 | 0 |  | 106 | 9 | 2 | 8 | 0.144 | 13606480929370 | 12 | 1360 | 22.5 | 8.7 | 7.8 |  | 43606480929371 | 144 | 16807 | 40 | 30 | 30 | [10 empty] | 12 | N | [12 empty] | CUD | ZD | 8536201090 | [14 empty] | MULTI9 C60H 1P B 6A 15KA IEC | MULTI9 C60H 1P B 6A 15KA IEC | [17 empty] | https://eref.se.com/be/nl/sis-tarif/product/M9F13106 | https://eref.se.com/be/fr/sis-tarif/product/M9F13106
Schneider Electric | Schneider Electric | 01022021 |  | Schneider Electric |  | SER | M9F13110 |  |  | 8.49 |  | 1 |  | 12 | MULTI9 C60H 1P 10A B 15KA | M9 Disjoncteur C60H 1P 10A B IEC60947-2 |  | Multi9 C60H 1P B 10A MCB | [8 empty] | 09.07 | 1 | [8 empty] | 1 | 3606480929380 | 0 |  | 106 | 9 | 2 | 8 | 0.144 | 13606480929387 | 12 | 1360 | 22.5 | 8.7 | 7.8 |  | 43606480929388 | 144 | 16807 | 40 | 30 | 30 | [10 empty] | 12 | N | [12 empty] | CUD | ZD | 8536201090 | [14 empty] | MULTI9 C60H 1P B 10A 15KA IEC | MULTI9 C60H 1P B 10A 15KA IEC | [17 empty] | https://eref.se.com/be/nl/sis-tarif/product/M9F13110 | https://eref.se.com/be/fr/sis-tarif/product/M9F13110
Schneider Electric | Schneider Electric | 01022021 |  | Schneider Electric |  | SER | M9F13113 |  |  | 8.56 |  | 1 |  | 12 | MULTI9 C60H 1P B 13A 15KA IEC | M9 Disjoncteur C60H 1P 13A B IEC60947-2 |  | Multi9 C60H 1P B 13A MCB | [8 empty] | 09.07 | 1 | [8 empty] | 1 | 3606480929397 | 0 |  | 106 | 9 | 2 | 8 | 0.144 | 13606480929394 | 12 | 1360 | 22.5 | 8.7 | 7.8 |  | 43606480929395 | 144 | 17033 | 40 | 30 | 30 | [10 empty] | 12 | N | [12 empty] | CUD | ZD | 8536201090 | [14 empty] | MULTI9 C60H 1P B 13A 15KA IEC | MULTI9 C60H 1P B 13A 15KA IEC
Schneider Electric | Schneider Electric | 01022021 |  | Schneider Electric |  | SER | M9F13116 |  |  | 8.56 |  | 1 |  | 12 | MULTI9 C60H 1P 16A B 15KA | M9 Disjoncteur C60H 1P 16A B IEC60947-2 |  | Multi9 C60H 1P B 16A MCB | [8 empty] | 09.07 | 1 | [8 empty] | 1 | 3606480929403 | 0 |  | 106 | 9 | 2 | 8 | 0.144 | 13606480929400 | 12 | 1360 | 22.5 | 8.7 | 7.8 |  | 43606480929401 | 144 | 17033 | 40 | 30 | 30 | [10 empty] | 12 | N | [12 empty] | CUD | ZD | 8536201090 | [14 empty] | MULTI9 C60H 1P B 16A 15KA IEC | MULTI9 C60H 1P B 16A 15KA IEC
Schneider Electric | Schneider Electric | 01022021 |  | Schneider Electric |  | SER | M9F13120 |  |  | 8.69 |  | 1 |  | 12 | MULTI9 C60H 1P 20A B 15KA | M9 Disjoncteur C60H 1P 20A B IEC60947-2 |  | Multi9 C60H 1P B 20A MCB | [8 empty] | 09.07 | 1 | [8 empty] | 1 | 3606480929410 | 0 |  | 106 | 9 | 2 | 8 | 0.144 | 13606480929417 | 12 | 1360 | 22.5 | 8.7 | 7.8 |  | 43606480929418 | 144 | 17033 | 40 | 30 | 30 | [10 empty] | 12 | N | [12 empty] | CUD | ZD | 8536201090 | [14 empty] | MULTI9 C60H 1P B 20A 15KA IEC | MULTI9 C60H 1P B 20A 15KA IEC | [17 empty] | https://eref.se.com/be/nl/sis-tarif/product/M9F13120 | https://eref.se.com/be/fr/sis-tarif/product/M9F13120
Schneider Electric | Schneider Electric | 01022021 |  | Schneider Electric |  | SER | M9F13125 |  |  | 8.89 |  | 1 |  | 12 | MULTI9 C60H 1P 25A B 15KA | M9 Disjoncteur C60H 1P 25A B IEC60947-2 |  | Multi9 C60H 1P B 25A MCB | [8 empty] | 09.07 | 1 | [8 empty] | 1 | 3606480929427 | 0 |  | 107 | 9 | 2 | 8 | 0.144 | 13606480929424 | 12 | 1360 | 22.5 | 8.7 | 7.8 |  | 43606480929425 | 144 | 17033 | 40 | 30 | 30 | [10 empty] | 12 | N | [12 empty] | CUD | ZD | 8536201090 | [14 empty] | MULTI9 C60H 1P B 25A 15KA IEC | MULTI9 C60H 1P B 25A 15KA IEC | [17 empty] | https://eref.se.com/be/nl/sis-tarif/product/M9F13125 | https://eref.se.com/be/fr/sis-tarif/product/M9F13125
Schneider Electric | Schneider Electric | 01022021 |  | Schneider Electric |  | SER | M9F13132 |  |  | 14.47 |  | 1 |  | 12 | MULTI9 C60H 1P 32A B 15KA | M9 Disjoncteur C60H 1P 32A B IEC60947-2 |  | Multi9 C60H 1P B 32A MCB | [8 empty] | 09.07 | 1 | [8 empty] | 1 | 3606480929434 | 0 |  | 110 | 9 | 2 | 8 | 0.144 | 13606480929431 | 12 | 1360 | 7.8 | 22.5 | 8.7 |  | 43606480929432 | 144 | 16807 | 30 | 40 | 30 | [10 empty] | 12 | N | [12 empty] | CUD | ZD | 8536201090 | [14 empty] | MULTI9 C60H 1P B 32A 15KA IEC | MULTI9 C60H 1P B 32A 15KA IEC | [17 empty] | https://eref.se.com/be/nl/sis-tarif/product/M9F13132 | https://eref.se.com/be/fr/sis-tarif/product/M9F13132
Schneider Electric | Schneider Electric | 01022021 |  | Schneider Electric |  | SER | M9F13140 |  |  | 16.97 |  | 1 |  | 12 | MULTI9 C60H 1P 40A B 15KA | M9 Disjoncteur C60H 1P 40A B IEC60947-2 |  | Multi9 C60H 1P B 40A MCB | [8 empty] | 09.07 | 1 | [8 empty] | 1 | 3606480929441 | 0 |  | 118 | 9 | 2 | 8 | 0.144 | 13606480929448 | 12 | 1416 | 22.5 | 8.7 | 7.8 |  | 43606480929449 | 144 | 17705 | 40 | 30 | 30 | [10 empty] | 12 | N | [12 empty] | CUD | ZD | 8536201090 | [14 empty] | MULTI9 C60H 1P B 40A 15KA IEC | MULTI9 C60H 1P B 40A 15KA IEC | [17 empty] | https://eref.se.com/be/nl/sis-tarif/product/M9F13140 | https://eref.se.com/be/fr/sis-tarif/product/M9F13140
Schneider Electric | Schneider Electric | 01022021 |  | Schneider Electric |  | SER | M9F13201 |  |  | 54.6 |  | 1 |  | 6 | MULTI9 C60H 2P 1A B 15KA | M9 Disjoncteur C60H 2P 1A B IEC60947-2 |  | Multi9 C60H 2P B 1A MCB | [8 empty] | 09.07 | 1 | [8 empty] | 1 | 3606480929472 | 0 |  | 216 | 9 | 4 | 8 | 0.288 | 13606480929479 | 6 | 1360 | 22.5 | 8.7 | 7.8 |  | 43606480929470 | 72 | 17033 | 40 | 30 | 30 | [10 empty] | 12 | N | [12 empty] | CUD | ZD | 8536201090 | [14 empty] | MULTI9 C60H 2P B 1A 15KA IEC | MULTI9 C60H 2P B 1A 15KA IEC | [17 empty] | https://eref.se.com/be/nl/sis-tarif/product/M9F13201 | https://eref.se.com/be/fr/sis-tarif/product/M9F13201
Schneider Electric | Schneider Electric | 01022021 |  | Schneider Electric |  | SER | M9F13202 |  |  | 19.31 |  | 1 |  | 6 | MULTI9 C60H 2P 2A B 15KA | M9 Disjoncteur C60H 2P 2A B IEC60947-2 |  | Multi9 C60H 2P B 2A MCB | [8 empty] | 09.07 | 1 | [8 empty] | 1 | 3606480929489 | 0 |  | 216 | 9 | 4 | 8 | 0.288 | 13606480929486 | 6 | 1360 | 22.5 | 8.7 | 7.8 |  | 43606480929487 | 72 | 17033 | 40 | 30 | 30 | [10 empty] | 12 | N | [12 empty] | CUD | ZD | 8536201090 | [14 empty] | MULTI9 C60H 2P B 2A 15KA IEC | MULTI9 C60H 2P B 2A 15KA IEC | [17 empty] | https://eref.se.com/be/nl/sis-tarif/product/M9F13202 | https://eref.se.com/be/fr/sis-tarif/product/M9F13202
Schneider Electric | Schneider Electric | 01022021 |  | Schneider Electric |  | SER | M9F13203 |  |  | 19.5 |  | 1 |  | 6 | MULTI9 C60H 2P 3A B 15KA | M9 Disjoncteur C60H 2P 3A B IEC60947-2 |  | Multi9 C60H 2P B 3A MCB | [8 empty] | 09.07 | 1 | [8 empty] | 1 | 3606480929496 | 0 |  | 216 | 9 | 4 | 8 | 0.288 | 13606480929493 | 6 | 1360 | 22.5 | 8.7 | 7.8 |  | 43606480929494 | 72 | 17033 | 40 | 30 | 30 | [10 empty] | 12 | N | [12 empty] | CUD | ZD | 8536201090 | [14 empty] | MULTI9 C60H 2P B 3A 15KA IEC | MULTI9 C60H 2P B 3A 15KA IEC | [17 empty] | https://eref.se.com/be/nl/sis-tarif/product/M9F13203 | https://eref.se.com/be/fr/sis-tarif/product/M9F13203
Schneider Electric | Schneider Electric | 01022021 |  | Schneider Electric |  | SER | M9F13204 |  |  | 18.97 |  | 1 |  | 6 | MULTI9 C60H 2P 4A B 15KA | M9 Disjoncteur C60H 2P 4A B IEC60947-2 |  | Multi9 C60H 2P B 4A MCB | [8 empty] | 09.07 | 1 | [8 empty] | 1 | 3606480929502 | 0 |  | 216 | 9 | 4 | 8 | 0.288 | 13606480929509 | 6 | 1360 | 22.5 | 8.7 | 7.8 |  | 43606480929500 | 72 | 17033 | 40 | 30 | 30 | [10 empty] | 12 | N | [12 empty] | CUD | ZD | 8536201090 | [14 empty] | MULTI9 C60H 2P B 4A 15KA IEC | MULTI9 C60H 2P B 4A 15KA IEC | [17 empty] | https://eref.se.com/be/nl/sis-tarif/product/M9F13204 | https://eref.se.com/be/fr/sis-tarif/product/M9F13204
Schneider Electric | Schneider Electric | 01022021 |  | Schneider Electric |  | SER | M9F13206 |  |  | 17.91 |  | 1 |  | 6 | MULTI9 C60H 2P 6A B 15KA | M9 Disjoncteur C60H 2P 6A B IEC60947-2 |  | Multi9 C60H 2P B 6A MCB | [8 empty] | 09.07 | 1 | [8 empty] | 1 | 3606480929519 | 0 |  | 217 | 9 | 4 | 8 | 0.288 | 13606480929516 | 6 | 1314 | 22.5 | 8.7 | 7.8 |  | 43606480929517 | 72 | 16481 | 40 | 30 | 30 | [10 empty] | 12 | N | [12 empty] | CUD | ZD | 8536201090 | [14 empty] | MULTI9 C60H 2P B 6A 15KA IEC | MULTI9 C60H 2P B 6A 15KA IEC | [17 empty] | https://eref.se.com/be/nl/sis-tarif/product/M9F13206 | https://eref.se.com/be/fr/sis-tarif/product/M9F13206
Schneider Electric | Schneider Electric | 01022021 |  | Schneider Electric |  | SER | M9F13210 |  |  | 17.12 |  | 1 |  | 6 | MULTI9 C60H 2P 10A B 15KA | M9 Disjoncteur C60H 2P 10A B IEC60947-2 |  | Multi9 C60H 2P B 10A MCB | [8 empty] | 09.07 | 1 | [8 empty] | 1 | 3606480929526 | 0 |  | 211 | 9 | 4 | 8 | 0.288 | 13606480929523 | 6 | 1334 | 22.5 | 8.7 | 7.8 |  | 43606480929524 | 72 | 16721 | 40 | 30 | 30 | [10 empty] | 12 | N | [12 empty] | CUD | ZD | 8536201090 | [14 empty] | MULTI9 C60H 2P B 10A 15KA IEC | MULTI9 C60H 2P B 10A 15KA IEC | [17 empty] | https://eref.se.com/be/nl/sis-tarif/product/M9F13210 | https://eref.se.com/be/fr/sis-tarif/product/M9F13210
Schneider Electric | Schneider Electric | 01022021 |  | Schneider Electric |  | SER | M9F13213 |  |  | 17.25 |  | 1 |  | 6 | MULTI9 C60H 2P B 13A 15KA IEC | M9 Disjoncteur C60H 2P 13A B IEC60947-2 |  | Multi9 C60H 2P B 13A MCB | [8 empty] | 09.07 | 1 | [8 empty] | 1 | 3606480929533 | 0 |  | 211 | 9 | 4 | 8 | 0.288 | 13606480929530 | 6 | 1360 | 22.5 | 8.7 | 7.8 |  | 43606480929531 | 72 | 17033 | 40 | 30 | 30 | [10 empty] | 12 | N | [12 empty] | CUD | ZD | 8536201090 | [14 empty] | MULTI9 C60H 2P B 13A 15KA IEC | MULTI9 C60H 2P B 13A 15KA IEC
Schneider Electric | Schneider Electric | 01022021 |  | Schneider Electric |  | SER | M9F13216 |  |  | 17.25 |  | 1 |  | 6 | MULTI9 C60H 2P 16A B 15KA | M9 Disjoncteur C60H 2P 16A B IEC60947-2 |  | Multi9 C60H 2P B 16A MCB | [8 empty] | 09.07 | 1 | [8 empty] | 1 | 3606480929540 | 0 |  | 211 | 9 | 4 | 8 | 0.288 | 13606480929547 | 6 | 1356 | 22.6 | 8.8 | 7.8 |  | 43606480929548 | 72 | 16985 | 40 | 30 | 30 | [10 empty] | 12 | N | [12 empty] | CUD | ZD | 8536201090 | [14 empty] | MULTI9 C60H 2P B 16A 15KA IEC | MULTI9 C60H 2P B 16A 15KA IEC | [17 empty] | https://eref.se.com/be/nl/sis-tarif/product/M9F13216 | https://eref.se.com/be/fr/sis-tarif/product/M9F13216
Schneider Electric | Schneider Electric | 01022021 |  | Schneider Electric |  | SER | M9F13220 |  |  | 17.57 |  | 1 |  | 6 | MULTI9 C60H 2P 20A B 15KA | M9 Disjoncteur C60H 2P 20A B IEC60947-2 |  | Multi9 C60H 2P B 20A MCB | [8 empty] | 09.07 | 1 | [8 empty] | 1 | 3606480929557 | 0 |  | 211 | 9 | 4 | 8 | 0.288 | 13606480929554 | 6 | 1360 | 22.5 | 8.7 | 7.8 |  | 43606480929555 | 72 | 17033 | 40 | 30 | 30 | [10 empty] | 12 | N | [12 empty] | CUD | ZD | 8536201090 | [14 empty] | MULTI9 C60H 2P B 20A 15KA IEC | MULTI9 C60H 2P B 20A 15KA IEC | [17 empty] | https://eref.se.com/be/nl/sis-tarif/product/M9F13220 | https://eref.se.com/be/fr/sis-tarif/product/M9F13220
Schneider Electric | Schneider Electric | 01022021 |  | Schneider Electric |  | SER | M9F13225 |  |  | 17.84 |  | 1 |  | 6 | MULTI9 C60H 2P 25A B 15KA | M9 Disjoncteur C60H 2P 25A B IEC60947-2 |  | Multi9 C60H 2P B 25A MCB | [8 empty] | 09.07 | 1 | [8 empty] | 1 | 3606480929564 | 0 |  | 216 | 9 | 4 | 8 | 0.288 | 13606480929561 | 6 | 1360 | 22.5 | 8.7 | 7.8 |  | 43606480929562 | 72 | 17033 | 40 | 30 | 30 | [10 empty] | 12 | N | [12 empty] | CUD | ZD | 8536201090 | [14 empty] | MULTI9 C60H 2P B 25A 15KA IEC | MULTI9 C60H 2P B 25A 15KA IEC | [17 empty] | https://eref.se.com/be/nl/sis-tarif/product/M9F13225 | https://eref.se.com/be/fr/sis-tarif/product/M9F13225
Schneider Electric | Schneider Electric | 01022021 |  | Schneider Electric |  | SER | M9F13232 |  |  | 29.05 |  | 1 |  | 6 | MULTI9 C60H 2P 32A B 15KA | M9 Disjoncteur C60H 2P 32A B IEC60947-2 |  | Multi9 C60H 2P B 32A MCB | [8 empty] | 09.07 | 1 | [8 empty] | 1 | 3606480929571 | 0 |  | 220 | 9 | 4 | 8 | 0.288 | 13606480929578 | 6 | 1360 | 22.5 | 8.7 | 7.8 |  | 43606480929579 | 72 | 16807 | 40 | 30 | 30 | [10 empty] | 12 | N | [12 empty] | CUD | ZD | 8536201090 | [14 empty] | MULTI9 C60H 2P B 32A 15KA IEC | MULTI9 C60H 2P B 32A 15KA IEC | [17 empty] | https://eref.se.com/be/nl/sis-tarif/product/M9F13232 | https://eref.se.com/be/fr/sis-tarif/product/M9F13232
Schneider Electric | Schneider Electric | 01022021 |  | Schneider Electric |  | SER | M9F13240 |  |  | 34.15 |  | 1 |  | 6 | MULTI9 C60H 2P 40A B 15KA | M9 Disjoncteur C60H 2P 40A B IEC60947-2 |  | Multi9 C60H 2P B 40A MCB | [8 empty] | 09.07 | 1 | [8 empty] | 1 | 3606480929588 | 0 |  | 238 | 9 | 4 | 8 | 0.288 | 13606480929585 | 6 | 1428 | 22.5 | 8.7 | 7.8 |  | 43606480929586 | 72 | 17849 | 40 | 30 | 30 | [10 empty] | 12 | N | [12 empty] | CUD | ZD | 8536201090 | [14 empty] | MULTI9 C60H 2P B 40A 15KA IEC | MULTI9 C60H 2P B 40A 15KA IEC | [17 empty] | https://eref.se.com/be/nl/sis-tarif/product/M9F13240 | https://eref.se.com/be/fr/sis-tarif/product/M9F13240
Schneider Electric | Schneider Electric | 01022021 |  | Schneider Electric |  | SER | M9F13301 |  |  | 81.93 |  | 1 |  | 4 | MULTI9 C60H 3P 1A B 15KA | M9 Disjoncteur C60H 3P 1A B IEC60947-2 |  | Multi9 C60H 3P B 1A MCB | [8 empty] | 09.07 | 1 | [8 empty] | 1 | 3606480929618 | 0 |  | 324 | 9 | 5 | 8 | 0.36 | 13606480929615 | 4 | 1360 | 22.5 | 8.7 | 7.8 |  | 43606480929616 | 48 | 17033 | 40 | 30 | 30 | [10 empty] | 12 | N | [12 empty] | CUD | ZD | 8536201090 | [14 empty] | MULTI9 C60H 3P B 1A 15KA IEC | MULTI9 C60H 3P B 1A 15KA IEC | [17 empty] | https://eref.se.com/be/nl/sis-tarif/product/M9F13301 | https://eref.se.com/be/fr/sis-tarif/product/M9F13301
Schneider Electric | Schneider Electric | 01022021 |  | Schneider Electric |  | SER | M9F13302 |  |  | 28.98 |  | 1 |  | 4 | MULTI9 C60H 3P 2A B 15KA | M9 Disjoncteur C60H 3P 2A B IEC60947-2 |  | Multi9 C60H 3P B 2A MCB | [8 empty] | 09.07 | 1 | [8 empty] | 1 | 3606480929625 | 0 |  | 324 | 9 | 5 | 8 | 0.36 | 13606480929622 | 4 | 1360 | 22.5 | 8.7 | 7.8 |  | 43606480929623 | 48 | 17033 | 40 | 30 | 30 | [10 empty] | 12 | N | [12 empty] | CUD | ZD | 8536201090 | [14 empty] | MULTI9 C60H 3P B 2A 15KA IEC | MULTI9 C60H 3P B 2A 15KA IEC | [17 empty] | https://eref.se.com/be/nl/sis-tarif/product/M9F13302 | https://eref.se.com/be/fr/sis-tarif/product/M9F13302
Schneider Electric | Schneider Electric | 01022021 |  | Schneider Electric |  | SER | M9F13303 |  |  | 29.26 |  | 1 |  | 4 | MULTI9 C60H 3P 3A B 15KA | M9 Disjoncteur C60H 3P 3A B IEC60947-2 |  | Multi9 C60H 3P B 3A MCB | [8 empty] | 09.07 | 1 | [8 empty] | 1 | 3606480929632 | 0 |  | 324 | 9 | 5 | 8 | 0.36 | 13606480929639 | 4 | 1360 | 22.5 | 8.7 | 7.8 |  | 43606480929630 | 48 | 17033 | 40 | 30 | 30 | [10 empty] | 12 | N | [12 empty] | CUD | ZD | 8536201090 | [14 empty] | MULTI9 C60H 3P B 3A 15KA IEC | MULTI9 C60H 3P B 3A 15KA IEC | [17 empty] | https://eref.se.com/be/nl/sis-tarif/product/M9F13303 | https://eref.se.com/be/fr/sis-tarif/product/M9F13303
Schneider Electric | Schneider Electric | 01022021 |  | Schneider Electric |  | SER | M9F13304 |  |  | 28.52 |  | 1 |  | 4 | MULTI9 C60H 3P 4A B 15KA | M9 Disjoncteur C60H 3P 4A B IEC60947-2 |  | Multi9 C60H 3P B 4A MCB | [8 empty] | 09.07 | 1 | [8 empty] | 1 | 3606480929649 | 0 |  | 324 | 9 | 5 | 8 | 0.36 | 13606480929646 | 4 | 1360 | 22.5 | 8.7 | 7.8 |  | 43606480929647 | 48 | 17033 | 40 | 30 | 30 | [10 empty] | 12 | N | [12 empty] | CUD | ZD | 8536201090 | [14 empty] | MULTI9 C60H 3P B 4A 15KA IEC | MULTI9 C60H 3P B 4A 15KA IEC | [17 empty] | https://eref.se.com/be/nl/sis-tarif/product/M9F13304 | https://eref.se.com/be/fr/sis-tarif/product/M9F13304
Schneider Electric | Schneider Electric | 01022021 |  | Schneider Electric |  | SER | M9F13306 |  |  | 26.92 |  | 1 |  | 4 | MULTI9 C60H 3P 6A B 15KA | M9 Disjoncteur C60H 3P 6A B IEC60947-2 |  | Multi9 C60H 3P B 6A MCB | [8 empty] | 09.07 | 1 | [8 empty] | 1 | 3606480929656 | 0 |  | 324 | 9 | 5 | 8 | 0.36 | 13606480929653 | 4 | 1360 | 22.5 | 8.7 | 7.8 |  | 43606480929654 | 48 | 17033 | 40 | 30 | 30 | [10 empty] | 12 | N | [12 empty] | CUD | ZD | 8536201090 | [14 empty] | MULTI9 C60H 3P B 6A 15KA IEC | MULTI9 C60H 3P B 6A 15KA IEC
Schneider Electric | Schneider Electric | 01022021 |  | Schneider Electric |  | SER | M9F13310 |  |  | 25.74 |  | 1 |  | 4 | MULTI9 C60H 3P 10A B 15KA | MULTI9 C60H 3P B 10A 15KA DISJONCTEUR MO |  | Multi9 C60H 3P B 10A MCB | [8 empty] | 09.07 | 1 | [8 empty] | 1 | 3606480929663 | 0 |  | 321 | 9 | 5 | 8 | 0.36 | 13606480929660 | 4 | 1360 | 22.5 | 8.7 | 7.8 |  | 43606480929661 | 48 | 17033 | 40 | 30 | 30 | [10 empty] | 12 | N | [12 empty] | CUD | ZD | 8536201090 | [14 empty] | MULTI9 C60H 3P B 10A 15KA IEC | MULTI9 C60H 3P B 10A 15KA IEC | [17 empty] | https://eref.se.com/be/nl/sis-tarif/product/M9F13310 | https://eref.se.com/be/fr/sis-tarif/product/M9F13310
Schneider Electric | Schneider Electric | 01022021 |  | Schneider Electric |  | SER | M9F13313 |  |  | 26.01 |  | 1 |  | 4 | MULTI9 C60H 3P B 13A 15KA IEC | M9 Disjoncteur C60H 3P 13A B IEC60947-2 |  | Multi9 C60H 3P B 13A MCB | [8 empty] | 09.07 | 1 | [8 empty] | 1 | 3606480929670 | 0 |  | 321 | 9 | 5 | 8 | 0.36 | 13606480929677 | 4 | 1360 | 22.5 | 8.7 | 7.8 |  | 43606480929678 | 48 | 17033 | 40 | 30 | 30 | [10 empty] | 12 | N | [12 empty] | CUD | ZD | 8536201090 | [14 empty] | MULTI9 C60H 3P B 13A 15KA IEC | MULTI9 C60H 3P B 13A 15KA IEC
Schneider Electric | Schneider Electric | 01022021 |  | Schneider Electric |  | SER | M9F13316 |  |  | 25.94 |  | 1 |  | 4 | MULTI9 C60H 3P 16A B 15KA | M9 Disjoncteur C60H 3P 16A B IEC60947-2 |  | Multi9 C60H 3P B 16A MCB | [8 empty] | 09.07 | 1 | [8 empty] | 1 | 3606480929687 | 0 |  | 321 | 9 | 5 | 8 | 0.36 | 13606480929684 | 4 | 1360 | 22.5 | 8.7 | 7.8 |  | 43606480929685 | 48 | 17033 | 40 | 30 | 30 | [10 empty] | 12 | N | [12 empty] | CUD | ZD | 8536201090 | [14 empty] | MULTI9 C60H 3P B 16A 15KA IEC | MULTI9 C60H 3P B 16A 15KA IEC | [17 empty] | https://eref.se.com/be/nl/sis-tarif/product/M9F13316 | https://eref.se.com/be/fr/sis-tarif/product/M9F13316
Schneider Electric | Schneider Electric | 01022021 |  | Schneider Electric |  | SER | M9F13320 |  |  | 26.4 |  | 1 |  | 4 | MULTI9 C60H 3P 20A B 15KA | M9 Disjoncteur C60H 3P 20A B IEC60947-2 |  | Multi9 C60H 3P B 20A MCB | [8 empty] | 09.07 | 1 | [8 empty] | 1 | 3606480929694 | 0 |  | 321 | 9 | 5 | 8 | 0.36 | 13606480929691 | 4 | 1360 | 22.5 | 8.7 | 7.8 |  | 43606480929692 | 48 | 17033 | 40 | 30 | 30 | [10 empty] | 12 | N | [12 empty] | CUD | ZD | 8536201090 | [14 empty] | MULTI9 C60H 3P B 20A 15KA IEC | MULTI9 C60H 3P B 20A 15KA IEC | [17 empty] | https://eref.se.com/be/nl/sis-tarif/product/M9F13320 | https://eref.se.com/be/fr/sis-tarif/product/M9F13320
Schneider Electric | Schneider Electric | 01022021 |  | Schneider Electric |  | SER | M9F13325 |  |  | 26.86 |  | 1 |  | 4 | MULTI9 C60H 3P 25A B 15KA | M9 Disjoncteur C60H 3P 25A B IEC60947-2 |  | Multi9 C60H 3P B 25A MCB | [8 empty] | 09.07 | 1 | [8 empty] | 1 | 3606480929700 | 0 |  | 328 | 9 | 5 | 8 | 0.36 | 13606480929707 | 4 | 1413 | 22 | 8.8 | 8.2 |  | 43606480929708 | 48 | 17669 | 40 | 30 | 30 | [10 empty] | 12 | N | [12 empty] | CUD | ZD | 8536201090 | [14 empty] | MULTI9 C60H 3P B 25A 15KA IEC | MULTI9 C60H 3P B 25A 15KA IEC
Schneider Electric | Schneider Electric | 01022021 |  | Schneider Electric |  | SER | M9F13332 |  |  | 43.64 |  | 1 |  | 4 | MULTI9 C60H 3P 32A B 15KA | M9 Disjoncteur C60H 3P 32A B IEC60947-2 |  | Multi9 C60H 3P B 32A MCB | [8 empty] | 09.07 | 1 | [8 empty] | 1 | 3606480929717 | 0 |  | 340 | 9 | 5 | 8 | 0.36 | 13606480929714 | 4 | 1360 | 22.5 | 8.7 | 7.8 |  | 43606480929715 | 48 | 17033 | 40 | 30 | 30 | [10 empty] | 12 | N | [12 empty] | CUD | ZD | 8536201090 | [14 empty] | MULTI9 C60H 3P B 32A 15KA IEC | MULTI9 C60H 3P B 32A 15KA IEC | [17 empty] | https://eref.se.com/be/nl/sis-tarif/product/M9F13332 | https://eref.se.com/be/fr/sis-tarif/product/M9F13332
Schneider Electric | Schneider Electric | 01022021 |  | Schneider Electric |  | SER | M9F13340 |  |  | 43.98 |  | 1 |  | 4 | MULTI9 C60H 3P 40A B 15KA | M9 Disjoncteur C60H 3P 40A B IEC60947-2 |  | Multi9 C60H 3P B 40A MCB | [8 empty] | 09.07 | 1 | [8 empty] | 1 | 3606480929724 | 0 |  | 354 | 9 | 5 | 8 | 0.36 | 13606480929721 | 4 | 1472 | 22.5 | 8.7 | 7.8 |  | 43606480929722 | 48 | 18377 | 40 | 30 | 30 | [10 empty] | 12 | N | [12 empty] | CUD | ZD | 8536201090 | [14 empty] | MULTI9 C60H 3P B 40A 15KA IEC | MULTI9 C60H 3P B 40A 15KA IEC | [17 empty] | https://eref.se.com/be/nl/sis-tarif/product/M9F13340 | https://eref.se.com/be/fr/sis-tarif/product/M9F13340
Schneider Electric | Schneider Electric | 01022021 |  | Schneider Electric |  | SER | M9F13401 |  |  | 109.25 |  | 1 |  | 3 | MULTI9 C60H 4P 1A B 15KA | M9 Disjoncteur C60H 4P 1A B IEC60947-2 |  | Multi9 C60H 4P B 1A MCB | [8 empty] | 09.07 | 1 | [8 empty] | 1 | 3606480929755 | 0 |  | 432 | 9 | 7 | 8 | 0.504 | 13606480929752 | 3 | 1360 | 22.5 | 8.7 | 7.8 |  | 43606480929753 | 36 | 17033 | 40 | 30 | 30 | [10 empty] | 12 | N | [12 empty] | CUD | ZD | 8536201090 | [14 empty] | MULTI9 C60H 4P B 1A 15KA IEC | MULTI9 C60H 4P B 1A 15KA IEC | [17 empty] | https://eref.se.com/be/nl/sis-tarif/product/M9F13401 | https://eref.se.com/be/fr/sis-tarif/product/M9F13401
Schneider Electric | Schneider Electric | 01022021 |  | Schneider Electric |  | SER | M9F13402 |  |  | 38.74 |  | 1 |  | 3 | MULTI9 C60H 4P 2A B 15KA | M9 Disjoncteur C60H 4P 2A B IEC60947-2 |  | Multi9 C60H 4P B 2A MCB | [8 empty] | 09.07 | 1 | [8 empty] | 1 | 3606480929762 | 0 |  | 432 | 9 | 7 | 8 | 0.504 | 13606480929769 | 3 | 1360 | 22.5 | 8.7 | 7.8 |  | 43606480929760 | 36 | 17033 | 40 | 30 | 30 | [10 empty] | 12 | N | [12 empty] | CUD | ZD | 8536201090 | [14 empty] | MULTI9 C60H 4P B 2A 15KA IEC | MULTI9 C60H 4P B 2A 15KA IEC | [17 empty] | https://eref.se.com/be/nl/sis-tarif/product/M9F13402 | https://eref.se.com/be/fr/sis-tarif/product/M9F13402
Schneider Electric | Schneider Electric | 01022021 |  | Schneider Electric |  | SER | M9F13403 |  |  | 39.07 |  | 1 |  | 3 | MULTI9 C60H 4P 3A B 15KA | M9 Disjoncteur C60H 4P 3A B IEC60947-2 |  | Multi9 C60H 4P B 3A MCB | [8 empty] | 09.07 | 1 | [8 empty] | 1 | 3606480929779 | 0 |  | 432 | 9 | 7 | 8 | 0.504 | 13606480929776 | 3 | 1360 | 22.5 | 8.7 | 7.8 |  | 43606480929777 | 36 | 17033 | 40 | 30 | 30 | [10 empty] | 12 | N | [12 empty] | CUD | ZD | 8536201090 | [14 empty] | MULTI9 C60H 4P B 3A 15KA IEC | MULTI9 C60H 4P B 3A 15KA IEC | [17 empty] | https://eref.se.com/be/nl/sis-tarif/product/M9F13403 | https://eref.se.com/be/fr/sis-tarif/product/M9F13403
Schneider Electric | Schneider Electric | 01022021 |  | Schneider Electric |  | SER | M9F13404 |  |  | 38.14 |  | 1 |  | 3 | MULTI9 C60H 4P 4A B 15KA | M9 Disjoncteur C60H 4P 4A B IEC60947-2 |  | Multi9 C60H 4P B 4A MCB | [8 empty] | 09.07 | 1 | [8 empty] | 1 | 3606480929786 | 0 |  | 432 | 9 | 7 | 8 | 0.504 | 13606480929783 | 3 | 1360 | 22.5 | 8.7 | 7.8 |  | 43606480929784 | 36 | 17033 | 40 | 30 | 30 | [10 empty] | 12 | N | [12 empty] | CUD | ZD | 8536201090 | [14 empty] | MULTI9 C60H 4P B 4A 15KA IEC | MULTI9 C60H 4P B 4A 15KA IEC | [17 empty] | https://eref.se.com/be/nl/sis-tarif/product/M9F13404 | https://eref.se.com/be/fr/sis-tarif/product/M9F13404
Schneider Electric | Schneider Electric | 01022021 |  | Schneider Electric |  | SER | M9F13406 |  |  | 35.89 |  | 1 |  | 3 | MULTI9 C60H 4P 6A B 15KA | M9 Disjoncteur C60H 4P 6A B IEC60947-2 |  | Multi9 C60H 4P B 6A MCB | [8 empty] | 09.07 | 1 | [8 empty] | 1 | 3606480929793 | 0 |  | 432 | 9 | 7 | 8 | 0.504 | 13606480929790 | 3 | 1360 | 22.5 | 8.7 | 7.8 |  | 43606480929791 | 36 | 17033 | 40 | 30 | 30 | [10 empty] | 12 | N | [12 empty] | CUD | ZD | 8536201090 | [14 empty] | MULTI9 C60H 4P B 6A 15KA IEC | MULTI9 C60H 4P B 6A 15KA IEC | [17 empty] | https://eref.se.com/be/nl/sis-tarif/product/M9F13406 | https://eref.se.com/be/fr/sis-tarif/product/M9F13406
Schneider Electric | Schneider Electric | 01022021 |  | Schneider Electric |  | SER | M9F13410 |  |  | 34.43 |  | 1 |  | 3 | MULTI9 C60H 4P 10A B 15KA | M9 Disjoncteur C60H 4P 10A B IEC60947-2 |  | Multi9 C60H 4P B 10A MCB | [8 empty] | 09.07 | 1 | [8 empty] | 1 | 3606480929809 | 0 |  | 430 | 9 | 7 | 8 | 0.504 | 13606480929806 | 3 | 1360 | 7.8 | 22.5 | 8.7 |  | 43606480929807 | 36 | 16807 | 30 | 40 | 30 | [10 empty] | 12 | N | [12 empty] | CUD | ZD | 8536201090 | [14 empty] | MULTI9 C60H 4P B 10A 15KA IEC | MULTI9 C60H 4P B 10A 15KA IEC | [17 empty] | https://eref.se.com/be/nl/sis-tarif/product/M9F13410 | https://eref.se.com/be/fr/sis-tarif/product/M9F13410
Schneider Electric | Schneider Electric | 01022021 |  | Schneider Electric |  | SER | M9F13413 |  |  | 34.69 |  | 1 |  | 3 | MULTI9 C60H 4P B 13A 15KA IEC | M9 Disjoncteur C60H 4P 13A B IEC60947-2 |  | Multi9 C60H 4P B 13A MCB | [8 empty] | 09.07 | 1 | [8 empty] | 1 | 3606480929816 | 0 |  | 430 | 9 | 7 | 8 | 0.504 | 13606480929813 | 3 | 1360 | 22.5 | 8.7 | 7.8 |  | 43606480929814 | 36 | 17033 | 40 | 30 | 30 | [10 empty] | 12 | N | [12 empty] | CUD | ZD | 8536201090 | [14 empty] | MULTI9 C60H 4P B 13A 15KA IEC | MULTI9 C60H 4P B 13A 15KA IEC
Schneider Electric | Schneider Electric | 01022021 |  | Schneider Electric |  | SER | M9F13416 |  |  | 34.69 |  | 1 |  | 3 | MULTI9 C60H 4P 16A B 15KA | M9 Disjoncteur C60H 4P 16A B IEC60947-2 |  | Multi9 C60H 4P B 16A MCB | [8 empty] | 09.07 | 1 | [8 empty] | 1 | 3606480929823 | 0 |  | 430 | 9 | 7 | 8 | 0.504 | 13606480929820 | 3 | 1360 | 22.5 | 8.7 | 7.8 |  | 43606480929821 | 36 | 17033 | 40 | 30 | 30 | [10 empty] | 12 | N | [12 empty] | CUD | ZD | 8536201090 | [14 empty] | MULTI9 C60H 4P B 16A 15KA IEC | MULTI9 C60H 4P B 16A 15KA IEC | [17 empty] | https://eref.se.com/be/nl/sis-tarif/product/M9F13416 | https://eref.se.com/be/fr/sis-tarif/product/M9F13416
Schneider Electric | Schneider Electric | 01022021 |  | Schneider Electric |  | SER | M9F13420 |  |  | 35.29 |  | 1 |  | 3 | MULTI9 C60H 4P 20A B 15KA | M9 Disjoncteur C60H 4P 20A B IEC60947-2 |  | Multi9 C60H 4P B 20A MCB | [8 empty] | 09.07 | 1 | [8 empty] | 1 | 3606480929830 | 0 |  | 430 | 9 | 7 | 8 | 0.504 | 13606480929837 | 3 | 1360 | 22.5 | 8.7 | 7.8 |  | 43606480929838 | 36 | 17033 | 40 | 30 | 30 | [10 empty] | 12 | N | [12 empty] | CUD | ZD | 8536201090 | [14 empty] | MULTI9 C60H 4P B 20A 15KA IEC | MULTI9 C60H 4P B 20A 15KA IEC | [17 empty] | https://eref.se.com/be/nl/sis-tarif/product/M9F13420 | https://eref.se.com/be/fr/sis-tarif/product/M9F13420
Schneider Electric | Schneider Electric | 01022021 |  | Schneider Electric |  | SER | M9F13425 |  |  | 35.89 |  | 1 |  | 3 | MULTI9 C60H 4P 25A B 15KA | M9 Disjoncteur C60H 4P 25A B IEC60947-2 |  | Multi9 C60H 4P B 25A MCB | [8 empty] | 09.07 | 1 | [8 empty] | 1 | 3606480929847 | 0 |  | 445 | 9 | 7 | 8 | 0.504 | 13606480929844 | 3 | 1360 | 22.5 | 8.7 | 7.8 |  | 43606480929845 | 36 | 17033 | 40 | 30 | 30 | [10 empty] | 12 | N | [12 empty] | CUD | ZD | 8536201090 | [14 empty] | MULTI9 C60H 4P B 25A 15KA IEC | MULTI9 C60H 4P B 25A 15KA IEC | [17 empty] | https://eref.se.com/be/nl/sis-tarif/product/M9F13425 | https://eref.se.com/be/fr/sis-tarif/product/M9F13425
Schneider Electric | Schneider Electric | 01022021 |  | Schneider Electric |  | SER | M9F13432 |  |  | 58.24 |  | 1 |  | 3 | MULTI9 C60H 4P 32A B 15KA | M9 Disjoncteur C60H 4P 32A B IEC60947-2 |  | Multi9 C60H 4P B 32A MCB | [8 empty] | 09.07 | 1 | [8 empty] | 1 | 3606480929854 | 0 |  | 460 | 9 | 7 | 8 | 0.504 | 13606480929851 | 3 | 1450 | 22.5 | 8.7 | 7.8 |  | 43606480929852 | 36 | 18113 | 40 | 30 | 30 | [10 empty] | 12 | N | [12 empty] | CUD | ZD | 8536201090 | [14 empty] | MULTI9 C60H 4P B 32A 15KA IEC | MULTI9 C60H 4P B 32A 15KA IEC | [17 empty] | https://eref.se.com/be/nl/sis-tarif/product/M9F13432 | https://eref.se.com/be/fr/sis-tarif/product/M9F13432
Schneider Electric | Schneider Electric | 01022021 |  | Schneider Electric |  | SER | M9F13440 |  |  | 58.64 |  | 1 |  | 3 | MULTI9 C60H 4P 40A B 15KA | M9 Disjoncteur C60H 4P 40A B IEC60947-2 |  | Multi9 C60H 4P B 40A MCB | [8 empty] | 09.07 | 1 | [8 empty] | 1 | 3606480929861 | 0 |  | 475 | 9 | 7 | 8 | 0.504 | 13606480929868 | 3 | 1425 | 22.5 | 8.7 | 7.8 |  | 43606480929869 | 36 | 17813 | 40 | 30 | 30 | [10 empty] | 12 | N | [12 empty] | CUD | ZD | 8536201090 | [14 empty] | MULTI9 C60H 4P B 40A 15KA IEC | MULTI9 C60H 4P B 40A 15KA IEC | [17 empty] | https://eref.se.com/be/nl/sis-tarif/product/M9F13440 | https://eref.se.com/be/fr/sis-tarif/product/M9F13440
Schneider Electric | Schneider Electric | 01022021 |  | Schneider Electric |  | SER | M9F14113 |  |  | 8.56 |  | 1 |  | 12 | MULTI9 C60H 1P C 13A 15KA IEC | M9 Disjoncteur C60H 1P 13A C IEC60947-2 |  | MULTI9 C60H 1P C 13A 15KA MINIATURE CIRC | [8 empty] | 09.07 | 1 | [8 empty] | 1 | 3606480930058 | 0 |  | 106 | 9 | 2 | 8 | 0.144 | 13606480930055 | 12 | 1360 | 22.5 | 8.7 | 7.8 |  | 43606480930056 | 144 | 17033 | 40 | 30 | 30 | [10 empty] | 12 | N | [12 empty] | CUD | ZD | 8536201090 | [14 empty] | MULTI9 C60H 1P C 13A 15KA IEC | MULTI9 C60H 1P C 13A 15KA IEC
Schneider Electric | Schneider Electric | 01022021 |  | Schneider Electric |  | SER | M9F14213 |  |  | 17.25 |  | 1 |  | 6 | MULTI9 C60H 2P C 13A 15KA IEC | M9 Disjoncteur C60H 2P 13A C IEC60947-2 |  | Multi9 C60H 2P C 13A MCB | [8 empty] | 09.07 | 1 | [8 empty] | 1 | 3606480930065 | 0 |  | 215 | 9 | 8 | 4 | 0.288 | 13606480930062 | 6 | 1331 | 22.5 | 9 | 7.5 |  | 43606480930063 | 72 | 16392 | 40 | 30 | 30 | [10 empty] | 12 | N | [12 empty] | CUD | ZD | 8536201090 | [14 empty] | MULTI9 C60H 2P C 13A 15KA IEC | MULTI9 C60H 2P C 13A 15KA IEC | [17 empty] | https://eref.se.com/be/nl/sis-tarif/product/M9F14213 | https://eref.se.com/be/fr/sis-tarif/product/M9F14213
Schneider Electric | Schneider Electric | 01022021 |  | Schneider Electric |  | SER | M9F14313 |  |  | 26.01 |  | 1 |  | 4 | MULTI9 C60H 3P C 13A 15KA IEC | M9 Disjoncteur C60H 3P 13A C IEC60947-2 |  | Multi9 C60H 3P C 13A MCB | [8 empty] | 09.07 | 1 | [8 empty] | 1 | 3606480930072 | 0 |  | 324 | 9 | 8 | 6 | 0.432 | 13606480930079 | 4 | 1336 | 22.5 | 9 | 7.5 |  | 43606480930070 | 48 | 16452 | 40 | 30 | 30 | [10 empty] | 12 | N | [12 empty] | CUD | ZD | 8536201090 | [14 empty] | MULTI9 C60H 3P C 13A 15KA IEC | MULTI9 C60H 3P C 13A 15KA IEC
Schneider Electric | Schneider Electric | 01022021 |  | Schneider Electric |  | SER | M9F14413 |  |  | 34.69 |  | 1 |  | 3 | MULTI9 C60H 4P C 13A 15KA IEC | M9 Disjoncteur C60H 4P 13A C IEC60947-2 |  | Multi9 C60H 4P C 13A MCB | [8 empty] | 09.07 | 1 | [8 empty] | 1 | 3606480930089 | 0 |  | 430 | 9 | 7 | 8 | 0.504 | 13606480930086 | 3 | 1360 | 22.5 | 8.7 | 7.8 |  | 43606480930087 | 36 | 17033 | 40 | 30 | 30 | [10 empty] | 12 | N | [12 empty] | CUD | ZD | 8536201090 | [14 empty] | MULTI9 C60H 4P C 13A 15KA IEC | MULTI9 C60H 4P C 13A 15KA IEC
Schneider Electric | Schneider Electric | 01022021 |  | Schneider Electric |  | SER | M9F15113 |  |  | 8.56 |  | 1 |  | 12 | MULTI9 C60H 1P D 13A 15KA IEC | M9 Disjoncteur C60H 1P 13A D IEC60947-2 |  | Multi9 C60H 1P D 13A MCB | [8 empty] | 09.07 | 1 | [8 empty] | 1 | 3606480930096 | 0 |  | 106 | 9 | 2 | 8 | 0.144 | 13606480930093 | 12 | 1360 | 22.5 | 8.7 | 7.8 |  | 43606480930094 | 144 | 17033 | 40 | 30 | 30 | [10 empty] | 12 | N | [12 empty] | CUD | ZD | 8536201090 | [14 empty] | MULTI9 C60H 1P D 13A 15KA IEC | MULTI9 C60H 1P D 13A 15KA IEC
Schneider Electric | Schneider Electric | 01022021 |  | Schneider Electric |  | SER | M9F15213 |  |  | 17.25 |  | 1 |  | 6 | MULTI9 C60H 2P D 13A 15KA IEC | M9 Disjoncteur C60H 2P 13A D IEC60947-2 |  | Multi9 C60H 2P D 13A MCB | [8 empty] | 09.07 | 1 | [8 empty] | 1 | 3606480930102 | 0 |  | 211 | 9 | 4 | 8 | 0.288 | 13606480930109 | 6 | 1360 | 22.5 | 8.7 | 7.8 |  | 43606480930100 | 72 | 17033 | 40 | 30 | 30 | [10 empty] | 12 | N | [12 empty] | CUD | ZD | 8536201090 | [14 empty] | MULTI9 C60H 2P D 13A 15KA IEC | MULTI9 C60H 2P D 13A 15KA IEC
Schneider Electric | Schneider Electric | 01022021 |  | Schneider Electric |  | SER | M9F15313 |  |  | 26.01 |  | 1 |  | 4 | MULTI9 C60H 3P D 13A 15KA IEC | M9 Disjoncteur C60H 3P 13A D IEC60947-2 |  | Multi9 C60H 3P D 13A MCB | [8 empty] | 09.07 | 1 | [8 empty] | 1 | 3606480930119 | 0 |  | 321 | 9 | 5 | 8 | 0.36 | 13606480930116 | 4 | 1360 | 22.5 | 8.7 | 7.8 |  | 43606480930117 | 48 | 17033 | 40 | 30 | 30 | [10 empty] | 12 | N | [12 empty] | CUD | ZD | 8536201090 | [14 empty] | MULTI9 C60H 3P D 13A 15KA IEC | MULTI9 C60H 3P D 13A 15KA IEC
Schneider Electric | Schneider Electric | 01022021 |  | Schneider Electric |  | SER | M9F15413 |  |  | 34.69 |  | 1 |  | 3 | MULTI9 C60H 4P D 13A 15KA IEC | M9 Disjoncteur C60H 4P 13A D IEC60947-2 |  | Multi9 C60H 4P D 13A MCB | [8 empty] | 09.07 | 1 | [8 empty] | 1 | 3606480930126 | 0 |  | 430 | 9 | 7 | 8 | 0.504 | 13606480930123 | 3 | 1360 | 22.5 | 8.7 | 7.8 |  | 43606480930124 | 36 | 17033 | 40 | 30 | 30 | [10 empty] | 12 | N | [12 empty] | CUD | ZD | 8536201090 | [14 empty] | MULTI9 C60H 4P D 13A 15KA IEC | MULTI9 C60H 4P D 13A 15KA IEC
Schneider Electric | Schneider Electric | 01022021 |  | Schneider Electric |  | SER | M9R11463 |  |  | 146.87 |  | 1 |  | 1 | MULTI9 ID 4P 63A 30MA AC TYPE IEC | MULTI9 ID 4P 63A 30MA AC TYPE IEC |  | MULTI 9 RCCB 4P 63A 30 mA AC | [8 empty] | 09.07 | 1 | [8 empty] | 1 | 3606480784705 | 0 |  | 379 | 9 | 8 | 8 | 0.576 | [7 empty] | 43606480784703 | 27 | 10720 | 40 | 30 | 30 | [10 empty] | 12 | N | [12 empty] | CUR | ZR | 8536303099 | [14 empty] | MULTI9 ID 4P 63A 30MA AC TYPE IEC | MULTI9 ID 4P 63A 30MA AC TYPE IEC
Schneider Electric | Schneider Electric | 01022021 |  | Schneider Electric |  | SER | M9R12491 |  |  | 188.94 |  | 1 |  | 1 | MULTI9 GFP 4P 100A 86MA TYPE A-SI UL1053 | MULTI9 GFP 4P 100A 86MA TYPE A-SI UL1053 |  | Multi9 GFP 4P 100A 86mA A-SI type 480Y/2 | [8 empty] | 09.07 | 1 | [8 empty] | 1 | 3606481198587 | 0 |  | 382 | 9 | 8 | 8 | 0.576 | [7 empty] | 43606481198585 | 27 | 10779 | 40 | 30 | 30 | [10 empty] | 12 | N | [12 empty] | CUR | ZR | 8536303099 | [14 empty] | MULTI9 GFP 4P 100A 86MA TYPE A-SI UL1053 | MULTI9 GFP 4P 100A 86MA TYPE A-SI UL1053 | [17 empty] | https://eref.se.com/be/nl/sis-tarif/product/M9R12491 | https://eref.se.com/be/fr/sis-tarif/product/M9R12491
Schneider Electric | Schneider Electric | 01022021 |  | Schneider Electric |  | SER | M9R14463 |  |  | 102.69 |  | 1 |  | 1 | MULTI9 ID 4P 63A 300MA AC TYPE IEC | MULTI9 ID 4P 63A 300MA AC TYPE IEC |  | MULTI 9 RCCB 4P 63A 300 mA AC | [8 empty] | 09.07 | 1 | [8 empty] | 1 | 3606480784729 | 0 |  | 343 | 9 | 8 | 8 | 0.576 | [7 empty] | 43606480784727 | 27 | 9748 | 40 | 30 | 30 | [10 empty] | 12 | N | [12 empty] | CUR | ZR | 8536303099 | [14 empty] | MULTI9 ID 4P 63A 300MA AC TYPE IEC | MULTI9 ID 4P 63A 300MA AC TYPE IEC | [17 empty] | https://eref.se.com/be/nl/sis-tarif/product/M9R14463 | https://eref.se.com/be/fr/sis-tarif/product/M9R14463
Schneider Electric | Schneider Electric | 01022021 |  | Schneider Electric |  | SER | M9R31463 |  |  | 146.87 |  | 1 |  | 1 | MULTI9 ID 4P 63A 30MA A-SI TYPE IEC | MULTI9 ID 4P 63A 30MA A-SI TYPE IEC |  | ULTI 9 RCCB 4P 63A 30 MA SI | [8 empty] | 09.07 | 1 | [8 empty] | 1 | 3606480784712 | 0 |  | 382 | 9 | 8 | 8 | 0.576 | [7 empty] | 43606480784710 | 27 | 10801 | 40 | 30 | 30 | [10 empty] | 12 | N | [12 empty] | CUR | ZR | 8536303099 | [14 empty] | MULTI9 ID 4P 63A 30MA A-SI TYPE IEC | MULTI9 ID 4P 63A 30MA A-SI TYPE IEC | [17 empty] | https://eref.se.com/be/nl/sis-tarif/product/M9R31463 | https://eref.se.com/be/fr/sis-tarif/product/M9R31463
Schneider Electric | Schneider Electric | 01022021 |  | Schneider Electric |  | SER | M9R35463 |  |  | 132.75 |  | 1 |  | 1 | MULTI9 ID 4P 63A 300MA A-SI TYPE IEC | MULTI9 ID 4P 63A 300MA A-SI TYPE IEC |  | MULTI 9 RCCB 4P 63A 300 mA S SI | [8 empty] | 09.07 | 1 | [8 empty] | 1 | 3606480784736 | 0 |  | 350 | 9 | 9 | 8 | 0.648 | [7 empty] | 43606480784734 | 27 | 10026 | 40 | 30 | 30 | [10 empty] | 6 | N | [12 empty] | CUR | ZR | 8536303099 | [14 empty] | MULTI9 ID 4P 63A 300MA A-SI TYPE IEC | MULTI9 ID 4P 63A 300MA A-SI TYPE IEC | [17 empty] | https://eref.se.com/be/nl/sis-tarif/product/M9R35463 | https://eref.se.com/be/fr/sis-tarif/product/M9R35463
Schneider Electric | Schneider Electric | 01022021 |  | Schneider Electric |  | SER | M9U31210 |  |  | 19.96 |  | 1 |  | 6 | MULTI9 C60H-DC 2P 10A K 500V-DC | MULTI9 C60H-DC 2P 10A K 500V-DC DISJONCT |  | Multi9 C60H-DC 10A K 500V-DC Miniature C | [8 empty] | 09.07 | 1 | [8 empty] | 1 | 3606480742064 | 0 |  | 220 | 8 | 4 | 9 | 0.288 | 13606480742061 | 6 | 1369 | 22.5 | 9 | 8.2 |  | 43606480742062 | 72 | 16915 | 40 | 30 | 30 | [10 empty] | 7 | N | [12 empty] | CUD | ZD | 8536201090 | [14 empty] | MULTI9 C60H-DC 2P 10A K 500V-DC | MULTI9 C60H-DC 2P 10A K 500V-DC
Schneider Electric | Schneider Electric | 01022021 |  | Schneider Electric |  | SER | M9U31213 |  |  | 20.02 |  | 1 |  | 6 | MULTI9 C60H-DC 2P 13A K 500V-DC | MULTI9 C60H-DC 2P 13A K 500V-DC DISJONCT |  | Multi9 C60H-DC 13A K 500V-DC Miniature C | [8 empty] | 09.07 | 1 | [8 empty] | 1 | 3606480742071 | 0 |  | 220 | 8 | 4 | 9 | 0.288 | 13606480742078 | 6 | 1376 | 22.5 | 9 | 8.2 |  | 43606480742079 | 72 | 16999 | 40 | 30 | 30 | [10 empty] | 6 | N | [12 empty] | CUD | ZD | 8536201090 | [14 empty] | MULTI9 C60H-DC 2P 13A K 500V-DC | MULTI9 C60H-DC 2P 13A K 500V-DC
Schneider Electric | Schneider Electric | 01022021 |  | Schneider Electric |  | SER | M9U31216 |  |  | 20.17 |  | 1 |  | 6 | MULTI9 C60H-DC 2P 16A K 500V-DC | MULTI9 C60H-DC 2P 16A K 500V-DC DISJONCT |  | Multi9 C60H-DC 16A K 500V-DC Miniature C | [8 empty] | 09.07 | 1 | [8 empty] | 1 | 3606480742088 | 0 |  | 225 | 8 | 4 | 8 | 0.256 | 13606480742085 | 6 | 1395 | 22.5 | 9 | 8.2 |  | 43606480742086 | 72 | 17227 | 40 | 30 | 30 | [10 empty] | 6 | N | [12 empty] | CUD | ZD | 8536201090 | [14 empty] | MULTI9 C60H-DC 2P 16A K 500V-DC | MULTI9 C60H-DC 2P 16A K 500V-DC
Schneider Electric | Schneider Electric | 01022021 |  | Schneider Electric |  | SER | M9V11263 |  |  | 310.66 |  | 1 |  | 1 | MULTI9 VIGI C60 2P 63A 30MA AC TYPE IEC | MULTI 9 VIGI C60 2P 63A |  | MULTI 9 VIGI C60 2P 63A | [8 empty] | 09.07 | 1 | [8 empty] | 1 | 3606480684548 | 0 |  | 207 | 10 | 8 | 8 | 0.64 | [7 empty] | 43606480684546 | 27 | 6076 | 40 | 30 | 30 | [10 empty] | 13 | N | [12 empty] | CUW | ZW | 8536209090 | [14 empty] | MULTI9 VIGI C60 2P 63A 30MA AC TYPE IEC | MULTI9 VIGI C60 2P 63A 30MA AC TYPE IEC | [17 empty] | https://eref.se.com/be/nl/sis-tarif/product/M9V11263 | https://eref.se.com/be/fr/sis-tarif/product/M9V11263
Schneider Electric | Schneider Electric | 01022021 |  | Schneider Electric |  | SER | M9V11363 |  |  | 335.57 |  | 1 |  | 1 | MULTI9 VIGI C60 3P 63A 30MA AC TYPE IEC | MULTI 9 VIGI C60 3P 63A |  | MULTI 9 VIGI C60 3P 63A | [8 empty] | 09.07 | 1 | [8 empty] | 1 | 3606480684555 | 0 |  | 261 | 15 | 12 | 9 | 1.62 | [7 empty] | 43606480684553 | 15 | 4390 | 40 | 30 | 30 | [10 empty] | 13 | N | [12 empty] | CUW | ZW | 8536201090 | [14 empty] | MULTI9 VIGI C60 3P 63A 30MA AC TYPE IEC | MULTI9 VIGI C60 3P 63A 30MA AC TYPE IEC | [17 empty] | https://eref.se.com/be/nl/sis-tarif/product/M9V11363 | https://eref.se.com/be/fr/sis-tarif/product/M9V11363
Schneider Electric | Schneider Electric | 01022021 |  | Schneider Electric |  | SER | M9V11463 |  |  | 342.19 |  | 1 |  | 1 | MULTI9 VIGI C60 4P 63A 30MA AC TYPE IEC | MULTI 9 VIGI C60 4P 63A |  | MULTI 9 VIGI C60 4P 63A | [8 empty] | 09.07 | 1 | [8 empty] | 1 | 3606480684562 | 0 |  | 292 | 15 | 9 | 8 | 1.08 | [7 empty] | 43606480684560 | 15 | 4867 | 40 | 30 | 30 | [10 empty] | 13 | N | [12 empty] | CUW | ZW | 8536303099 | [14 empty] | MULTI9 VIGI C60 4P 63A 30MA AC TYPE IEC | MULTI9 VIGI C60 4P 63A 30MA AC TYPE IEC
Schneider Electric | Schneider Electric | 01022021 |  | Schneider Electric |  | SER | M9V14263 |  |  | 264.05 |  | 1 |  | 1 | MULTI9 VIGI C60 2P 63A 300MA AC TYPE IEC | MULTI 9 VIGI C60 2P 63A |  | MULTI 9 VIGI C60 2P 63A | [8 empty] | 09.07 | 1 | [8 empty] | 1 | 3606480684579 | 0 |  | 164 | 12 | 9 | 9 | 0.972 | [7 empty] | 43606480684577 | 27 | 4915 | 40 | 30 | 30 | [10 empty] | 13 | N | [12 empty] | CUW | ZW | 8536201090 | [14 empty] | MULTI9 VIGI C60 2P 63A 300MA AC TYPE IEC | MULTI9 VIGI C60 2P 63A 300MA AC TYPE IEC | [17 empty] | https://eref.se.com/be/nl/sis-tarif/product/M9V14263 | https://eref.se.com/be/fr/sis-tarif/product/M9V14263
Schneider Electric | Schneider Electric | 01022021 |  | Schneider Electric |  | SER | M9V14363 |  |  | 272.26 |  | 1 |  | 1 | MULTI9 VIGI C60 3P 63A 300MA AC TYPE IEC | MULTI 9 VIGI C60 3P 63A |  | MULTI 9 VIGI C60 3P 63A | [8 empty] | 09.07 | 1 | [8 empty] | 1 | 3606480684586 | 0 |  | 240 | 15 | 10 | 9 | 1.35 | [7 empty] | 43606480684584 | 15 | 4014 | 40 | 30 | 30 | [10 empty] | 13 | N | [12 empty] | CUW | ZW | 8536303099 | [14 empty] | MULTI9 VIGI C60 3P 63A 300MA AC TYPE IEC | MULTI9 VIGI C60 3P 63A 300MA AC TYPE IEC | [17 empty] | https://eref.se.com/be/nl/sis-tarif/product/M9V14363 | https://eref.se.com/be/fr/sis-tarif/product/M9V14363
Schneider Electric | Schneider Electric | 01022021 |  | Schneider Electric |  | SER | M9V14463 |  |  | 277.54 |  | 1 |  | 1 | MULTI9 VIGI C60 4P 63A 300MA AC TYPE IEC | MULTI 9 VIGI C60 4P 63A |  | MULTI 9 VIGI C60 4P 63A | [8 empty] | 09.07 | 1 | [8 empty] | 1 | 3606480684593 | 0 |  | 255 | 15 | 10 | 8 | 1.2 | [7 empty] | 43606480684591 | 15 | 4350 | 40 | 30 | 30 | [10 empty] | 13 | N | [12 empty] | CUW | ZW | 8536209090 | [14 empty] | MULTI9 VIGI C60 4P 63A 300MA AC TYPE IEC | MULTI9 VIGI C60 4P 63A 300MA AC TYPE IEC | [17 empty] | https://eref.se.com/be/nl/sis-tarif/product/M9V14463 | https://eref.se.com/be/fr/sis-tarif/product/M9V14463
Schneider Electric | Schneider Electric | 01022021 |  | Schneider Electric |  | SER | M9V31263 |  |  | 308.46 |  | 1 |  | 1 | MULTI 9 VIGI C60 2P 63A 30 MA SI-TYPE | MULTI 9 VIGI C60 2P 63A |  | MULTI 9 VIGI C60 2P 63A | [8 empty] | 09.07 | 1 | [8 empty] | 1 | 3606480684609 | 0 |  | 192 | 10 | 8 | 8 | 0.64 | [7 empty] | 43606480684607 | 27 | 5672 | 40 | 30 | 30 | [10 empty] | 13 | N | [12 empty] | CUW | ZW | 8536303099 | [14 empty] | MULTI9 VIGI C60 2P 63A 30MA A-SI TYPE IEC | MULTI9 VIGI C60 2P 63A 30MA A-SI TYPE IEC | [17 empty] | https://eref.se.com/be/nl/sis-tarif/product/M9V31263 | https://eref.se.com/be/fr/sis-tarif/product/M9V31263
Schneider Electric | Schneider Electric | 01022021 |  | Schneider Electric |  | SER | M9V31363 |  |  | 338.4 |  | 1 |  | 1 | MULTI 9 VIGI C60 3P 63A 30 MA SI-TYPE | MULTI 9 VIGI C60 3P 63A |  | MULTI 9 VIGI C60 3P 63A | [8 empty] | 09.07 | 1 | [8 empty] | 1 | 3606480684616 | 0 |  | 270 | 15 | 9 | 8 | 1.08 | [7 empty] | 43606480684614 | 18 | 5400 | 40 | 30 | 30 | [10 empty] | 13 | N | [12 empty] | CUW | ZW | 8536303099 | [14 empty] | MULTI9 VIGI C60 3P 63A 30MA A-SI TYPE IEC | MULTI9 VIGI C60 3P 63A 30MA A-SI TYPE IEC | [17 empty] | https://eref.se.com/be/nl/sis-tarif/product/M9V31363 | https://eref.se.com/be/fr/sis-tarif/product/M9V31363
Schneider Electric | Schneider Electric | 01022021 |  | Schneider Electric |  | SER | M9V31463 |  |  | 341.83 |  | 1 |  | 1 | MULTI 9 VIGI C60 4P 63A 30 MA SI-TYPE | MULTI 9 VIGI C60 4P 63A |  | MULTI 9 VIGI C60 4P 63A | [8 empty] | 09.07 | 1 | [8 empty] | 1 | 3606480684623 | 0 |  | 296 | 15 | 10 | 8 | 1.2 | [7 empty] | 43606480684621 | 18 | 5820 | 40 | 30 | 30 | [10 empty] | 13 | N | [12 empty] | CUW | ZW | 8536303099 | [14 empty] | MULTI9 VIGI C60 4P 63A 30MA A-SI TYPE IEC | MULTI9 VIGI C60 4P 63A 30MA A-SI TYPE IEC | [17 empty] | https://eref.se.com/be/nl/sis-tarif/product/M9V31463 | https://eref.se.com/be/fr/sis-tarif/product/M9V31463
Schneider Electric | Schneider Electric | 01022021 |  | Schneider Electric |  | SER | M9XCA137 |  |  | 218.49 |  | 1 |  | 5 | MULTI9 CUTTABLE COMB BUSBAR C60BP 1P+AUX | MULTI9 COMB AUX1P 37 MODULES PEIGNE COUP |  | Multi9 Comb Aux1P 37 modules UL508 cutta | [18 empty] | 1 | 3606481192905 | 0 |  | 703 | 100 | 6 | 2 | 1.2 | 13606481192902 | 5 | 3796 | 109 | 12 | 10 | [8 empty] | 73606481192904 | 35 | 38572 | 120 | 80 | 112 |  |  |  | 6 | N | [12 empty] | MB6 | IT | 8536901000 | [14 empty] | MULTI9 CUTTABLE COMB BUSBAR C60BP 1P+AUX 37M | MULTI9 CUTTABLE COMB BUSBAR C60BP 1P+AUX 37M | [17 empty] | https://eref.se.com/be/nl/sis-tarif/product/M9XCA137 | https://eref.se.com/be/fr/sis-tarif/product/M9XCA137
Schneider Electric | Schneider Electric | 01022021 |  | Schneider Electric |  | SER | M9XCA348 |  |  | 329.23 |  | 1 |  | 5 | MULTI9 CUTTABLE COMB BUSBAR C60BP 1P+AUX | MULTI9 COMB AUX3P 48 MODULES PEIGNE COUP |  | Multi9 Comb Aux3P 48 modules UL508 cutta | [18 empty] | 1 | 3606481192912 | 0 |  | 1174 | 100 | 6 | 2 | 1.2 | 13606481192919 | 5 | 6161 | 108 | 12 | 10 | [8 empty] | 73606481192911 | 35 | 55127 | 120 | 80 | 112 |  |  |  | 6 | N | [12 empty] | MB6 | IT | 8536901000 | [14 empty] | MULTI9 CUTTABLE COMB BUSBAR C60BP 1P+AUX 48M | MULTI9 CUTTABLE COMB BUSBAR C60BP 1P+AUX 48M | [17 empty] | https://eref.se.com/be/nl/sis-tarif/product/M9XCA348 | https://eref.se.com/be/fr/sis-tarif/product/M9XCA348
Schneider Electric | Schneider Electric | 01022021 |  | Schneider Electric |  | SER | M9XCEC10 |  |  | 15.77 |  | 1 |  | 1 | MULTI9 END-PIECE FOR CUTTABLE COMB BUSBA | MULTI9 COMB LOT DE 10 EMBOUTS POUR M9XC |  | Multi9 Comb Set of 10 end caps for M9XC | [18 empty] | 1 | 3606481192929 | 0 |  | 25 | 7 | 10 | 2 | 0.14 | [7 empty] | 43606481192927 | 100 | 3122 | 40 | 30 | 15 | [10 empty] | 6 | N | [12 empty] | MB6 | IT | 3926909790 | [14 empty] | MULTI9 END-PIECE FOR CUTTABLE COMB BUSBAR C60BP | MULTI9 END-PIECE FOR CUTTABLE COMB BUSBAR C60BP | [17 empty] | https://eref.se.com/be/nl/sis-tarif/product/M9XCEC10 | https://eref.se.com/be/fr/sis-tarif/product/M9XCEC10
Schneider Electric | Schneider Electric | 01022021 |  | Schneider Electric |  | SER | M9XCP157 |  |  | 259.79 |  | 1 |  | 5 | MULTI9 CUTTABLE COMB BUSBAR C60BP 1P 57M | MULTI9 COMB 1P 57 MODULES PEIGNE COUPABL |  | Multi9 Comb 1P 57 modules UL508 cuttable | [18 empty] | 1 | 3606481192875 | 0 |  | 820 | 103 | 6 | 2 | 1.236 | 13606481192872 | 5 | 4288 | 10 | 107 | 9 | [8 empty] | 73606481192874 | 35 | 42709 | 80 | 120 | 112 |  |  |  | 6 | N | [12 empty] | MB6 | IT | 8536901000 | [14 empty] | MULTI9 CUTTABLE COMB BUSBAR C60BP 1P 57M | MULTI9 CUTTABLE COMB BUSBAR C60BP 1P 57M | [17 empty] | https://eref.se.com/be/nl/sis-tarif/product/M9XCP157 | https://eref.se.com/be/fr/sis-tarif/product/M9XCP157
Schneider Electric | Schneider Electric | 01022021 |  | Schneider Electric |  | SER | M9XCP256 |  |  | 302.08 |  | 1 |  | 5 | MULTI9 CUTTABLE COMB BUSBAR C60BP 2P 56M | MULTI9 COMB 2P 56 MODULES PEIGNE COUPABL |  | Multi9 Comb 2P 56 modules UL508 cuttable | [18 empty] | 1 | 3606481192882 | 0 |  | 1149 | 101 | 6 | 2 | 1.212 | 13606481192889 | 5 | 5330 | 11.5 | 107.5 | 9.5 | [8 empty] | 73606481192881 | 35 | 49499 | 80 | 120 | 45 |  |  |  | 6 | N | [12 empty] | MB6 | IT | 8536901000 | [14 empty] | MULTI9 CUTTABLE COMB BUSBAR C60BP 2P 56M | MULTI9 CUTTABLE COMB BUSBAR C60BP 2P 56M | [17 empty] | https://eref.se.com/be/nl/sis-tarif/product/M9XCP256 | https://eref.se.com/be/fr/sis-tarif/product/M9XCP256
Schneider Electric | Schneider Electric | 01022021 |  | Schneider Electric |  | SER | M9XCP357 |  |  | 351.19 |  | 1 |  | 5 | MULTI9 CUTTABLE COMB BUSBAR C60BP 3P 57M | MULTI9 COMB 3P 57 MODULES PEIGNE COUPABL |  | Multi9 Comb 3P 57 modules UL508 cuttable | [18 empty] | 1 | 3606481192899 | 0 |  | 1089 | 6 | 103 | 2 | 1.236 | 13606481192896 | 5 | 5725 | 108 | 10 | 12 | [8 empty] | 73606481192898 | 35 | 52075 | 120 | 80 | 112 |  |  |  | 2 | Y | [12 empty] | MB6 | IT | 8536901000 | [14 empty] | MULTI9 CUTTABLE COMB BUSBAR C60BP 3P 57M | MULTI9 CUTTABLE COMB BUSBAR C60BP 3P 57M | [17 empty] | https://eref.se.com/be/nl/sis-tarif/product/M9XCP357 | https://eref.se.com/be/fr/sis-tarif/product/M9XCP357
Schneider Electric | Schneider Electric | 01022021 |  | Schneider Electric |  | SER | M9XCPC04 |  |  | 59 |  | 1 |  | 1 | MULTI9 INSULATED CONNECTORS FOR CUTTABLE | MULTI9 COMB LOT DE 4 CONNECTEURS POUR M9 |  | Multi9 Comb Set of 4 terminals for M9XC | [18 empty] | 1 | 3606481192936 | 0 |  | 150 | 9 | 14 | 3 | 0.378 | [7 empty] | 43606481192934 | 25 | 4076 | 40 | 30 | 15 | [10 empty] | 6 | N | [12 empty] | MB6 | IT | 8536901000 | [14 empty] | MULTI9 INSULATED CONNECTORS FOR CUTTABLE COMB BUSBAR C60BP | MULTI9 INSULATED CONNECTORS FOR CUTTABLE COMB BUSBAR C60BP | [17 empty] | https://eref.se.com/be/nl/sis-tarif/product/M9XCPC04 | https://eref.se.com/be/fr/sis-tarif/product/M9XCPC04
Schneider Electric | Schneider Electric | 01022021 |  | Schneider Electric |  | SER | M9XCTC15 |  |  | 11.67 |  | 1 |  | 1 | MULTI9 TOOTH COVERS FOR STANDARD COMB BU | MULTI9 COMB LOT DE 5X3 CACHES DENT POUR |  | Multi9 Comb Set of 5x3 touth covers for | [18 empty] | 1 | 3606481192943 | 0 |  | 19 | 9 | 9 | 2 | 0.162 | [7 empty] | 43606481192941 | 50 | 1405 | 40 | 30 | 15 | [10 empty] | 6 | N | [12 empty] | MB6 | IT | 3926909790 | [14 empty] | MULTI9 TOOTH COVERS FOR STANDARD COMB BUSBAR C60BP | MULTI9 TOOTH COVERS FOR STANDARD COMB BUSBAR C60BP | [17 empty] | https://eref.se.com/be/nl/sis-tarif/product/M9XCTC15 | https://eref.se.com/be/fr/sis-tarif/product/M9XCTC15
Schneider Electric | Schneider Electric | 01022021 |  | Schneider Electric |  | SER | M9XUP106 |  |  | 26.86 |  | 1 |  | 1 | MULTI9 STANDARD COMB BUSBAR C60BP 1P 6M | MULTI9 COMB 1P 6 MODULES PEIGNE UL508 PO |  | Multi9 Comb 1P 6 modules UL508 Comb busb | [18 empty] | 1 | 3606481192790 | 0 |  | 67 | 10 | 5 | 2 | 0.1 | [7 empty] | 43606481192798 | 100 | 7195 | 40 | 30 | 30 | [10 empty] | 2 | Y | [12 empty] | MB6 | IT | 8536901000 | [14 empty] | MULTI9 STANDARD COMB BUSBAR C60BP 1P 6M | MULTI9 STANDARD COMB BUSBAR C60BP 1P 6M | [17 empty] | https://eref.se.com/be/nl/sis-tarif/product/M9XUP106 | https://eref.se.com/be/fr/sis-tarif/product/M9XUP106
Schneider Electric | Schneider Electric | 01022021 |  | Schneider Electric |  | SER | M9XUP112 |  |  | 34.95 |  | 1 |  | 1 | MULTI9 STANDARD COMB BUSBAR C60BP 1P 12M | MULTI9 COMB 1P 12 MODULES PEIGNE UL508 P |  | Multi9 Comb 1P 12 modules UL508 Comb bus | [18 empty] | 1 | 3606481192806 | 0 |  | 121 | 21 | 5 | 2 | 0.21 | [7 empty] | 43606481192804 | 50 | 6505 | 40 | 30 | 15 | [10 empty] | 6 | N | [12 empty] | MB6 | IT | 8536901000 | [14 empty] | MULTI9 STANDARD COMB BUSBAR C60BP 1P 12M | MULTI9 STANDARD COMB BUSBAR C60BP 1P 12M | [17 empty] | https://eref.se.com/be/nl/sis-tarif/product/M9XUP112 | https://eref.se.com/be/fr/sis-tarif/product/M9XUP112
Schneider Electric | Schneider Electric | 01022021 |  | Schneider Electric |  | SER | M9XUP206 |  |  | 30.19 |  | 1 |  | 1 | MULTI9 STANDARD COMB BUSBAR C60BP 2P 6M | MULTI9 COMB 2P 6 MODULES PEIGNE UL508 PO |  | Multi9 Comb 2P 6 modules UL508 Comb busb | [18 empty] | 1 | 3606481192813 | 0 |  | 75 | 10 | 5 | 2 | 0.1 | [7 empty] | 43606481192811 | 100 | 8075 | 40 | 30 | 15 | [10 empty] | 6 | N | [12 empty] | MB6 | IT | 8536901000 | [14 empty] | MULTI9 STANDARD COMB BUSBAR C60BP 2P 6M | MULTI9 STANDARD COMB BUSBAR C60BP 2P 6M
Schneider Electric | Schneider Electric | 01022021 |  | Schneider Electric |  | SER | M9XUP212 |  |  | 42.15 |  | 1 |  | 1 | MULTI9 STANDARD COMB BUSBAR C60BP 2P 12M | MULTI9 COMB 2P 12 MODULES PEIGNE UL508 P |  | Multi9 Comb 2P 12 modules UL508 Comb bus | [18 empty] | 1 | 3606481192820 | 0 |  | 147 | 21 | 5 | 2 | 0.21 | [7 empty] | 43606481192828 | 50 | 7992 | 40 | 30 | 15 | [10 empty] | 6 | N | [12 empty] | MB6 | IT | 8536901000 | [14 empty] | MULTI9 STANDARD COMB BUSBAR C60BP 2P 12M | MULTI9 STANDARD COMB BUSBAR C60BP 2P 12M | [17 empty] | https://eref.se.com/be/nl/sis-tarif/product/M9XUP212 | https://eref.se.com/be/fr/sis-tarif/product/M9XUP212
Schneider Electric | Schneider Electric | 01022021 |  | Schneider Electric |  | SER | M9XUP306 |  |  | 36.02 |  | 1 |  | 1 | MULTI9 STANDARD COMB BUSBAR C60BP 3P 6M | MULTI9 COMB 3P 6 MODULES PEIGNE UL508 PO |  | Multi9 Comb 3P 6 modules UL508 Comb busb | [18 empty] | 1 | 3606481192837 | 0 |  | 79 | 10 | 5 | 2 | 0.1 | [7 empty] | 43606481192835 | 50 | 4327 | 40 | 30 | 15 | [10 empty] | 6 | N | [12 empty] | MB6 | IT | 8536901000 | [14 empty] | MULTI9 STANDARD COMB BUSBAR C60BP 3P 6M | MULTI9 STANDARD COMB BUSBAR C60BP 3P 6M | [17 empty] | https://eref.se.com/be/nl/sis-tarif/product/M9XUP306 | https://eref.se.com/be/fr/sis-tarif/product/M9XUP306
Schneider Electric | Schneider Electric | 01022021 |  | Schneider Electric |  | SER | M9XUP312 |  |  | 50.43 |  | 1 |  | 1 | MULTI9 STANDARD COMB BUSBAR C60BP 3P 12M | MULTI9 COMB 3P 12 MODULES PEIGNE UL508 P |  | Multi9 Comb 3P 12 modules UL508 Comb bus | [18 empty] | 1 | 3606481192844 | 0 |  | 166 | 23 | 6 | 3 | 0.414 | [7 empty] | 43606481192842 | 50 | 8745 | 40 | 30 | 15 | [10 empty] | 2 | Y | [12 empty] | MB6 | IT | 8536901000 | [14 empty] | MULTI9 STANDARD COMB BUSBAR C60BP 3P 12M | MULTI9 STANDARD COMB BUSBAR C60BP 3P 12M | [17 empty] | https://eref.se.com/be/nl/sis-tarif/product/M9XUP312 | https://eref.se.com/be/fr/sis-tarif/product/M9XUP312
Schneider Electric | Schneider Electric | 01022021 |  | Schneider Electric |  | SER | M9XUPC04 |  |  | 48.52 |  | 1 |  | 1 | MULTI9 INSULATED CONNECTORS FOR STANDARD | MULTI9 COMB LOT DE 4 CONNECTEURS POUR M9 |  | Multi9 Comb Set of 4 terminals for M9XU | [18 empty] | 1 | 3606481192851 | 0 |  | 150 | 11 | 9 | 3 | 0.297 | [7 empty] | 43606481192859 | 25 | 4006 | 40 | 30 | 15 | [10 empty] | 6 | N | [12 empty] | MB6 | IT | 8536901000 | [14 empty] | MULTI9 INSULATED CONNECTORS FOR STANDARD COMB BUSBAR C60BP | MULTI9 INSULATED CONNECTORS FOR STANDARD COMB BUSBAR C60BP | [17 empty] | https://eref.se.com/be/nl/sis-tarif/product/M9XUPC04 | https://eref.se.com/be/fr/sis-tarif/product/M9XUPC04
Schneider Electric | Schneider Electric | 01022021 |  | Schneider Electric |  | SER | M9XUTC15 |  |  | 12.92 |  | 1 |  | 1 | MULTI9 TOOTH COVERS FOR CUTTABLE COMB BU | MULTI9 COMB LOT DE 5X3 CACHES DENT POUR |  | Multi9 Comb Set of 5x3 touth covers for | [18 empty] | 1 | 3606481192868 | 0 |  | 23 | 10 | 6 | 2 | 0.12 | [7 empty] | 43606481192866 | 50 | 1296 | 40 | 30 | 15 | [10 empty] | 2 | Y | [12 empty] | MB6 | IT | 3926909790 | [14 empty] | MULTI9 TOOTH COVERS FOR CUTTABLE COMB BUSBAR C60BP | MULTI9 TOOTH COVERS FOR CUTTABLE COMB BUSBAR C60BP | [17 empty] | https://eref.se.com/be/nl/sis-tarif/product/M9XUTC15 | https://eref.se.com/be/fr/sis-tarif/product/M9XUTC15
Schneider Electric | Schneider Electric | 01022021 |  | Schneider Electric |  | SER | MEG2311-0419 |  |  | 14.31 |  | 1 |  | 60 | SCH-sock.out.+PiT+HL TPm pw SysM | SCH-SOCK.OUT.+PIT+HL TPM PW SYSM |  | SCH-sock.out.+PiT+HL TPm pw SysM | [8 empty] | 09.07 | 1 | [8 empty] | 1 | 4042811139391 | 0 |  | 88 | 7 | 7 | 5 | 0.245 | 34042811139392 | 60 | 6470 | 40 | 30 | 32.5 | [17 empty] | 8 | N | [12 empty] | MT4 | ML | 8536699099 | [33 empty] | https://eref.se.com/be/nl/sis-tarif/product/MEG2311-0419 | https://eref.se.com/be/fr/sis-tarif/product/MEG2311-0419
Schneider Electric | Schneider Electric | 01022021 |  | Schneider Electric |  | SER | MEG2311-4244 |  |  | 15.15 |  | 1 |  | 60 | SCH-SOCK.OUT.+PIT+HL TS W SYSD | SCH-SOCK.OUT.+PIT+HL TS W SYSD |  | SCH-sock.out.+PiT+HL TS w SysD | [8 empty] | 09.07 | 1 | [8 empty] | 1 | 4042811139476 | 0 |  | 101 | 7 | 7 | 5 | 0.245 | 34042811139477 | 60 | 7270 | 40 | 30 | 32.5 | [17 empty] | 10 | N | [12 empty] | MT4 | ML | 8536699099 | [33 empty] | https://eref.se.com/be/nl/sis-tarif/product/MEG2311-4244 | https://eref.se.com/be/fr/sis-tarif/product/MEG2311-4244
Schneider Electric | Schneider Electric | 01022021 |  | Schneider Electric |  | SER | MEG2400-0319 |  |  | 9.76 |  | 1 |  | 40 | SCH-sock.out.+ICP+ST TPb pw SysM | SCH-sock.out.+ICP+ST TPb pw SysM |  | SCH-sock.out.+ICP+ST TPb pw SysM | [8 empty] | 09.07 | 1 | [8 empty] | 1 | 4042811140526 | 0 |  | 84 | 7 | 7 | 4 | 0.196 | 34042811140527 | 40 | 4230 | 40 | 30 | 18.5 | [17 empty] | 8 | N | [12 empty] | MT4 | ML | 8536699099 | [33 empty] | https://eref.se.com/be/nl/sis-tarif/product/MEG2400-0319 | https://eref.se.com/be/fr/sis-tarif/product/MEG2400-0319
Schneider Electric | Schneider Electric | 01022021 |  | Schneider Electric |  | SER | MEG2500-0444 |  |  | 7.02 |  | 1 |  | 60 | SOCK.OUT.+ICP+PIT+EARTH.PIN TPM W SYSM | SOCK.OUT.+ICP+PIT+EARTH.PIN TPM W SYSM |  | Sock.out.+ICP+PiT+earth.pin TPm w SysM | [8 empty] | 09.07 | 1 | [8 empty] | 1 | 4042811141196 | 0 |  | 80 | 7 | 7 | 4 | 0.196 | 34042811141197 | 60 | 5990 | 40 | 30 | 32.5 | [17 empty] | 4 | N | [12 empty] | MT4 | ML | 8536699099 | [33 empty] | https://eref.se.com/be/nl/sis-tarif/product/MEG2500-0444 | https://eref.se.com/be/fr/sis-tarif/product/MEG2500-0444
Schneider Electric | Schneider Electric | 01022021 |  | Schneider Electric |  | SER | MEG2504-0419 |  |  | 48.85 |  | 1 |  | 50 | SOCK.OUT.+EARTH.PIN+ICP+LED TPM PW SYSM | SOCK.OUT.+EARTH.PIN+ICP+LED TPM PW SYSM |  | Sock.out.+earth.pin+ICP+LED TPm pw SysM | [8 empty] | 09.07 | 1 | [8 empty] | 1 | 4042811146498 | 0 |  | 101 | 8 | 8 | 5 | 0.32 | 34042811146499 | 50 | 5460 | 40 | 30 | 18.5 | [17 empty] | 4 | N | [12 empty] | MT4 | ML | 8536699099 | [33 empty] | https://eref.se.com/be/nl/sis-tarif/product/MEG2504-0419 | https://eref.se.com/be/fr/sis-tarif/product/MEG2504-0419
Schneider Electric | Schneider Electric | 01022021 |  | Schneider Electric |  | SER | MEG2514-0419 |  |  | 15.15 |  | 1 |  | 50 | SOCK.OUT+ICP+PIT+EARTH IP44 TPM PW SYSM | SOCK.OUT+ICP+PIT+EARTH IP44 TPM PW SYSM |  | Sock.out+ICP+PiT+earth IP44 TPm pw SysM | [8 empty] | 09.07 | 1 | [8 empty] | 1 | 4042811141424 | 0 |  | 104 | 8 | 8 | 5 | 0.32 | 34042811141425 | 50 | 5610 | 40 | 30 | 18.5 | [17 empty] | 8 | N | [12 empty] | MT4 | ML | 8536699099 | [33 empty] | https://eref.se.com/be/nl/sis-tarif/product/MEG2514-0419 | https://eref.se.com/be/fr/sis-tarif/product/MEG2514-0419
Schneider Electric | Schneider Electric | 01022021 |  | Schneider Electric |  | SER | MEG2514-0444 |  |  | 15.15 |  | 1 |  | 50 | SOCK.OUT+ICP+PIT+EARTH IP44 TPM W SYSM | SOCK.OUT+ICP+PIT+EARTH IP44 TPM W SYSM |  | Sock.out+ICP+PiT+earth IP44 TPm w SysM | [8 empty] | 09.07 | 1 | [8 empty] | 1 | 4042811141431 | 0 |  | 104 | 8 | 8 | 5 | 0.32 | 34042811141432 | 50 | 5660 | 40 | 30 | 18.5 | [17 empty] | 4 | N | [12 empty] | MT4 | ML | 8536699099 | [33 empty] | https://eref.se.com/be/nl/sis-tarif/product/MEG2514-0444 | https://eref.se.com/be/fr/sis-tarif/product/MEG2514-0444
Schneider Electric | Schneider Electric | 01022021 |  | Schneider Electric |  | SER | MEG2533-0444 |  |  | 12.81 |  | 1 |  | 60 | CEN.PLA.SO.O.+EAR.+LAB.+IND.L.TPM W SYSM | CEN.PLA.SO.O.+EAR.+LAB.+IND.L.TPM W SYSM |  | Cen.pla.so.o.+ear.+lab.+ind.l.TPm w SysM | [18 empty] | 1 | 4042811146559 | 0 |  | 30 | 7 | 4 | 7 | 0.196 | 34042811146550 | 60 | 2210 | 40 | 30 | 18.5 | [17 empty] | 10 | N | [12 empty] | MT4 | ML | 85389099 | [33 empty] | https://eref.se.com/be/nl/sis-tarif/product/MEG2533-0444 | https://eref.se.com/be/fr/sis-tarif/product/MEG2533-0444
Schneider Electric | Schneider Electric | 01022021 |  | Schneider Electric |  | SER | MEG2600-0419 |  |  | 11.44 |  | 1 |  | 60 | SOCK.OUT.+ICP+ST+EARTH.PIN TPM PW SYSM | SOCK.OUT.+ICP+ST+EARTH.PIN TPM PW SYSM |  | Sock.out.+ICP+ST+earth.pin TPm pw SysM | [8 empty] | 09.07 | 1 | [8 empty] | 1 | 4042811141530 | 0 |  | 84 | 7 | 7 | 4 | 0.196 | 34042811141531 | 60 | 6210 | 40 | 30 | 32.5 | [17 empty] | 8 | N | [12 empty] | MT4 | ML | 8536699099 | [33 empty] | https://eref.se.com/be/nl/sis-tarif/product/MEG2600-0419 | https://eref.se.com/be/fr/sis-tarif/product/MEG2600-0419
Schneider Electric | Schneider Electric | 01022021 |  | Schneider Electric |  | SER | MEG2600-0444 |  |  | 11.44 |  | 1 |  | 60 | SOCK.OUT.+ICP+ST+EARTH.PIN TPM W SYSM | SOCK.OUT.+ICP+ST+EARTH.PIN TPM W SYSM |  | Sock.out.+ICP+ST+earth.pin TPm w SysM | [8 empty] | 09.07 | 1 | [8 empty] | 1 | 4042811141547 | 0 |  | 84 | 7 | 7 | 4 | 0.196 | 34042811141548 | 60 | 6210 | 40 | 30 | 32.5 | [17 empty] | 4 | N | [12 empty] | MT4 | ML | 8536699099 | [33 empty] | https://eref.se.com/be/nl/sis-tarif/product/MEG2600-0444 | https://eref.se.com/be/fr/sis-tarif/product/MEG2600-0444
Schneider Electric | Schneider Electric | 01022021 |  | Schneider Electric |  | SER | MEG2600-4015 |  |  | 18.31 |  | 1 |  | 40 | SOCK.OUT.+ICP+ST+EARTH.PIN DBR SYSD | SOCK.OUT.+ICP+ST+EARTH.PIN DBR SYSD |  | Sock.out.+ICP+ST+earth.pin dbr SysD | [18 empty] | 1 | 4042811141561 | 0 |  | 88 | 7 | 7 | 4 | 0.196 | 34042811141562 | 10 | 1000 | 27.1 | 18.1 | 9.1 | [17 empty] | 10 | N | [12 empty] | MT4 | ML | 8536699099 | [33 empty] | https://eref.se.com/be/nl/sis-tarif/product/MEG2600-4015 | https://eref.se.com/be/fr/sis-tarif/product/MEG2600-4015
Schneider Electric | Schneider Electric | 01022021 |  | Schneider Electric |  | SER | MEG2600-4019 |  |  | 14.44 |  | 1 |  | 40 | SOCK.OUT.+ICP+ST+EARTH.PIN PW SYSD | SOCK.OUT.+ICP+ST+EARTH.PIN PW SYSD |  | Sock.out.+ICP+ST+earth.pin pw SysD | [8 empty] | 09.07 | 1 | [8 empty] | 1 | 4042811141578 | 0 |  | 88 | 7 | 7 | 4 | 0.196 | 34042811141579 | 40 | 4420 | 40 | 30 | 18.5 | [17 empty] | 10 | N | [12 empty] | MT4 | ML | 8536699099 | [33 empty] | https://eref.se.com/be/nl/sis-tarif/product/MEG2600-4019 | https://eref.se.com/be/fr/sis-tarif/product/MEG2600-4019
Schneider Electric | Schneider Electric | 01022021 |  | Schneider Electric |  | SER | MEG2600-4044 |  |  | 12.73 |  | 1 |  | 40 | SOCK.OUT.+ICP+ST+EARTH.PIN W SYSD | SOCK.OUT.+ICP+ST+EARTH.PIN W SYSD |  | Sock.out.+ICP+ST+earth.pin w SysD | [8 empty] | 09.07 | 1 | [8 empty] | 1 | 4042811141592 | 0 |  | 88 | 7 | 7 | 4 | 0.196 | 34042811141593 | 40 | 4420 | 40 | 30 | 18.5 | [17 empty] | 10 | N | [12 empty] | MT4 | ML | 8536699099 | [33 empty] | https://eref.se.com/be/nl/sis-tarif/product/MEG2600-4044 | https://eref.se.com/be/fr/sis-tarif/product/MEG2600-4044
Schneider Electric | Schneider Electric | 01022021 |  | Schneider Electric |  | SER | MEG2600-4143 |  |  | 43.61 |  | 1 |  | 40 | SOCK.OUT.+ICP+ST+EARTH.PIN ATB SYSD | SOCK.OUT.+ICP+ST+EARTH.PIN ATB SYSD |  | Sock.out.+ICP+ST+earth.pin atb SysD | [8 empty] | 09.07 | 1 | [8 empty] | 1 | 4042811141622 | 0 |  | 101 | 7 | 7 | 4 | 0.196 |  | 40 | 4930 | 40 | 30 | 18.5 | [17 empty] | 10 | N | [12 empty] | MT4 | ML | 8536699099 | [33 empty] | https://eref.se.com/be/nl/sis-tarif/product/MEG2600-4143 | https://eref.se.com/be/fr/sis-tarif/product/MEG2600-4143
Schneider Electric | Schneider Electric | 01022021 |  | Schneider Electric |  | SER | MEG292669 |  |  | 12.09 |  | 1 |  | 10 | CEN.PLA.F.RJ45 INS.2G W.LABEL.BGR SYSD | CEN.PLA.F.RJ45 INS.2G W.LABEL.BGR SYSD |  | CEN.PLA.F.RJ45 INS.2G W.LABEL.BGR SYSD | [18 empty] | 1 |  | 0 |  | 17 | 6.6 | 6.6 | 1.6 | 69.696 |  | 10 | 211 | 20.1 | 7.2 | 7.2 | [17 empty] | 10 | N | [12 empty] | MT4 | ML | 3926909790
Schneider Electric | Schneider Electric | 01022021 |  | Schneider Electric |  | SER | MEG3112-0000 |  |  | 19.64 |  | 1 |  | 60 | 1W.SW. 2P 10AX PIT FM | 1W.SW. 2P 10AX PIT FM |  | 1w.sw. 2p 10AX PiT FM | [8 empty] | 09.07 | 1 | [8 empty] | 1 | 4042811144340 | 0 |  | 65 | 7 | 7 | 4 | 0.196 | 34042811144341 | 10 | 775000 | 27.1 | 18.1 | 9.1 | [17 empty] | 8 | N | [12 empty] | MT4 | ML | 8536201090 | [33 empty] | https://eref.se.com/be/nl/sis-tarif/product/MEG3112-0000 | https://eref.se.com/be/fr/sis-tarif/product/MEG3112-0000
Schneider Electric | Schneider Electric | 01022021 |  | Schneider Electric |  | SER | MEG3115-0000 |  |  | 14.68 |  | 1 |  | 10 | 2CIRC.SW. 1P 10AX PIT FM | 2CIRC.SW. 1P 10AX PIT FM |  | 2circ.sw. 1p 10AX PiT FM | [8 empty] | 09.07 | 1 | [8 empty] | 1 | 4042811144425 | 0 |  | 62 | 7 | 7 | 4 | 0.196 | 14042811144422 | 10 | 744 | 27.1 | 18.1 | 9.1 | [8 empty] | 44042811144423 | 1400 | 118420 | 120 | 80 | 115 |  |  |  | 8 | N | [12 empty] | MT4 | ML | 8536201090 | [33 empty] | https://eref.se.com/be/nl/sis-tarif/product/MEG3115-0000 | https://eref.se.com/be/fr/sis-tarif/product/MEG3115-0000
Schneider Electric | Schneider Electric | 01022021 |  | Schneider Electric |  | SER | MEG3150-0000 |  |  | 10.82 |  | 1 |  | 60 | WIPP-TSEINS SCHL 1P 10A / 250V UP | SCHLITS 1P 10A STK UP |  | Ma.con.push-btn. 1p 10A PiT FM | [8 empty] | 09.07 | 1 | [8 empty] | 1 | 4042811144685 | 0 |  | 61 | 7 | 7 | 4 | 0.196 | 34042811144686 | 60 | 4860 | 40 | 30 | 32.5 | [8 empty] | 44042811144683 | 1440 | 116690 | 120 | 80 | 115 |  |  |  | 8 | N | [12 empty] | MT4 | ML | 8536201090 | [33 empty] | https://eref.se.com/be/nl/sis-tarif/product/MEG3150-0000 | https://eref.se.com/be/fr/sis-tarif/product/MEG3150-0000
Schneider Electric | Schneider Electric | 01022021 |  | Schneider Electric |  | SER | MEG3305-0319 |  |  | 3.08 |  | 1 |  | 225 | ROCKER W. MARK.BELL TPB PW SYSM | ROCKER W. MARK.BELL TPB PW SYSM |  | Rocker w. mark.bell TPb pw SysM | [18 empty] | 1 | 4042811148584 | 0 |  | 19 | 6 | 6 | 2 | 0.072 | 34042811148585 | 225 | 5400 | 40 | 30 | 18.5 | [17 empty] | 8 | N | [12 empty] | MT4 | ML | 85389099 | [33 empty] | https://eref.se.com/be/nl/sis-tarif/product/MEG3305-0319 | https://eref.se.com/be/fr/sis-tarif/product/MEG3305-0319
Schneider Electric | Schneider Electric | 01022021 |  | Schneider Electric |  | SER | MEG3380-0419 |  |  | 4.39 |  | 1 |  | 225 | CEN.PLA. F.PULL-C.SW.+PUSH-B.TPM PW SYSM | CEN.PLA. F.PULL-C.SW.+PUSH-B.TPM PW SYSM |  | Cen.pla. f.pull-c.sw.+push-b.TPm pw SysM | [18 empty] | 1 | 4042811149185 | 0 |  | 13 | 6 | 6 | 2 | 0.072 | 34042811149186 | 225 | 4050 | 40 | 30 | 18.5 | [17 empty] | 8 | N | [12 empty] | MT4 | ML | 85389099 | [33 empty] | https://eref.se.com/be/nl/sis-tarif/product/MEG3380-0419 | https://eref.se.com/be/fr/sis-tarif/product/MEG3380-0419
Schneider Electric | Schneider Electric | 01022021 |  | Schneider Electric |  | SER | MEG3380-0444 |  |  | 4.39 |  | 1 |  | 225 | CEN.PLA. F.PULL-C.SW.+PUSH-B.TPM W SYSM | CEN.PLA. F.PULL-C.SW.+PUSH-B.TPM W SYSM |  | Cen.pla. f.pull-c.sw.+push-b.TPm w SysM | [18 empty] | 1 | 4042811149178 | 0 |  | 13 | 6 | 6 | 2 | 0.072 | 34042811149179 | 5 | 81000 | 9.6 | 7.1 | 5.9 | [17 empty] | 4 | N | [12 empty] | MT4 | ML | 85389099 | [33 empty] | https://eref.se.com/be/nl/sis-tarif/product/MEG3380-0444 | https://eref.se.com/be/fr/sis-tarif/product/MEG3380-0444
Schneider Electric | Schneider Electric | 01022021 |  | Schneider Electric |  | SER | MEG3420-0419 |  |  | 6.49 |  | 1 |  | 120 | DOU.ROCKER W. CONT.WIN. TPM PW SYSM | DOU.ROCKER W. CONT.WIN. TPM PW SYSM |  | Dou.rocker w. cont.win. TPm pw SysM | [18 empty] | 1 | 4042811148973 | 0 |  | 23 | 6 | 6 | 3 | 0.108 | 34042811148974 | 120 | 3910 | 40 | 30 | 18.5 | [17 empty] | 8 | N | [12 empty] | MT4 | ML | 85389099 | [33 empty] | https://eref.se.com/be/nl/sis-tarif/product/MEG3420-0419 | https://eref.se.com/be/fr/sis-tarif/product/MEG3420-0419
Schneider Electric | Schneider Electric | 01022021 |  | Schneider Electric |  | SER | MEG3420-0444 |  |  | 6.49 |  | 1 |  | 120 | DOU.ROCKER W. CONT.WIN. TPM W SYSM | DOU.ROCKER W. CONT.WIN. TPM W SYSM |  | Dou.rocker w. cont.win. TPm w SysM | [18 empty] | 1 | 4042811148966 | 0 |  | 23 | 6 | 6 | 3 | 0.108 | 34042811148967 | 120 | 3910 | 40 | 30 | 18.5 | [17 empty] | 4 | N | [12 empty] | MT4 | ML | 85389099 | [33 empty] | https://eref.se.com/be/nl/sis-tarif/product/MEG3420-0444 | https://eref.se.com/be/fr/sis-tarif/product/MEG3420-0444
Schneider Electric | Schneider Electric | 01022021 |  | Schneider Electric |  | SER | MEG3424-0419 |  |  | 10 |  | 1 |  | 60 | DOU.ROCKER W. CONT.WIN. IP44 TPM PW SYSM | DOU.ROCKER W. CONT.WIN. IP44 TPM PW SYSM |  | Dou.rocker w. cont.win. IP44 TPm pw SysM | [18 empty] | 1 | 4042811149048 | 0 |  | 23 | 7 | 6.9 | 3.5 | 169.05 | 34042811149049 | 60 | 2865 | 40 | 30 | 18.5 | [17 empty] | 8 | N | [12 empty] | MT4 | ML | 85389099 | [33 empty] | https://eref.se.com/be/nl/sis-tarif/product/MEG3424-0419 | https://eref.se.com/be/fr/sis-tarif/product/MEG3424-0419
Schneider Electric | Schneider Electric | 01022021 |  | Schneider Electric |  | SER | MEG3424-0444 |  |  | 10 |  | 1 |  | 60 | DOU.ROCKER W. CONT.WIN. IP44 TPM W SYSM | DOU.ROCKER W. CONT.WIN. IP44 TPM W SYSM |  | Dou.rocker w. cont.win. IP44 TPm w SysM | [18 empty] | 1 | 4042811149031 | 0 |  | 41 | 7 | 4 | 7 | 0.196 | 34042811149032 | 60 | 2870 | 40 | 30 | 18.5 | [17 empty] | 4 | N | [12 empty] | MT4 | ML | 85389099 | [33 empty] | https://eref.se.com/be/nl/sis-tarif/product/MEG3424-0444 | https://eref.se.com/be/fr/sis-tarif/product/MEG3424-0444
Schneider Electric | Schneider Electric | 01022021 |  | Schneider Electric |  | SER | MEG4010-2844 |  |  | 6.76 |  | 1 |  | 180 | FRA. 1G TPB W M-PL2 | FRA. 1G TPB W M-PL2 |  | Fra. 1g TPb w M-Pl2 | [18 empty] | 1 | 4042811156855 | 0 |  | 16 | 9 | 9 | 1 | 0.081 | 34042811156856 | 10 | 190000 | 12.1 | 9.2 | 9.2 | [17 empty] | 4 | N | [12 empty] | MT4 | ML | 3926909790 | [33 empty] | https://eref.se.com/be/nl/sis-tarif/product/MEG4010-2844 | https://eref.se.com/be/fr/sis-tarif/product/MEG4010-2844
Schneider Electric | Schneider Electric | 01022021 |  | Schneider Electric |  | SER | MEG4010-2944 |  |  | 6.76 |  | 1 |  | 180 | FRA. 1G TPM W M-PL2 | FRA. 1G TPM W M-PL2 |  | Fra. 1g TPm w M-Pl2 | [18 empty] | 1 | 4042811156886 | 0 |  | 15 | 9 | 9 | 1 | 0.081 | 34042811156887 | 180 | 3110 | 40 | 30 | 18.5 | [17 empty] | 8 | N | [12 empty] | MT4 | ML | 3926909790 | [33 empty] | https://eref.se.com/be/nl/sis-tarif/product/MEG4010-2944 | https://eref.se.com/be/fr/sis-tarif/product/MEG4010-2944
Schneider Electric | Schneider Electric | 01022021 |  | Schneider Electric |  | SER | MEG4020-2844 |  |  | 9.23 |  | 1 |  | 90 | FRA. 2G TPB W M-PL2 | FRA. 2G TPB W M-PL2 |  | Fra. 2g TPb w M-Pl2 | [18 empty] | 1 | 4042811156862 | 0 |  | 27 | 9 | 16 | 1 | 0.144 | 34042811156863 | 90 | 3320 | 40 | 30 | 18.5 | [17 empty] | 4 | N | [12 empty] | MT4 | ML | 3926909790 | [33 empty] | https://eref.se.com/be/nl/sis-tarif/product/MEG4020-2844 | https://eref.se.com/be/fr/sis-tarif/product/MEG4020-2844
Schneider Electric | Schneider Electric | 01022021 |  | Schneider Electric |  | SER | MEG4020-2944 |  |  | 9.23 |  | 1 |  | 90 | FRA. 2G TPM W M-PL2 | FRA. 2G TPM W M-PL2 |  | Fra. 2g TPm w M-Pl2 | [18 empty] | 1 | 4042811156893 | 0 |  | 27 | 9 | 16 | 1 | 0.144 | 34042811156894 | 90 | 2840 | 40 | 30 | 18.5 | [17 empty] | 4 | N | [12 empty] | MT4 | ML | 3926909790 | [33 empty] | https://eref.se.com/be/nl/sis-tarif/product/MEG4020-2944 | https://eref.se.com/be/fr/sis-tarif/product/MEG4020-2944
Schneider Electric | Schneider Electric | 01022021 |  | Schneider Electric |  | SER | MEG4030-2844 |  |  | 17.04 |  | 1 |  | 60 | FRA. 3G TPB W M-PL2 | FRA. 3G TPB W M-PL2 |  | Fra. 3g TPb w M-Pl2 | [18 empty] | 1 | 4042811156879 | 0 |  | 40 | 9 | 23 | 1 | 0.207 | 34042811156870 | 10 | 466000 | 23.5 | 12.1 | 9.2 | [17 empty] | 4 | N | [12 empty] | MT4 | ML | 3926909790 | [33 empty] | https://eref.se.com/be/nl/sis-tarif/product/MEG4030-2844 | https://eref.se.com/be/fr/sis-tarif/product/MEG4030-2844
Schneider Electric | Schneider Electric | 01022021 |  | Schneider Electric |  | SER | MEG4030-2944 |  |  | 17.04 |  | 1 |  | 60 | FRA. 3G TPM W M-PL2 | FRA. 3G TPM W M-PL2 |  | Fra. 3g TPm w M-Pl2 | [18 empty] | 1 | 4042811156909 | 0 |  | 37 | 9 | 23 | 1 | 0.207 | 34042811156900 | 60 | 2630 | 40 | 30 | 18.5 | [17 empty] | 4 | N | [12 empty] | MT4 | ML | 3926909790 | [33 empty] | https://eref.se.com/be/nl/sis-tarif/product/MEG4030-2944 | https://eref.se.com/be/fr/sis-tarif/product/MEG4030-2944
Schneider Electric | Schneider Electric | 01022021 |  | Schneider Electric |  | SER | MEG411829 |  |  | 11 |  | 1 |  | 5 | ROCKER W.RECTA.OPEN.F.SYM. LGR SYSD | ROCKER W.RECTA.OPEN.F.SYM. LGR SYSD |  | ROCKER W.RECTA.OPEN.F.SYM. LGR SYSD | [18 empty] | 1 |  | 0 |  | 28 | 12.5 | 7.2 | 7.2 | 648 |  | 5 | 167 | 12.5 | 7.2 | 7.2 | [17 empty] | 10 | N | [12 empty] | MT4 | ML | 85389099
Schneider Electric | Schneider Electric | 01022021 |  | Schneider Electric |  | SER | MEG4122-0419 |  |  | 5.85 |  | 1 |  | 150 | CEN.PLA.F.ANT.SOCK.OUT.2HOLE TPM PW SYSM | CEN.PLA.F.ANT.SOCK.OUT.2HOLE TPM PW SYSM |  | Cen.pla.f.ant.sock.out.2hole TPm pw SysM | [18 empty] | 1 | 4042811151898 | 0 |  | 22 | 7 | 2 | 7 | 0.098 | 34042811151899 | 150 | 3710 | 40 | 30 | 18.5 | [17 empty] | 8 | N | [12 empty] | MT4 | ML | 85389099 | [33 empty] | https://eref.se.com/be/nl/sis-tarif/product/MEG4122-0419 | https://eref.se.com/be/fr/sis-tarif/product/MEG4122-0419
Schneider Electric | Schneider Electric | 01022021 |  | Schneider Electric |  | SER | MEG412306 |  |  | 13.3 |  | 1 |  | 5 | ROCKER W.LABELL.F. RRD SYSD | ROCKER W.LABELL.F. RRD SYSD |  | ROCKER W.LABELL.F. RRD SYSD | [18 empty] | 1 |  | 0 |  | 26 | 6.5 | 6.5 | 2.5 | 105.625 |  | 5 | 158 | 12.5 | 7.2 | 7.2 | [17 empty] | 8 | N | [12 empty] | MT4 | ML | 85389099
Schneider Electric | Schneider Electric | 01022021 |  | Schneider Electric |  | SER | MEG412529 |  |  | 12.98 |  | 1 |  | 5 | ROCKER F. 2CIRC. SW. LGR SYSD | ROCKER F. 2CIRC. SW. LGR SYSD |  | ROCKER F. 2CIRC. SW. LGR SYSD | [18 empty] | 1 |  | 0 |  | 33 | 12.5 | 7.2 | 7.2 | 648 |  | 5 | 200 | 12.5 | 7.2 | 7.2 | [17 empty] | 8 | N | [12 empty] | MT4 | ML | 85389099
Schneider Electric | Schneider Electric | 01022021 |  | Schneider Electric |  | SER | MEG4541-0419 |  |  | 3.88 |  | 1 |  | 150 | CENTRPL.LEXCOM M.SCHUIF 1V MAT WIT | CEN.PLA.F.RJ11/RJ45 INS.1G TPM PW SYSM |  | Cen.pla.f.RJ11/RJ45 ins.1g TPm pw SysM | [18 empty] | 1 | 4042811157104 | 0 |  | 23 | 7 | 7 | 2 | 0.098 | 34042811157105 | 150 | 4390 | 40 | 30 | 18.5 | [17 empty] | 8 | N | [12 empty] | MT4 | ML | 3926909790 | [33 empty] | https://eref.se.com/be/nl/sis-tarif/product/MEG4541-0419 | https://eref.se.com/be/fr/sis-tarif/product/MEG4541-0419
Schneider Electric | Schneider Electric | 01022021 |  | Schneider Electric |  | SER | MEG4542-0419 |  |  | 3.88 |  | 1 |  | 150 | CENTRPL.LEXCOM M.SCHUIF 2V MAT WIT | CEN.PLA.F.RJ11/RJ45 INS.2G TPM PW SYSM |  | Cen.pla.f.RJ11/RJ45 ins.2g TPm pw SysM | [18 empty] | 1 | 4042811157050 | 0 |  | 24 | 7 | 7 | 2 | 0.098 | 34042811157051 | 150 | 4300 | 40 | 30 | 18.5 | [17 empty] | 10 | N | [12 empty] | MT4 | ML | 3926909790 | [33 empty] | https://eref.se.com/be/nl/sis-tarif/product/MEG4542-0419 | https://eref.se.com/be/fr/sis-tarif/product/MEG4542-0419
Schneider Electric | Schneider Electric | 01022021 |  | Schneider Electric |  | SER | MEG4562-0419 |  |  | 10.94 |  | 1 |  | 90 | INZPL RJ45 2-V POLARWIT Mat SYSM | CEN.PLA. MODJACK 2G+MET.PLA.TPM PW SYSM |  | Cen.pla. ModJack 2g+met.pla.TPm pw SysM | [18 empty] | 1 | 4042811151966 | 0 |  | 12 | 6 | 6 | 2 | 0.072 | 34042811151967 | 90 | 2210 | 40 | 30 | 18.5 | [17 empty] | 8 | N | [12 empty] | MT4 | ML | 85389099 | [33 empty] | https://eref.se.com/be/nl/sis-tarif/product/MEG4562-0419 | https://eref.se.com/be/fr/sis-tarif/product/MEG4562-0419
Schneider Electric | Schneider Electric | 01022021 |  | Schneider Electric |  | SER | MEG4574-0419 |  |  | 3.88 |  | 1 |  | 100 | CEN.PL. F.ACTASSI MODULE 2G TPM PW SYSM | CEN.PL. F.ACTASSI MODULE 2G TPM PW SYSM |  | Cen.pl. f.Actassi module 2g TPm pw SysM | [18 empty] | 1 | 4042811156985 | 0 |  | 18 | 7 | 3 | 7 | 0.147 | 34042811156986 | 100 | 2210 | 40 | 30 | 18.5 | [17 empty] | 8 | N | [12 empty] | MT4 | ML | 3926909790 | [33 empty] | https://eref.se.com/be/nl/sis-tarif/product/MEG4574-0419 | https://eref.se.com/be/fr/sis-tarif/product/MEG4574-0419
Schneider Electric | Schneider Electric | 01022021 |  | Schneider Electric |  | SER | MEG486214 |  |  | 7.98 |  | 1 |  | 2 | FRA.2G TPM ANT M-PL | FRA.2G TPM ANT M-PL |  | FRA.2G TPM ANT M-PL | [18 empty] | 1 |  | 0 |  | 38 | 15.4 | 1 | 8.6 | 132.44 |  | 2 | 96 | 9.1 | 16.2 | 2.5 | [17 empty] | 8 | N | [12 empty] | MT4 | ML | 3926909790
Schneider Electric | Schneider Electric | 01022021 |  | Schneider Electric |  | SER | MEG5132-0000 |  |  | 77.9 |  | 1 |  | 72 | DRAAIDIMMER GLOEILAMP DRUK-UIT 40-400W | DIM.INS. 2P 400W |  | Dim.ins. 2p 400W | [8 empty] | 09.07 | 1 | [8 empty] | 1 | 4042811155377 | 0 |  | 116 | 8 | 6 | 8 | 0.384 | 34042811155378 | 72 | 8820 | 40 | 30 | 32.5 | [17 empty] | 8 | N | [12 empty] | MT4 | ML | 8536508090 | [33 empty] | https://eref.se.com/be/nl/sis-tarif/product/MEG5132-0000 | https://eref.se.com/be/fr/sis-tarif/product/MEG5132-0000
Schneider Electric | Schneider Electric | 01022021 |  | Schneider Electric |  | SER | MEG5135-0000 |  |  | 206.26 |  | 1 |  | 72 | DIM.INS. INDUCT. LOAD 1000W | DIM.INS. INDUCT. LOAD 1000W |  | Dim.ins. induct. load 1000W | [8 empty] | 09.07 | 1 | [8 empty] | 1 | 4042811155407 | 0 |  | 128 | 9 | 6 | 9 | 0.486 | 34042811155408 | 72 | 9620 | 40 | 30 | 32.5 | [17 empty] | 8 | N | [12 empty] | MT4 | ML | 8536508090 | [33 empty] | https://eref.se.com/be/nl/sis-tarif/product/MEG5135-0000 | https://eref.se.com/be/fr/sis-tarif/product/MEG5135-0000
Schneider Electric | Schneider Electric | 01022021 |  | Schneider Electric |  | SER | MEG5139-0000 |  |  | 117.09 |  | 1 |  | 72 | UNI.DIM.INS. 600W | UNI.DIM.INS. 600W |  | Uni.dim.ins. 600W | [8 empty] | 09.07 | 1 | [8 empty] | 1 | 4042811155469 | 0 |  | 114 | 8 | 6 | 8 | 0.384 | 34042811155460 | 72 | 8680 | 40 | 30 | 32.5 | [17 empty] | 8 | N | [12 empty] | MT4 | ML | 8536508090 | [33 empty] | https://eref.se.com/be/nl/sis-tarif/product/MEG5139-0000 | https://eref.se.com/be/fr/sis-tarif/product/MEG5139-0000
Schneider Electric | Schneider Electric | 01022021 |  | Schneider Electric |  | SER | MEG5161-0000 |  |  | 56.13 |  | 1 |  | 50 | RELAIS EENHEID 1VOUDIG | System M Electronic Switch insert |  | Relay sw.ins., 1g (AC 230 V) FM | [8 empty] | 09.07 | 1 | [8 empty] | 1 | 4042811164621 | 0 |  | 107 | 8 | 8 | 5 | 0.32 | 34042811164622 | 50 | 5760 | 40 | 30 | 18.5 | [17 empty] | 8 | N | [12 empty] | MT4 | ML | 8536508090 | [33 empty] | https://eref.se.com/be/nl/sis-tarif/product/MEG5161-0000 | https://eref.se.com/be/fr/sis-tarif/product/MEG5161-0000
Schneider Electric | Schneider Electric | 01022021 |  | Schneider Electric |  | SER | MEG5170-0300 |  |  | 107.77 |  | 1 |  | 40 | LED DIMMER 10-100VA | UNI.DIM.INS. F. SMALL LOADS SYSM |  | Uni.dim.ins. f. small loads SysM | [8 empty] | 09.07 | 1 | [8 empty] | 1 | 4042811170738 | 0 |  | 110 | 8 | 8 | 6 | 0.384 | 34042811170739 | 40 | 4810 | 40 | 30 | 18.5 | [17 empty] | 8 | N | [12 empty] | MT4 | ML | 8536508090 | [33 empty] | https://eref.se.com/be/nl/sis-tarif/product/MEG5170-0300 | https://eref.se.com/be/fr/sis-tarif/product/MEG5170-0300
Schneider Electric | Schneider Electric | 01022021 |  | Schneider Electric |  | SER | MEG5220-0319 |  |  | 6.77 |  | 1 |  | 150 | INZPL LED DIM 2-V POLARWT SYSM | ROCKER F. PB MOD. 2G TPB PW SYSM |  | Rocker f. PB mod. 2g TPb pw SysM | [8 empty] | 09.07 | 1 | [8 empty] | 1 | 4042811165161 | 0 |  | 10 | 5.6 | 5.6 | 0.9 | 28.224 | 34042811165162 | 150 | 3105 | 40 | 30 | 18.5 | [17 empty] | 8 | N | [12 empty] | MT4 | ML | 85389099 | [33 empty] | https://eref.se.com/be/nl/sis-tarif/product/MEG5220-0319 | https://eref.se.com/be/fr/sis-tarif/product/MEG5220-0319
Schneider Electric | Schneider Electric | 01022021 |  | Schneider Electric |  | SER | MEG5250-0419 |  |  | 11.4 |  | 1 |  | 120 | INZPL DRAAIDIMMER MAT SYSM | CEN.PLA. F. RO.DIM.INS. TPM PW SYSM |  | Cen.pla. f. ro.dim.ins. TPm pw SysM | [8 empty] | 09.07 | 1 | [8 empty] | 1 | 4042811155513 | 0 |  | 25 | 6 | 6 | 2 | 0.072 | 34042811155514 | 120 | 4010 | 40 | 30 | 18.5 | [17 empty] | 8 | N | [12 empty] | MT4 | ML | 3926909790 | [33 empty] | https://eref.se.com/be/nl/sis-tarif/product/MEG5250-0419 | https://eref.se.com/be/fr/sis-tarif/product/MEG5250-0419
Schneider Electric | Schneider Electric | 01022021 |  | Schneider Electric |  | SER | MEG5250-4015 |  |  | 19.65 |  | 1 |  | 120 | CEN.PLA. F. RO.DIM.INS. DBR SYSD | CEN.PLA. F. RO.DIM.INS. DBR SYSD |  | Cen.pla. f. ro.dim.ins. dbr SysD | [8 empty] | 09.07 | 1 | [8 empty] | 1 | 4042811155582 | 0 |  | 26 | 7 | 7 | 1 | 0.049 |  | 120 | 4245 | 40 | 30 | 18.5 | [17 empty] | 10 | N | [12 empty] | MT4 | ML | 3926909790 | [33 empty] | https://eref.se.com/be/nl/sis-tarif/product/MEG5250-4015 | https://eref.se.com/be/fr/sis-tarif/product/MEG5250-4015
Schneider Electric | Schneider Electric | 01022021 |  | Schneider Electric |  | SER | MEG5530-0319 |  |  | 90.7 |  | 1 |  | 40 | System M Argus Presence 180 / 2,20m | System M Argus Presence 180 / 2,20m |  | ARG180/2,20FMsen.mod+presfct.TPb pw SysM | [8 empty] | 09.07 | 1 | [8 empty] | 1 | 4042811164102 | 0 |  | 63 | 8 | 8 | 6 | 0.384 | 34042811164103 | 40 | 2930 | 40 | 30 | 18.5 | [17 empty] | 8 | N | [12 empty] | MT4 | ML | 8531103000 | [33 empty] | https://eref.se.com/be/nl/sis-tarif/product/MEG5530-0319 | https://eref.se.com/be/fr/sis-tarif/product/MEG5530-0319
Schneider Electric | Schneider Electric | 01022021 |  | Schneider Electric |  | SER | MEG5628-3115 |  |  | 161.77 |  | 1 |  | 6 | Bewegingsmelder Argus 220 Advanced DBR | Détecteur de mouvement Argus 220 Advance |  | ARGUS 220 dbr | [8 empty] | 09.07 | 1 | [8 empty] | 1 | 4042811184643 | 0 |  | 388 | 18 | 14 | 10 | 2.52 | 34042811184644 | 6 | 2730 | 40 | 30 | 18.5 | [17 empty] | 8 | N | [12 empty] | G12 | OA | 8536508090 | [33 empty] | https://eref.se.com/be/nl/sis-tarif/product/MEG5628-3115 | https://eref.se.com/be/fr/sis-tarif/product/MEG5628-3115
Schneider Electric | Schneider Electric | 01022021 |  | Schneider Electric |  | SER | MEG5628-3160 |  |  | 174.9 |  | 1 |  | 6 | Bewegingsmelder Argus 220 Advanced ALU | Détecteur de mouvement Argus 220 Advance |  | ARGUS 220 alu | [8 empty] | 09.07 | 1 | [8 empty] | 1 | 4042811184650 | 0 |  | 388 | 18 | 14 | 10 | 2.52 | 34042811184651 | 6 | 2730 | 40 | 30 | 18.5 | [17 empty] | 8 | N | [12 empty] | G12 | OA | 8536508090 | [33 empty] | https://eref.se.com/be/nl/sis-tarif/product/MEG5628-3160 | https://eref.se.com/be/fr/sis-tarif/product/MEG5628-3160
Schneider Electric | Schneider Electric | 01022021 |  | Schneider Electric |  | SER | MEG5710-0319 |  |  | 91.87 |  | 1 |  | 40 | ARGUS BEW.MLDR 180GR INBOUW PW SYSM | Argus 180 UP détecteur de mouvement blan |  | ARGUS 180/1,10m FM sens.mod. TPb pw SysM | [8 empty] | 09.07 | 1 | [8 empty] | 1 | 4042811165888 | 0 |  | 63 | 8 | 8 | 6 | 0.384 | 34042811165889 | 40 | 2930 | 40 | 30 | 18.5 | [17 empty] | 8 | N | [12 empty] | MT4 | ML | 8531103000 | [33 empty] | https://eref.se.com/be/nl/sis-tarif/product/MEG5710-0319 | https://eref.se.com/be/fr/sis-tarif/product/MEG5710-0319
Schneider Electric | Schneider Electric | 01022021 |  | Schneider Electric |  | SER | MEG6212-0419 |  |  | 333.27 |  | 1 |  | 50 | KNX TS 2F PLUS M.RTR TPM PW SYSM | B.POUSS. KNX DOUB+THERMOSTAT,BL.POL,SYSM |  | KNX push-btn.2g plus w.RTC TPm pw SysM | [18 empty] | 1 | 4042811137182 | 0 |  | 94 | 8 | 8 | 5 | 0.32 | 34042811137183 | 50 | 5080 | 40 | 30 | 18.5 | [17 empty] | 8 | N | [12 empty] | MT1 | MI | 9032108090 | [14 empty] | Drukknop, 2-stel plus met regeleenh. kamertemp., polarwit, Systeem M | pous. double plus avec unité de cont. de temp. amb., blanc polaire, System M | [17 empty] | https://eref.se.com/be/nl/sis-tarif/product/MEG6212-0419 | https://eref.se.com/be/fr/sis-tarif/product/MEG6212-0419
Schneider Electric | Schneider Electric | 01022021 |  | Schneider Electric |  | SER | MEG6221-0419 |  |  | 218.39 |  | 1 |  | 50 | RUIMTE TEMP. REG. PROJ. SYST.M. PW.EDELM | THERMOSTAT KNX SANS COMM LOC,BL.POL,SYSM |  | KNX Obj.RTC TPm pw SysM | [18 empty] | 1 | 4042811134464 | 0 |  | 74 | 8 | 8 | 5 | 0.32 | 34042811134465 | 50 | 4080 | 40 | 30 | 18.5 | [17 empty] | 8 | N | [12 empty] | MT1 | MI | 9032108090 | [14 empty] | Regeleenheid kamertemperatuur voor eigendommen, polarwit, Systeem M | Régulateur de température ambiante à usage collectif, blanc polaire, System M | [17 empty] | https://eref.se.com/be/nl/sis-tarif/product/MEG6221-0419 | https://eref.se.com/be/fr/sis-tarif/product/MEG6221-0419
Schneider Electric | Schneider Electric | 01022021 |  | Schneider Electric |  | SER | MEG6241-0419 |  |  | 274.8 |  | 1 |  | 50 | RUIMTE TEMP. REG. DISPL. SYST.M. PW.EDEL | THERMOSTAT KNX + AFFICHEUR, BL.POL, SYSM |  | KNX RTC TPm pw SysM | [18 empty] | 1 | 4042811134532 | 0 |  | 94 | 8 | 8 | 5 | 0.32 | 34042811134533 | 50 | 5080 | 40 | 30 | 18.5 | [17 empty] | 8 | N | [12 empty] | MT1 | MI | 9032108090 | [14 empty] | Regeleenheid kamertemperatuur met display, polarwit, Systeem M | Unité de contrôle de tempé. ambiante munie d'un écran, blanc polaire, System M | [17 empty] | https://eref.se.com/be/nl/sis-tarif/product/MEG6241-0419 | https://eref.se.com/be/fr/sis-tarif/product/MEG6241-0419
Schneider Electric | Schneider Electric | 01022021 |  | Schneider Electric |  | SER | MEG6241-0444 |  |  | 274.8 |  | 1 |  | 50 | RUIMTE TEMP. REG. DISPL. SYST.M. W.EDELM | THERMOSTAT KNX + AFFICHEUR, BL.IV, SYSM |  | KNX RTC TPm w SysM | [18 empty] | 1 | 4042811134549 | 0 |  | 94 | 8 | 8 | 5 | 0.32 | 34042811134540 | 50 | 5080 | 40 | 30 | 18.5 | [17 empty] | 4 | N | [12 empty] | MT1 | MI | 9032108090 | [14 empty] | Regeleenheid kamertemperatuur met display, wit, Systeem M | Unité de contrôle de température ambiante munie d'un écran, blanc, System M | [17 empty] | https://eref.se.com/be/nl/sis-tarif/product/MEG6241-0444 | https://eref.se.com/be/fr/sis-tarif/product/MEG6241-0444
Schneider Electric | Schneider Electric | 01022021 |  | Schneider Electric |  | SER | METSEPM8210 |  |  | 1926.75 |  | 1 |  | 1 | PM8210 LV DC - Panel mount meter | PM8210 LV DC - Panel mount meter |  | PM8210 24vDC POWER AND ENERGY METER INT. | [18 empty] | 1 | 3606481384546 | 0 |  | 954 | 19 | 14 | 14 | 3.724 | [23 empty] | 26 | N | [12 empty] | MS2 | MU | 9028309000 | [33 empty] | https://eref.se.com/be/nl/sis-tarif/product/METSEPM8210 | https://eref.se.com/be/fr/sis-tarif/product/METSEPM8210
Schneider Electric | Schneider Electric | 01022021 |  | Schneider Electric |  | SER | MGU0.570.12 |  |  | 13.87 |  | 1 |  | 20 | Set scenariotoetsen Grafiet | Kit de symboles scenario Graphite |  | SET OF RF SCENARIO SYMBOLS | [8 empty] | 09.07 | 1 | [8 empty] | 1 | 3606485110721 | 0 |  | 6 | 8 | 6 | 1 | 0.048 | 23606485110725 | 20 | 230 | 11 | 10 | 6.2 |  | 43606485110729 | 300 | 3920 | 40 | 30 | 15 | [10 empty] | 23 | N | [12 empty] | G11 | OH | 3926909790 | [14 empty] | Set scenariotoetsen voor Unica Wireless, Unica Top, Grafiet | Kit de symboles de scénarios pour Unica Wireless, Unica Top, Graphite | [17 empty] | https://eref.se.com/be/nl/sis-tarif/product/MGU0.570.12 | https://eref.se.com/be/fr/sis-tarif/product/MGU0.570.12
Schneider Electric | Schneider Electric | 01022021 |  | Schneider Electric |  | SER | MGU0.570.18 |  |  | 12.13 |  | 1 |  | 20 | Set scenariotoetsen Wit | Kit de symboles scenario Blanc |  | KIT OF SYMBOLS FOR SCENARIO WHT | [8 empty] | 09.07 | 1 | [8 empty] | 1 | 3606485110691 | 0 |  | 84 | 11 | 10 | 6 | 0.66 | 13606485110698 | 20 | 230 | 11 | 10 | 6.2 |  | 43606485110699 | 10 | 1327 | 40 | 30 | 30 | [10 empty] | 6 | N | [12 empty] | G11 | OH | 3926909790 | [14 empty] | Set scenariotoetsen voor Unica Wireless, Unica Plus, Wit | Kit de symboles de scénarios pour Unica Wireless, Unica Plus, Blanc | [17 empty] | https://eref.se.com/be/nl/sis-tarif/product/MGU0.570.18 | https://eref.se.com/be/fr/sis-tarif/product/MGU0.570.18
Schneider Electric | Schneider Electric | 01022021 |  | Schneider Electric |  | SER | MGU0.570.25 |  |  | 12.13 |  | 1 |  | 20 | Set scenariotoetsen Ivoor | Kit de symboles scenario Ivoire |  | KIT OF SYMBOLS FOR SCENARIO IVO | [8 empty] | 09.07 | 1 | [8 empty] | 1 | 3606485110707 | 0 |  | 10 | 11 | 10 | 6 | 0.66 | 23606485110701 | 20 | 230 | 6.2 | 11 | 10 |  | 43606485110705 | 10 | 100 | 30 | 40 | 30 | [10 empty] | 23 | N | [12 empty] | G11 | OH | 3926909790 | [14 empty] | Set scenariotoetsen voor Unica Wireless, Unica Plus, Ivoor | Kit de symboles de scénarios pour Unica Wireless, Unica Plus, Ivoire | [17 empty] | https://eref.se.com/be/nl/sis-tarif/product/MGU0.570.25 | https://eref.se.com/be/fr/sis-tarif/product/MGU0.570.25
Schneider Electric | Schneider Electric | 01022021 |  | Schneider Electric |  | SER | MGU0.822.AL |  |  | 5.22 |  | 1 |  | 10 | VERVANGLAMP LED ORANJE | LAMPE LED ORANGE RECHANGE |  | ORANGE INDICATOR LAMP. LED | [8 empty] | 09.07 | 1 | [8 empty] | 10 | 3606480456664 | 0 |  | 3 | 2 | 1 | 1 | 0.002 | 13606480456661 | 10 | 540 | 8.6 | 7.8 | 6.4 |  | 43606480456662 | 90 | 704 | 40 | 15 | 15 | [10 empty] | 17 | N | [12 empty] | SU1 | P4 | 8541401000 | [14 empty] | Vervanglamp voor schakelaars en drukknoppen, LED, oranje | Lampe de rechange pour interrupteurs et boutons-poussoirs, LED, orange | [17 empty] | https://eref.se.com/be/nl/sis-tarif/product/MGU0.822.AL | https://eref.se.com/be/fr/sis-tarif/product/MGU0.822.AL
Schneider Electric | Schneider Electric | 01022021 |  | Schneider Electric |  | SER | MGU0.822.AZL |  |  | 5.94 |  | 1 |  | 10 | VERVANGLAMP LED BLAUW | LAMPE LED BLEUE RECHANGE |  | BLUE LOCATOR LAMP. LED | [8 empty] | 09.07 | 1 | [8 empty] | 10 | 3606480456657 | 0 |  | 6 | 2 | 1 | 1 | 0.002 | 13606480456654 | 10 | 60 | 8.5 | 8 | 6.5 |  | 43606480456655 | 90 | 3600 | 40 | 15 | 15 |  |  | 2880 | 115200 | 60 | 80 | 77 |  |  |  | 10 | N | [12 empty] | SU1 | P4 | 8541401000 | [14 empty] | Vervanglamp voor schakelaars en drukknoppen, LED, blauw | Lampe de rechange pour interrupteurs et boutons-poussoirs, LED, bleue | [17 empty] | https://eref.se.com/be/nl/sis-tarif/product/MGU0.822.AZL | https://eref.se.com/be/fr/sis-tarif/product/MGU0.822.AZL
Schneider Electric | Schneider Electric | 01022021 |  | Schneider Electric |  | SER | MGU0.823.AM |  |  | 5.94 |  | 1 |  | 10 | Vervang LED geel | LED jaune rechange |  | REPLACEMENT YELLOW LED | [8 empty] | 09.07 | 1 | [8 empty] | 10 | 8420375123067 | 0 |  | 4 | 8 | 8 | 6 | 0.384 | 38420375123068 | 10 | 40 | 7.5 | 7.5 | 5.8 |  | 48420375123065 | 90 | 585 | 40 | 15 | 15 |  |  | 2880 | 18360 | 80 | 60 | 77 |  |  |  | 16 | N | [12 empty] | SU1 | P4 | 8541401000 | [14 empty] | Vervanglamp voor 12V mechanismen, geel | Lampe de rechange pour mécanismes 12V, jaune | [17 empty] | https://eref.se.com/be/nl/sis-tarif/product/MGU0.823.AM | https://eref.se.com/be/fr/sis-tarif/product/MGU0.823.AM
Schneider Electric | Schneider Electric | 01022021 |  | Schneider Electric |  | SER | MGU0.824 |  |  | 5.33 |  | 1 |  | 10 | Lamp voor kaartschakelaar | Lampe pour interrupteur a badge |  | LAMP FOR KEY CARD SWITCH | [8 empty] | 09.07 | 1 | [8 empty] | 10 | 8420375122824 | 0 |  | 3 | 8 | 8 | 6 | 0.384 | 28420375122828 | 10 | 50 | 7.5 | 7.5 | 5.8 |  | 48420375122822 | 90 | 576 | 40 | 15 | 15 | [10 empty] | 16 | N | [12 empty] | SU1 | P4 | 8539398090 | [14 empty] | Vervanglamp voor kaartschakelaar, ora,je | Lampe de rechange pour interrupteur à carte, orange | [17 empty] | https://eref.se.com/be/nl/sis-tarif/product/MGU0.824 | https://eref.se.com/be/fr/sis-tarif/product/MGU0.824
Schneider Electric | Schneider Electric | 01022021 |  | Schneider Electric |  | SER | MGU0.825.AL |  |  | 5.22 |  | 1 |  | 10 | VERVANGLAMP LED ORANJE | LAMPE LED ORANGE RECHANGE |  | Accesory orange LED lamp | [8 empty] | 09.07 | 1 | [8 empty] | 1 | 3606480518379 | 0 |  | 4 | 10 | 4 | 1 | 0.04 | 13606480518376 | 10 | 54 | 8.6 | 7.8 | 6.4 |  | 43606480518377 | 90 | 810 | 40 | 15 | 15 | [10 empty] | 16 | N | [12 empty] | SU1 | P4 | 8541401000 | [14 empty] | Unica - vervangingslamp - 250 V AC - oranje - LED lamp | Unica - lampe de remplacement - 250 V CA - orange - lampe LED | [17 empty] | https://eref.se.com/be/nl/sis-tarif/product/MGU0.825.AL | https://eref.se.com/be/fr/sis-tarif/product/MGU0.825.AL
Schneider Electric | Schneider Electric | 01022021 |  | Schneider Electric |  | SER | MGU0.825.AZL |  |  | 5.94 |  | 1 |  | 10 | VERVANGLAMP LED BLAUW | LAMPE LED BLEUE RECHANGE |  | Accesory blue LED lamp\ | [8 empty] | 09.07 | 1 | [8 empty] | 10 | 3606480518362 | 0 |  | 3.7 | 1 | 1 | 0 | 0 | 13606480518369 | 10 | 400 | 7.5 | 7.5 | 5.8 |  | 43606480518360 | 90 | 716.02 | 40 | 15 | 15 |  |  | 2880 | 29893 | 60 | 80 | 75 |  |  |  | 10 | N | [12 empty] | SU1 | P4 | 8541401000 | [14 empty] | Unica - vervangingslamp - 250 V AC - blauw - LED lamp | Unica - lampe de remplacement - 250 V CA - bleue - lampe LED | [17 empty] | https://eref.se.com/be/nl/sis-tarif/product/MGU0.825.AZL | https://eref.se.com/be/fr/sis-tarif/product/MGU0.825.AZL
Schneider Electric | Schneider Electric | 01022021 |  | Schneider Electric |  | SER | MGU2.002.18 |  |  | 1.44 |  | 1 |  | 20 | 1GANG C. FRAME WHITE | PLAQUE 1 POSTE BLANC UNICA BASIC |  | 1 GANG COVER FRAME WHITE | [18 empty] | 1 | 8420375130478 | 0 |  | 17 | 9 | 8 | 1 | 0.072 | 18420375130475 | 20 | 406.26 | 1.85 | 1.3 | 1.25 |  | 48420375130476 | 160 | 3610 | 40 | 30 | 30 |  |  | 1280 | 35861 | 60 | 80 | 75 |  |  |  | 10 | N | [12 empty] | SU1 | P4 | 3926909790 | [14 empty] | Unica Basic - afdekframe - 1 stel - wit/wit | Unica Basic - couvercle de châssis - simple - blanc/blanc | [17 empty] | https://eref.se.com/be/nl/sis-tarif/product/MGU2.002.18 | https://eref.se.com/be/fr/sis-tarif/product/MGU2.002.18
Schneider Electric | Schneider Electric | 01022021 |  | Schneider Electric |  | SER | MGU2.002.25 |  |  | 1.44 |  | 1 |  | 20 | 1GANG C. FRAME IVORY | PLAQUE 1 POSTE IVOIRE UNICA BASIC |  | 1gang c. frame ivory | [18 empty] | 1 | 8420375130492 | 0 |  | 17 | 9 | 8 | 2 | 0.144 | 28420375130496 | 20 | 489 | 13 | 18.5 | 12.2 |  | 38420375130493 | 160 | 3646 | 40 | 30 | 30 |  |  | 1280 | 37168 | 60 | 80 | 75 |  |  |  | 10 | N | [12 empty] | SU1 | P4 | 8538909999 | [14 empty] | Unica Basic - afdekframe - 1 stel - ivoor/ivoor | Unica Basic - couvercle de châssis - simple - ivoire/ivoire | [17 empty] | https://eref.se.com/be/nl/sis-tarif/product/MGU2.002.25 | https://eref.se.com/be/fr/sis-tarif/product/MGU2.002.25
Schneider Electric | Schneider Electric | 01022021 |  | Schneider Electric |  | SER | MGU2.004.18 |  |  | 2.89 |  | 1 |  | 10 | 2GANG C. FRAME WHITE | PLAQUE 2 POSTES BLANC UNICA BASIC |  | COVER FRAMES 2 GANG | [18 empty] | 1 | 8420375130546 | 0 |  | 28.75 | 16 | 8 | 2 | 0.256 | 28420375130540 | 10 | 440 | 1.3 | 1.85 | 1.22 |  | 38420375130547 | 80 | 3206 | 40 | 30 | 30 |  |  | 640 | 32628 | 60 | 80 | 75 |  |  |  | 10 | N | [12 empty] | SU1 | P4 | 3926909790 | [14 empty] | Unica Basic - afdekframe - 2 stellen, H71 - wit/wit | Unica Basic - couvercle de châssis - double, H71 - blanc/blanc | [17 empty] | https://eref.se.com/be/nl/sis-tarif/product/MGU2.004.18 | https://eref.se.com/be/fr/sis-tarif/product/MGU2.004.18
Schneider Electric | Schneider Electric | 01022021 |  | Schneider Electric |  | SER | MGU2.004.25 |  |  | 2.89 |  | 1 |  | 10 | DUBBELE AFDEKPLAAT IVOOR UNICA BASIC | PLAQUE 2 POSTES IVOIRE UNICA BASIC |  | 2gang c. frame ivory | [18 empty] | 1 | 8420375130553 | 0 |  | 28.7 | 16 | 8 | 2 | 0.256 | 28420375130557 | 10 | 440 | 13 | 18.5 | 12.2 |  | 38420375130554 | 80 | 3263 | 40 | 30 | 30 | [10 empty] | 10 | N | [12 empty] | SU1 | P4 | 8538909999 | [14 empty] | Unica Basic - afdekframe - 2 stellen, H71 - ivoor/ivoor | Unica Basic - couvercle de châssis - double, H71 - ivoire/ivoire | [17 empty] | https://eref.se.com/be/nl/sis-tarif/product/MGU2.004.25 | https://eref.se.com/be/fr/sis-tarif/product/MGU2.004.25
Schneider Electric | Schneider Electric | 01022021 |  | Schneider Electric |  | SER | MGU2.006.18 |  |  | 4.34 |  | 1 |  | 5 | 3GANG C. FRAME WHITE | PLAQUE 3 POSTES BLANC UNICA BASIC |  | 3gang c. frame White | [18 empty] | 1 | 8420375130591 | 0 |  | 44.25 | 23 | 8 | 19 | 3.496 | 28420375130595 | 5 | 294 | 7.6 | 25.2 | 9.2 |  | 38420375130592 | 75 | 4633 | 40 | 30 | 30 |  |  | 600 | 45064 | 60 | 80 | 75 |  |  |  | 10 | N | [12 empty] | SU1 | P4 | 8538909999 | [14 empty] | Unica Basic - afdekframe - 3 stellen, H71 - wit/wit | Unica Basic - couvercle de châssis - triple, H71 - blanc/blanc | [17 empty] | https://eref.se.com/be/nl/sis-tarif/product/MGU2.006.18 | https://eref.se.com/be/fr/sis-tarif/product/MGU2.006.18
Schneider Electric | Schneider Electric | 01022021 |  | Schneider Electric |  | SER | MGU2.006.25 |  |  | 4.34 |  | 1 |  | 5 | DRIEVOUDIGE AFDEKPLAAT IVOOR UNICA BASIC | PLAQUE 3 POSTES IVOIRE UNICA BASIC |  | 3gang c. frame Ivory | [18 empty] | 1 | 8420375130607 | 0 |  | 41.8 | 23 | 8 | 2 | 0.368 | 28420375130601 | 5 | 294 | 7.6 | 25.2 | 9.2 |  | 38420375130608 | 75 | 4482 | 40 | 30 | 30 | [10 empty] | 10 | N | [12 empty] | SU1 | P4 | 8538909999 | [14 empty] | Unica Basic - afdekframe - 3 stellen, H71 - ivoor/ivoor | Unica Basic - couvercle de châssis - triple, H71 - ivoire/ivoire | [17 empty] | https://eref.se.com/be/nl/sis-tarif/product/MGU2.006.25 | https://eref.se.com/be/fr/sis-tarif/product/MGU2.006.25
Schneider Electric | Schneider Electric | 01022021 |  | Schneider Electric |  | SER | MGU2.008.18 |  |  | 5.78 |  | 1 |  | 5 | VIERVOUDIGE AFDEKPLAAT WIT UNICA BASIC | PLAQUE 4 POSTES BLANC UNICA BASIC |  | 4gang c. frame White | [18 empty] | 1 | 8420375130645 | 0 |  | 54.5 | 30 | 8 | 1 | 0.24 | 28420375130649 | 5 | 380 | 7.6 | 32.1 | 9.2 |  | 38420375130646 | 45 | 3411 | 40 | 30 | 30 |  |  | 360 | 34271 | 60 | 80 | 75 |  |  |  | 10 | N | [12 empty] | SU1 | P4 | 8538909999 | [14 empty] | Unica Basic - afdekframe - 4 stellen, H71 - wit/wit | Unica Basic - couvercle de châssis - quadruple, H71 - blanc/blanc | [17 empty] | https://eref.se.com/be/nl/sis-tarif/product/MGU2.008.18 | https://eref.se.com/be/fr/sis-tarif/product/MGU2.008.18
Schneider Electric | Schneider Electric | 01022021 |  | Schneider Electric |  | SER | MGU2.008.25 |  |  | 5.78 |  | 1 |  | 5 | VIERVOUDIGE AFDEKPLAAT IVOOR UNICA BASIC | PLAQUE 4 POSTES IVOIRE UNICA BASIC |  | 4gang c. frame Ivory | [18 empty] | 1 | 8420375130652 | 0 |  | 56.2 | 30 | 8 | 2 | 0.48 | 28420375130656 | 5 | 380 | 7.6 | 32.1 | 9.2 |  | 38420375130653 | 45 | 3512 | 40 | 30 | 30 |  |  | 360 | 36096 | 60 | 80 | 75 |  |  |  | 10 | N | [12 empty] | SU1 | P4 | 8538909999 | [14 empty] | Unica Basic - afdekframe - 4 stellen, H71 - ivoor/ivoor | Unica Basic - couvercle de châssis - quadruple, H71 - ivoire/ivoire | [17 empty] | https://eref.se.com/be/nl/sis-tarif/product/MGU2.008.25 | https://eref.se.com/be/fr/sis-tarif/product/MGU2.008.25
Schneider Electric | Schneider Electric | 01022021 |  | Schneider Electric |  | SER | MGU2.702.18 |  |  | 1.41 |  | 1 |  | 20 | ENKELVOUDIGE PLAAT QUADRO WIT | PLAQUE 1 POSTE QUADRO BLANC |  | 1 gang Quadro cover frame White | [18 empty] | 1 | 8420375167276 | 0 |  | 16.5 | 9 | 9 | 1 | 0.081 | 28420375167270 | 20 | 318 | 18.6 | 13.5 | 12.4 |  | 38420375167277 | 360 | 7721 | 60 | 40 | 30 | [10 empty] | 10 | N | [12 empty] | SU1 | P4 | 8538909999 | [15 empty] | Unica Quadro - couvercle de châssis - simple - blanc | [17 empty] | https://eref.se.com/be/nl/sis-tarif/product/MGU2.702.18 | https://eref.se.com/be/fr/sis-tarif/product/MGU2.702.18
Schneider Electric | Schneider Electric | 01022021 |  | Schneider Electric |  | SER | MGU2.702.25 |  |  | 1.41 |  | 1 |  | 20 | ENKELVOUDIGE PLAAT QUADRO IVOOR | PLAQUE 1 POSTE QUADRO IVOIRE |  | 1 gang Quadro cover frame Ivory | [18 empty] | 1 | 8420375167283 | 0 |  | 16.8 | 9 | 9 | 2 | 0.162 | 28420375167287 | 20 | 406.4 | 1.85 | 1.3 | 1.25 |  | 38420375167284 | 360 | 7914 | 60 | 40 | 30 | [10 empty] | 16 | N | [12 empty] | SU1 | P4 | 8538909999 | [14 empty] | Unica Quadro - afdekframe - 1 stel - ivoor | Unica Quadro - couvercle de châssis - simple - ivoire | [17 empty] | https://eref.se.com/be/nl/sis-tarif/product/MGU2.702.25 | https://eref.se.com/be/fr/sis-tarif/product/MGU2.702.25
Schneider Electric | Schneider Electric | 01022021 |  | Schneider Electric |  | SER | MGU2.704.18 |  |  | 2.83 |  | 1 |  | 10 | DUBBELE PLAAT QUADRO WIT | PLAQUE 2 POSTES QUADRO BLANC |  | 2 gang Quadro cover frame White | [18 empty] | 1 | 8420375167313 | 0 |  | 27.3 | 16 | 9 | 1 | 0.144 | 28420375167317 | 10 | 280 | 17.5 | 12 | 12.5 |  |  | 80 | 3132 | 40 | 30 | 30 |  |  | 640 | 33056 | 60 | 80 | 75 |  |  |  | 16 | N | [12 empty] | SU1 | P4 | 8538909999 | [14 empty] | Unica Quadro - afdekframe - 2 stellen, H71/V71 - wit | Unica Quadro - couvercle de châssis - double, H71/V71 - blanc | [17 empty] | https://eref.se.com/be/nl/sis-tarif/product/MGU2.704.18 | https://eref.se.com/be/fr/sis-tarif/product/MGU2.704.18
Schneider Electric | Schneider Electric | 01022021 |  | Schneider Electric |  | SER | MGU2.704.25 |  |  | 2.83 |  | 1 |  | 10 | DUBBELE PLAAT QUADRO IVOOR | PLAQUE 2 POSTES QUADRO IVOIRE |  | 2 gang Quadro cover frame Ivory | [18 empty] | 1 | 8420375167320 | 0 |  | 26 | 2 | 16 | 8 | 0.256 | 28420375167324 | 10 | 395 | 12.5 | 17.5 | 12 |  |  | 20 | 897 | 40 | 15 | 15 |  |  | 640 | 37200 | 60 | 80 | 60 |  |  |  | 16 | N | [12 empty] | SU1 | P4 | 8538909999 | [14 empty] | Unica Quadro - afdekframe - 2 stellen, H71/V71 - ivoor | Unica Quadro - couvercle de châssis - double, H71/V71 - ivoire | [17 empty] | https://eref.se.com/be/nl/sis-tarif/product/MGU2.704.25 | https://eref.se.com/be/fr/sis-tarif/product/MGU2.704.25
Schneider Electric | Schneider Electric | 01022021 |  | Schneider Electric |  | SER | MGU2.706.18 |  |  | 4.22 |  | 1 |  | 5 | DRIEVOUDIGE PLAAT QUADRO WIT | PLAQUE 3 POSTES QUADRO BLANC |  | 3 gang Quadro cover frame White | [18 empty] | 1 | 8420375167351 | 0 |  | 38.75 | 23 | 9 | 2 | 0.414 | 28420375167355 | 5 | 197 | 7 | 24 | 9 |  | 38420375167352 | 25 | 1541 | 40 | 30 | 15 |  |  | 400 | 32656 | 60 | 80 | 75 |  |  |  | 16 | N | [12 empty] | SU1 | P4 | 8538909999 | [14 empty] | Unica Quadro - afdekframe - 3 stellen, H71/V71 - wit | Unica Quadro - couvercle de châssis - triple, H71/V71 - blanc | [17 empty] | https://eref.se.com/be/nl/sis-tarif/product/MGU2.706.18 | https://eref.se.com/be/fr/sis-tarif/product/MGU2.706.18
Schneider Electric | Schneider Electric | 01022021 |  | Schneider Electric |  | SER | MGU2.706.25 |  |  | 4.22 |  | 1 |  | 5 | DRIEVOUDIGE PLAAT QUADRO IVOOR | PLAQUE 3 POSTES QUADRO IVOIRE |  | 3 gang Quadro cover frame Ivory | [18 empty] | 1 | 8420375167368 | 0 |  | 37 | 23 | 9 | 1 | 0.207 | 28420375167362 | 5 | 247 | 25 | 9.5 | 7.4 |  | 38420375167369 | 25 | 2000 | 40 | 30 | 15 |  |  | 400 | 33000 | 60 | 80 | 77 |  |  |  | 16 | N | [12 empty] | SU1 | P4 | 8538909999 | [14 empty] | Unica Quadro - afdekframe - 3 stellen, H71/V71 - ivoor | Unica Quadro - couvercle de châssis - triple, H71/V71 - ivoire | [17 empty] | https://eref.se.com/be/nl/sis-tarif/product/MGU2.706.25 | https://eref.se.com/be/fr/sis-tarif/product/MGU2.706.25
Schneider Electric | Schneider Electric | 01022021 |  | Schneider Electric |  | SER | MGU2.708.18 |  |  | 5.63 |  | 1 |  | 5 | VIERVOUDIGE PLAAT QUADRO WIT | PLAQUE 4 POSTES QUADRO BLANC |  | 4 gang Quadro cover frame White | [18 empty] | 1 | 8420375167399 | 0 |  | 47.8 | 31 | 9 | 2 | 0.558 | 28420375167393 | 5 | 341 | 7.5 | 32.7 | 9.5 |  | 38420375167390 | 15 | 1168 | 40 | 30 | 15 |  |  | 240 | 26688 | 60 | 80 | 75 |  |  |  | 16 | N | [12 empty] | SU1 | P4 | 8538909999 | [14 empty] | Unica Quadro - afdekframe - 4 stellen, H71/V71 - wit | Unica Quadro - couvercle de châssis - quadruple, H71/V71 - blanc | [17 empty] | https://eref.se.com/be/nl/sis-tarif/product/MGU2.708.18 | https://eref.se.com/be/fr/sis-tarif/product/MGU2.708.18
Schneider Electric | Schneider Electric | 01022021 |  | Schneider Electric |  | SER | MGU2.708.25 |  |  | 5.63 |  | 1 |  | 5 | VIERVOUDIGE PLAAT QUADRO IVOOR | PLAQUE 4 POSTES QUADRO IVOIRE |  | 4 gang Quadro cover frame Ivory | [18 empty] | 1 | 8420375167405 | 0 |  | 47.25 | 31 | 9 | 2 | 0.558 | 28420375167409 | 5 | 341 | 7.5 | 32.7 | 9.5 |  | 38420375167406 | 15 | 1164 | 40 | 30 | 15 |  |  | 240 | 26624 | 60 | 80 | 75 |  |  |  | 16 | N | [12 empty] | SU1 | P4 | 8538909999 | [14 empty] | Unica Quadro - afdekframe - 4 stellen, H71/V71 - ivoor | Unica Quadro - couvercle de châssis - quadruple, H71/V71 - ivoire | [17 empty] | https://eref.se.com/be/nl/sis-tarif/product/MGU2.708.25 | https://eref.se.com/be/fr/sis-tarif/product/MGU2.708.25
Schneider Electric | Schneider Electric | 01022021 |  | Schneider Electric |  | SER | MGU3.033.12 |  |  | 4.86 |  | 1 |  | 10 | Stopcontact 2P kindveilig 2m | PC 2P eclips prot 2m |  | SO 2P SHUTTERED 16A | [8 empty] | 09.07 | 1 | [8 empty] | 1 | 8420375152104 | 0 |  | 36 | 7 | 7 | 4 | 0.196 | 28420375152108 | 10 | 520 | 13.6 | 4.4 | 33.5 |  | 48420375152102 | 40 | 1774 | 40 | 30 | 15 | [10 empty] | 16 | N | [12 empty] | SU2 | P5 | 8536699099 | [14 empty] | Stopcontact 2P met kinderveiligheid, 2 modules, Unica Top, Grafiet | Prise de courant 2P, éclipses de protection, 2 modules, Unica Top, Graphite | [17 empty] | https://eref.se.com/be/nl/sis-tarif/product/MGU3.033.12 | https://eref.se.com/be/fr/sis-tarif/product/MGU3.033.12
Schneider Electric | Schneider Electric | 01022021 |  | Schneider Electric |  | SER | MGU3.033.18 |  |  | 4.12 |  | 1 |  | 10 | Stopcontact 2P kindveilig 2m | PC 2P eclips prot 2m |  | SO 2P shutt 2m | [8 empty] | 09.07 | 1 | [8 empty] | 1 | 8420375124262 | 0 |  | 30 | 7 | 6 | 4 | 0.168 | 18420375124269 | 10 | 371 | 3.35 | 1.35 | 0.45 |  | 48420375124260 | 120 | 4934 | 40 | 30 | 30 |  |  | 960 | 64620 | 60 | 80 | 60 |  |  |  | 10 | N | [12 empty] | SU1 | P4 | 8536699099 | [14 empty] | Stopcontact 2P met kinderveiligheid, 2 modules, Unica Plus, Wit | Prise de courant 2P, éclipses de protection, 2 modules, Unica Plus, Blanc | [17 empty] | https://eref.se.com/be/nl/sis-tarif/product/MGU3.033.18 | https://eref.se.com/be/fr/sis-tarif/product/MGU3.033.18
Schneider Electric | Schneider Electric | 01022021 |  | Schneider Electric |  | SER | MGU3.033.25 |  |  | 4.12 |  | 1 |  | 10 | Stopcontact 2P kindveilig 2m | PC 2P eclips prot 2m |  | SO 2P shutt 2m | [8 empty] | 09.07 | 1 | [8 empty] | 1 | 8420375124279 | 0 |  | 30 | 7 | 4 | 7 | 0.196 | 28420375124273 | 10 | 520 | 13.6 | 4.4 | 33.5 |  |  | 120 | 4951 | 40 | 30 | 30 |  |  | 960 | 48110 | 60 | 80 | 77 |  |  |  | 10 | N | [12 empty] | SU1 | P4 | 8536699099 | [14 empty] | Stopcontact 2P met kinderveiligheid, 2 modules, Unica Plus, Ivoor | Prise de courant 2P, éclipses de protection, 2 modules, Unica Plus, Ivoire | [17 empty] | https://eref.se.com/be/nl/sis-tarif/product/MGU3.033.25 | https://eref.se.com/be/fr/sis-tarif/product/MGU3.033.25
Schneider Electric | Schneider Electric | 01022021 |  | Schneider Electric |  | SER | MGU3.033.30 |  |  | 4.86 |  | 1 |  | 10 | Stopcontact 2P kindveilig 2m | PC 2P eclips prot 2m |  | SO 2P SHUTTERED 16A | [8 empty] | 09.07 | 1 | [8 empty] | 1 | 8420375113983 | 0 |  | 36 | 7 | 7 | 4 | 0.196 | 28420375113987 | 10 | 520 | 13.6 | 4.4 | 33.5 |  | 48420375113981 | 40 | 1923 | 40 | 30 | 15 |  |  | 640 | 35040 | 0 | 0 | 0 |  |  |  | 16 | N | [12 empty] | SU2 | P5 | 8536699099 | [14 empty] | Stopcontact 2P met kinderveiligheid, 2 modules, Unica Top, Aluminium | Prise de courant 2P, éclipses de protection, 2 modules, Unica Top, Aluminium | [17 empty] | https://eref.se.com/be/nl/sis-tarif/product/MGU3.033.30 | https://eref.se.com/be/fr/sis-tarif/product/MGU3.033.30
Schneider Electric | Schneider Electric | 01022021 |  | Schneider Electric |  | SER | MGU3.037.12 |  |  | 8.71 |  | 1 |  | 10 | Shuko stopcontact 2P+A met randaarde | PC German 2P+T lateral eclips prot |  | SO German 2P+side E shutt | [8 empty] | 09.07 | 1 | [8 empty] | 1 | 8420375152128 | 0 |  | 35.75 | 7 | 7 | 4 | 0.196 | 28420375152122 | 10 | 460 | 13.6 | 4.4 | 33.5 |  |  | 120 | 5456 | 40 | 30 | 30 |  |  | 960 | 51648 | 60 | 80 | 75 |  |  |  | 10 | N | [12 empty] | SU2 | P5 | 8536699099 | [14 empty] | Stopcontact 2P+A Schuko met kinderveiligheid, 2 modules, Unica Top, Grafiet | Prise de courant 2P+T Schuko, éclipses de protec, 2 modules, Unica Top, Graphite | [17 empty] | https://eref.se.com/be/nl/sis-tarif/product/MGU3.037.12 | https://eref.se.com/be/fr/sis-tarif/product/MGU3.037.12
Schneider Electric | Schneider Electric | 01022021 |  | Schneider Electric |  | SER | MGU3.037.18 |  |  | 7.41 |  | 1 |  | 10 | SO GERMAN 2P+SIDE E SHUTT | PC German 2P+T lateral eclips prot |  | SO German 2P+side E shutt | [8 empty] | 09.07 | 1 | [8 empty] | 1 | 8420375124309 | 0 |  | 36 | 7 | 7 | 4 | 0.196 | 28420375124303 | 10 | 426 | 33.4 | 13.6 | 4.8 |  | 38420375124300 | 120 | 5624 | 40 | 30 | 30 |  |  | 960 | 0 | 0 | 0 | 0 |  |  |  | 10 | N | [12 empty] | SU1 | P4 | 8536699099 | [14 empty] | Stopcontact 2P+A Schuko met kinderveiligheid, 2 modules, Unica Plus, Wit | Prise de courant 2P+T Schuko, éclipses de protec, 2 modules, Unica Plus, Blanc | [17 empty] | https://eref.se.com/be/nl/sis-tarif/product/MGU3.037.18 | https://eref.se.com/be/fr/sis-tarif/product/MGU3.037.18
Schneider Electric | Schneider Electric | 01022021 |  | Schneider Electric |  | SER | MGU3.037.25 |  |  | 7.41 |  | 1 |  | 10 | Shuko stopcontact 2P+A met randaarde | PC German 2P+T lateral eclips prot |  | SO German 2P+side E shutt | [8 empty] | 09.07 | 1 | [8 empty] | 1 | 8420375124323 | 0 |  | 36 | 7 | 7 | 4 | 0.196 | 28420375124327 | 10 | 428 | 33.4 | 13.5 | 4.5 |  | 38420375124324 | 120 | 5624 | 40 | 30 | 30 |  |  | 960 | 0 | 0 | 0 | 0 |  |  |  | 10 | N | [12 empty] | SU1 | P4 | 8536699099 | [14 empty] | Stopcontact 2P+A Schuko met kinderveiligheid, 2 modules, Unica Plus, Ivoor | Prise de courant 2P+T Schuko, éclipses de protec, 2 modules, Unica Plus, Ivoire | [17 empty] | https://eref.se.com/be/nl/sis-tarif/product/MGU3.037.25 | https://eref.se.com/be/fr/sis-tarif/product/MGU3.037.25
Schneider Electric | Schneider Electric | 01022021 |  | Schneider Electric |  | SER | MGU3.037.30 |  |  | 8.71 |  | 1 |  | 10 | Shuko stopcontact 2P+A met randaarde | PC German 2P+T lateral eclips prot |  | SO German 2P+side E shutt | [8 empty] | 09.07 | 1 | [8 empty] | 1 | 8420375114003 | 0 |  | 36 | 7 | 7 | 4 | 0.196 | 28420375114007 | 10 | 460 | 33.5 | 14 | 4.4 |  | 38420375114004 | 120 | 5624 | 40 | 30 | 30 |  |  | 960 | 0 | 0 | 0 | 0 |  |  |  | 10 | N | [12 empty] | SU2 | P5 | 8536699099 | [14 empty] | Stopcontact 2P+A Schuko met kinderveiligheid, 2 modules, Unica Top, Aluminium | Prise de courant 2P+T Schuko éclipses de protec, 2 modules, Unica Top, Aluminium | [17 empty] | https://eref.se.com/be/nl/sis-tarif/product/MGU3.037.30 | https://eref.se.com/be/fr/sis-tarif/product/MGU3.037.30
Schneider Electric | Schneider Electric | 01022021 |  | Schneider Electric |  | SER | MGU3.039.03 |  |  | 5.54 |  | 1 |  | 10 | STOPCONTACT 2P+A ROOD SCHROEFAANSLUITING | PC 2P+T ROUGE, VOLET, CONNEXION À VIS |  | SO French 2P+pin E shutt | [8 empty] | 09.07 | 1 | [8 empty] | 1 | 8420375124378 | 0 |  | 34 | 7 | 6 | 4 | 0.168 |  | 10 | 414 | 33.2 | 13.6 | 4.8 |  |  | 120 | 5460 | 40 | 30 | 30 |  |  | 960 | 52140 | 60 | 80 | 60 |  |  |  | 10 | N | [12 empty] | SU1 | P4 | 8536699099 | [14 empty] | Stopcontact 2P+A met deksel, schroefaansluiting, 2 modules, Rood | Prise de courant 2P+T avec couvercle, connexion à vis, 2 modules, Rouge | [17 empty] | https://eref.se.com/be/nl/sis-tarif/product/MGU3.039.03 | https://eref.se.com/be/fr/sis-tarif/product/MGU3.039.03
Schneider Electric | Schneider Electric | 01022021 |  | Schneider Electric |  | SER | MGU3.039.12 |  |  | 7.27 |  | 1 |  | 10 | Stopcontact 2P+A kindveilig | PC Française 2P+T eclips prot |  | SO French 2P+pin E shutt | [8 empty] | 09.07 | 1 | [8 empty] | 1 | 8420375152142 | 0 |  | 35 | 7 | 7 | 4 | 0.196 | 28420375152146 | 10 | 790 | 13.6 | 4.4 | 33.5 |  | 38420375152143 | 120 | 5370 | 40 | 30 | 30 |  |  | 960 | 49940 | 60 | 80 | 75 |  |  |  | 10 | N | [12 empty] | SU2 | P5 | 8536699099 | [14 empty] | Stopcontact 2P+A, schroefaansluiting, kinderveil, 2 modules, Unica Top, Grafiet | PC 2P+T, connexion à vis, éclipses de protec, 2 modules, Unica Top, Graphite | [17 empty] | https://eref.se.com/be/nl/sis-tarif/product/MGU3.039.12 | https://eref.se.com/be/fr/sis-tarif/product/MGU3.039.12
Schneider Electric | Schneider Electric | 01022021 |  | Schneider Electric |  | SER | MGU3.039.12SL |  |  | 6.56 |  | 1 |  | 10 | VELICHTE STOPCONTACT 2P+A SCHOEFAANSLUIT | PRISE 2P+T LUMINEUSE À ÉCLIPSES À VIS |  | FRENCH S.O. 2P+E. SHUTT. W/LED | [8 empty] | 09.07 | 1 | [8 empty] | 40 | 8420375165791 | 0 |  | 79 | 6.8 | 4.4 | 6.7 | 200.464 | 28420375165795 | 1 | 79 | 6.8 | 4.4 | 6.7 |  |  | 40 | 3160 | 40 | 30 | 15 |  |  | 640 | 50560 | 60 | 80 | 77 |  |  |  | 16 | N | [12 empty] | SU2 | P5 | 8536699099 | [14 empty] | Stopcontact 2P+A met lampje, schroefaansluiting, 2 modules, Unica Top, Grafiet | Prise de courant 2P+T avec voyant, connexion à vis, 2 modules,Unica Top,Graphite | [17 empty] | https://eref.se.com/be/nl/sis-tarif/product/MGU3.039.12SL | https://eref.se.com/be/fr/sis-tarif/product/MGU3.039.12SL
Schneider Electric | Schneider Electric | 01022021 |  | Schneider Electric |  | SER | MGU3.039.18 |  |  | 5.54 |  | 1 |  | 10 | Stopcontact 2P+A kindveilig | PC Française 2P+T eclips prot |  | SO French 2P+pin E shutt | [8 empty] | 09.07 | 1 | [8 empty] | 1 | 8420375124385 | 0 |  | 35.25 | 7 | 7 | 4 | 0.196 | 28420375124389 | 10 | 790 | 13.6 | 4.4 | 33.5 |  |  | 120 | 5380 | 40 | 30 | 30 |  |  | 960 | 50020 | 60 | 80 | 75 |  |  |  | 10 | N | [12 empty] | SU1 | P4 | 8536699099 | [14 empty] | Stopcontact 2P+A, schroefaansluiting, kinderveiligheid, 2 modules,Unica Plus,Wit | PC 2P+T, connexion à vis, éclipses de protection, 2 modules, Unica Plus, Blanc | [17 empty] | https://eref.se.com/be/nl/sis-tarif/product/MGU3.039.18 | https://eref.se.com/be/fr/sis-tarif/product/MGU3.039.18
Schneider Electric | Schneider Electric | 01022021 |  | Schneider Electric |  | SER | MGU3.039.18SL |  |  | 5.64 |  | 1 |  | 10 | Velichte stopcontact 2P+A schoefaansluit | Prise 2P+T lumineuse à éclipses à vis |  | SOCKET OUTLET WITH LAMP SCREW CONNECTION | [8 empty] | 09.07 | 1 | [8 empty] | 1 | 8420375165807 | 0 |  | 79 | 1.4 | 0.4 | 3.4 | 1.904 | 28420375165801 | 10 | 790 | 13.6 | 4.4 | 33.5 |  |  | 40 | 3160 | 40 | 30 | 15 |  |  | 640 | 50560 | 80 | 60 | 77 |  |  |  | 16 | N | [12 empty] | SU1 | P4 | 8536699099 | [14 empty] | Stopcontact 2P+A met lampje, schroefaansluiting, 2 modules, Unica Plus, Wit | Prise de courant 2P+T avec voyant, connexion à vis, 2 modules, Unica Plus, Blanc | [17 empty] | https://eref.se.com/be/nl/sis-tarif/product/MGU3.039.18SL | https://eref.se.com/be/fr/sis-tarif/product/MGU3.039.18SL
Schneider Electric | Schneider Electric | 01022021 |  | Schneider Electric |  | SER | MGU3.039.25 |  |  | 5.54 |  | 1 |  | 10 | Stopcontact 2P+A kindveilig | PC Française 2P+T eclips prot |  | SO French 2P+pin E shutt | [8 empty] | 09.07 | 1 | [8 empty] | 1 | 8420375124392 | 0 |  | 35 | 7 | 7 | 4 | 0.196 | 28420375124396 | 10 | 790 | 13.6 | 4.4 | 33.5 |  |  | 120 | 5370 | 40 | 30 | 30 |  |  | 960 | 50960 | 60 | 80 | 75 |  |  |  | 18 | N | [12 empty] | SU1 | P4 | 8536699099 | [14 empty] | Stopcontact 2P+A, schroefaansluiting, kinderveil, 2 modules, Unica Plus, Ivoor | PC 2P+T, connexion à vis, éclipses de protection, 2 modules, Unica Plus, Ivoire | [17 empty] | https://eref.se.com/be/nl/sis-tarif/product/MGU3.039.25 | https://eref.se.com/be/fr/sis-tarif/product/MGU3.039.25
Schneider Electric | Schneider Electric | 01022021 |  | Schneider Electric |  | SER | MGU3.039.30 |  |  | 7.27 |  | 1 |  | 10 | Stopcontact 2P+A kindveilig | PC Française 2P+T eclips prot |  | SO French 2P+pin E shutt | [8 empty] | 09.07 | 1 | [8 empty] | 1 | 8420375114027 | 0 |  | 35.4 | 7 | 7 | 4 | 0.196 | 28420375114021 | 10 | 429 | 14 | 34 | 4.5 |  |  | 120 | 5448 | 40 | 30 | 30 |  |  | 960 | 51584 | 60 | 80 | 75 |  |  |  | 10 | N | [12 empty] | SU2 | P5 | 8536699099 | [14 empty] | Stopcontact 2P+A, schroefaansluiting, kinderveiligheid, 2 modules, Unica Top,Alu | PC 2P+T, connexion à vis, éclipses de protec, 2 modules, Unica Top, Aluminium | [17 empty] | https://eref.se.com/be/nl/sis-tarif/product/MGU3.039.30 | https://eref.se.com/be/fr/sis-tarif/product/MGU3.039.30
Schneider Electric | Schneider Electric | 01022021 |  | Schneider Electric |  | SER | MGU3.039.30SL |  |  | 6.56 |  | 1 |  | 10 | VELICHTE STOPCONTACT 2P+A SCHOEFAANSLUIT | PRISE 2P+T LUMINEUSE À ÉCLIPSES À VIS |  | FRENCH S.O. 2P+E. SHUTT. W/LED | [8 empty] | 09.07 | 1 | [8 empty] | 1 | 8420375165821 | 0 |  | 37 | 6.8 | 4.4 | 6.7 | 200.464 | 28420375165825 | 10 | 380 | 13.6 | 4.4 | 33.5 |  |  | 40 | 2169 | 40 | 30 | 15 |  |  | 640 | 50560 | 60 | 80 | 77 |  |  |  | 16 | N | [12 empty] | SU2 | P5 | 8536699099 | [14 empty] | Stopcontact 2P+A met lampje, schroefaansluiting, 2 modules, Unica Top, Aluminium | Prise de courant 2P+T avec voyant, connexion à vis, 2 modules, Unica Top, Alu | [17 empty] | https://eref.se.com/be/nl/sis-tarif/product/MGU3.039.30SL | https://eref.se.com/be/fr/sis-tarif/product/MGU3.039.30SL
Schneider Electric | Schneider Electric | 01022021 |  | Schneider Electric |  | SER | MGU3.059.03 |  |  | 5.54 |  | 1 |  | 10 | STOPCONTACT 2P+A ROOD SNELLE AANSLUITING | PC 2P+T ROUGE, VOLET, CONNEXION RAPIDE |  | FRENCH SO 2P E SHUTTER FAST CONNECTION | [8 empty] | 09.07 | 1 | [8 empty] | 1 | 8420375166019 | 0 |  | 32.3 | 7 | 7 | 4 | 0.196 | 18420375166016 | 10 | 790 | 13.6 | 4.4 | 33.5 |  | 48420375166017 | 120 | 5088 | 40 | 30 | 30 |  |  | 960 | 48704 | 60 | 80 | 75 |  |  |  | 16 | N | [12 empty] | SU1 | P4 | 8536699099 | [14 empty] | Stopcontact 2P+A met deksel, steekklemmen, 2 modules, Rood | Prise de courant 2P+T avec couvercle, connexion rapide, 2 modules, Rouge | [17 empty] | https://eref.se.com/be/nl/sis-tarif/product/MGU3.059.03 | https://eref.se.com/be/fr/sis-tarif/product/MGU3.059.03
Schneider Electric | Schneider Electric | 01022021 |  | Schneider Electric |  | SER | MGU3.059.12 |  |  | 7.2 |  | 1 |  | 10 | Stopcontact 2P+A snelle aansluiting | PC 2P+T, volet, connexion rapide |  | French S.O. 2P+E shutt. fast connection | [8 empty] | 09.07 | 1 | [8 empty] | 1 | 8420375166033 | 0 |  | 32.8 | 7 | 7 | 4 | 0.196 | 38420375166034 | 10 | 320 | 1.36 | 0.44 | 3.35 |  | 38420375166034 | 40 | 1825 | 40 | 30 | 15 | [10 empty] | 2 | Y | [12 empty] | SU2 | P5 | 8536699099 | [14 empty] | Stopcontact 2P+A, steekklemmen, kinderveiligheid, 2 modules, Unica Top, Grafiet | PC 2P+T, connexion rapide, éclipses de protec, 2 modules, Unica Top, Graphite | [17 empty] | https://eref.se.com/be/nl/sis-tarif/product/MGU3.059.12 | https://eref.se.com/be/fr/sis-tarif/product/MGU3.059.12
Schneider Electric | Schneider Electric | 01022021 |  | Schneider Electric |  | SER | MGU3.059.18 |  |  | 5.42 |  | 1 |  | 10 | Stopcontact 2P+A snelle aansluiting | PC 2P+T, volet, connexion rapide |  | French S.O. 2P+E shutt. fast connection | [8 empty] | 09.07 | 1 | [8 empty] | 1 | 8420375166057 | 0 |  | 32.25 | 7 | 7 | 5 | 0.245 | 28420375166051 | 10 | 389 | 3.3 | 1.35 | 0.45 |  |  | 120 | 5021 | 40 | 30 | 30 |  |  | 960 | 48168 | 60 | 80 | 75 |  |  |  | 2 | Y | [12 empty] | SU1 | P4 | 8536699099 | [14 empty] | Stopcontact 2P+A, steekklemmen, kinderveiligheid, 2 modules, Unica Plus, Wit | PC 2P+T, connexion rapide, éclipses de protection, 2 modules, Unica Plus, Blanc | [17 empty] | https://eref.se.com/be/nl/sis-tarif/product/MGU3.059.18 | https://eref.se.com/be/fr/sis-tarif/product/MGU3.059.18
Schneider Electric | Schneider Electric | 01022021 |  | Schneider Electric |  | SER | MGU3.059.25 |  |  | 5.42 |  | 1 |  | 10 | Stopcontact 2P+A snelle aansluiting | PC 2P+T, volet, connexion rapide |  | French S.O. 2P+E shutt. fast connection | [8 empty] | 09.07 | 1 | [8 empty] | 1 | 8420375166071 | 0 |  | 32 | 7 | 7 | 5 | 0.245 | 28420375166075 | 10 | 790 | 13.6 | 4 | 33.5 |  | 38420375166072 | 40 | 1852 | 40 | 30 | 15 |  |  | 640 | 37940 | 60 | 80 | 77 |  |  |  | 10 | N | [12 empty] | SU1 | P4 | 8536699099 | [14 empty] | Stopcontact 2P+A, steekklemmen, kinderveiligheid, 2 modules, Unica Plus, Ivoor | PC 2P+T, connexion rapide, éclipses de protection, 2 modules, Unica Plus, Ivoire | [17 empty] | https://eref.se.com/be/nl/sis-tarif/product/MGU3.059.25 | https://eref.se.com/be/fr/sis-tarif/product/MGU3.059.25
Schneider Electric | Schneider Electric | 01022021 |  | Schneider Electric |  | SER | MGU3.059.30 |  |  | 7.2 |  | 1 |  | 10 | Stopcontact 2P+A snelle aansluiting | PC 2P+T, volet, connexion rapide |  | T.C. sist. francés c/seg. automática | [8 empty] | 09.07 | 1 | [8 empty] | 1 | 8420375166095 | 0 |  | 32 | 7 | 7 | 5 | 0.245 | 28420375166099 | 10 | 397 | 14 | 34 | 4.5 |  |  | 40 | 2000 | 40 | 30 | 15 |  |  | 640 | 41000 | 60 | 80 | 77 |  |  |  | 10 | N | [12 empty] | SU2 | P5 | 8536699099 | [14 empty] | Stopcontact 2P+A, steekklemmen, kinderveiligheid, 2 modules, Unica Top, Alu | PC 2P+T, connexion rapide, éclipses de protec, 2 modules, Unica Top, Aluminium | [17 empty] | https://eref.se.com/be/nl/sis-tarif/product/MGU3.059.30 | https://eref.se.com/be/fr/sis-tarif/product/MGU3.059.30
Schneider Electric | Schneider Electric | 01022021 |  | Schneider Electric |  | SER | MGU3.101.12 |  |  | 5.07 |  | 1 |  | 10 | Enkelpolige schakelaar 1m | Interrupteur 1m |  | One-way switch 1m | [8 empty] | 09.07 | 1 | [8 empty] | 1 | 8420375152203 | 0 |  | 21 | 7 | 7 | 4 | 0.196 | 28420375152207 | 10 | 270 | 13.6 | 4.4 | 33.5 |  | 38420375152204 | 40 | 1328 | 40 | 30 | 15 | [10 empty] | 10 | N | [12 empty] | SU2 | P5 | 8536508099 | [14 empty] | Enkelpolige schakelaar, steekklemmen, 1 module, Unica Top, Grafiet | Interrupteur unipolaire, connexion rapide, 1 module, Unica Top, Graphite | [17 empty] | https://eref.se.com/be/nl/sis-tarif/product/MGU3.101.12 | https://eref.se.com/be/fr/sis-tarif/product/MGU3.101.12
Schneider Electric | Schneider Electric | 01022021 |  | Schneider Electric |  | SER | MGU3.101.18 |  |  | 4.17 |  | 1 |  | 10 | Enkelpolige schakelaar 1m | Interrupteur 1m |  | One-way switch 1m | [8 empty] | 09.07 | 1 | [8 empty] | 1 | 8420375124538 | 0 |  | 20 | 7 | 7 | 4 | 0.196 | 18420375124535 | 10 | 278 | 14 | 34 | 4.5 |  | 48420375124536 | 120 | 3727 | 40 | 30 | 30 |  |  | 960 | 25920 | 60 | 80 | 60 |  |  |  | 10 | N | [12 empty] | SU1 | P4 | 8536508099 | [14 empty] | Enkelpolige schakelaar, steekklemmen, 1 module, Unica Plus, Wit | Interrupteur unipolaire, connexion rapide, 1 module, Unica Plus, Blanc | [17 empty] | https://eref.se.com/be/nl/sis-tarif/product/MGU3.101.18 | https://eref.se.com/be/fr/sis-tarif/product/MGU3.101.18
Schneider Electric | Schneider Electric | 01022021 |  | Schneider Electric |  | SER | MGU3.101.25 |  |  | 4.17 |  | 1 |  | 10 | Enkelpolige schakelaar 1m | Interrupteur 1m |  | One-way switch 1m | [8 empty] | 09.07 | 1 | [8 empty] | 1 | 8420375124583 | 0 |  | 22 | 7 | 7 | 4 | 0.196 | 28420375124587 | 10 | 274 | 3.36 | 1.36 | 0.46 |  |  | 120 | 3775 | 40 | 30 | 30 |  |  | 960 | 38510 | 60 | 80 | 60 |  |  |  | 10 | N | [12 empty] | SU1 | P4 | 8536508099 | [14 empty] | Enkelpolige schakelaar, steekklemmen, 1 module, Unica Plus, Ivoor | Interrupteur unipolaire, connexion rapide, 1 module, Unica Plus, Ivoire | [17 empty] | https://eref.se.com/be/nl/sis-tarif/product/MGU3.101.25 | https://eref.se.com/be/fr/sis-tarif/product/MGU3.101.25
Schneider Electric | Schneider Electric | 01022021 |  | Schneider Electric |  | SER | MGU3.101.30 |  |  | 5.07 |  | 1 |  | 10 | Enkelpolige schakelaar 1m | Interrupteur 1m |  | One-way switch 1m | [8 empty] | 09.07 | 1 | [8 empty] | 1 | 8420375114065 | 0 |  | 21.1 | 7 | 7 | 4 | 0.196 | 28420375114069 | 10 | 276 | 3.3 | 1.35 | 0.45 |  | 38420375114066 | 120 | 3733 | 40 | 30 | 30 |  |  | 960 | 37864 | 60 | 80 | 75 |  |  |  | 10 | N | [12 empty] | SU2 | P5 | 8536508099 | [14 empty] | Enkelpolige schakelaar, steekklemmen, 1 module, Unica Top, Aluminium | Interrupteur unipolaire, connexion rapide, 1 module, Unica Top, Aluminium | [17 empty] | https://eref.se.com/be/nl/sis-tarif/product/MGU3.101.30 | https://eref.se.com/be/fr/sis-tarif/product/MGU3.101.30
Schneider Electric | Schneider Electric | 01022021 |  | Schneider Electric |  | SER | MGU3.103.12 |  |  | 5.48 |  | 1 |  | 10 | Wisselschakelaar 1m | Va et vient 1m |  | TWO WAY SW 10A 1 MODULE | [8 empty] | 09.07 | 1 | [8 empty] | 1 | 8420375152241 | 0 |  | 22.6 | 7 | 7 | 4 | 0.196 | 28420375152245 | 10 | 280 | 13.6 | 4.4 | 33.5 |  | 48420375152249 | 120 | 3920 | 40 | 30 | 30 |  |  | 960 | 39360 | 60 | 80 | 75 |  |  |  | 10 | N | [12 empty] | SU2 | P5 | 8536508090 | [14 empty] | Wisselschakelaar, steekklemmen, 1 modules, Unica Top, Grafiet | Va-et-vient, connexion rapide, 1 module, Unica Top, Graphite | [17 empty] | https://eref.se.com/be/nl/sis-tarif/product/MGU3.103.12 | https://eref.se.com/be/fr/sis-tarif/product/MGU3.103.12
Schneider Electric | Schneider Electric | 01022021 |  | Schneider Electric |  | SER | MGU3.103.12N |  |  | 6.6 |  | 1 |  | 10 | Wisselschakelaar met signaallamp 1m | Va et vient voyant rep lumineux 1m |  | TWO WAY SW LOCATOR LAMP 10A 1 MODULE | [8 empty] | 09.07 | 1 | [8 empty] | 1 | 8420375152258 | 0 |  | 28 | 7 | 7 | 4 | 0.196 | 28420375152252 | 10 | 280 | 13.6 | 4.4 | 33.5 |  | 48420375152256 | 120 | 4221 | 40 | 30 | 30 |  |  | 960 | 43770 | 60 | 80 | 60 |  |  |  | 10 | N | [12 empty] | SU2 | P5 | 8536508090 | [14 empty] | Wisselschakelaar, lokaliseringslampje, steekklemmen, 1 module, Unica Top,Grafiet | Va-et-vient, voyant repérage, connexion rapide, 1 module, Unica Top, Graphite | [17 empty] | https://eref.se.com/be/nl/sis-tarif/product/MGU3.103.12N | https://eref.se.com/be/fr/sis-tarif/product/MGU3.103.12N
Schneider Electric | Schneider Electric | 01022021 |  | Schneider Electric |  | SER | MGU3.103.12S |  |  | 6.6 |  | 1 |  | 10 | Wisselschakelaar met verklikker 1m | Va et vient voyant temoin 1m |  | TWO WAY SW INDICATOR LAMP 10A 1 MODULE | [8 empty] | 09.07 | 1 | [8 empty] | 1 | 8420375152265 | 0 |  | 28 | 7 | 7 | 4 | 0.196 | 28420375152269 | 10 | 280 | 13.6 | 4.4 | 33.5 |  | 48420375152263 | 40 | 1791 | 40 | 30 | 15 | [10 empty] | 16 | N | [12 empty] | SU2 | P5 | 8536508099 | [14 empty] | Wisselschakelaar, verklikkerlampje, steekklemmen, 1 module, Unica Top, Grafiet | Va-et-vient, voyant témoin, connexion rapide, 1 module, Unica Top, Graphite | [17 empty] | https://eref.se.com/be/nl/sis-tarif/product/MGU3.103.12S | https://eref.se.com/be/fr/sis-tarif/product/MGU3.103.12S
Schneider Electric | Schneider Electric | 01022021 |  | Schneider Electric |  | SER | MGU3.103.18 |  |  | 4.53 |  | 1 |  | 10 | Wisselschakelaar 1m | Va et vient 1m |  | Two-way switch 1m | [8 empty] | 09.07 | 1 | [8 empty] | 1 | 8420375124637 | 0 |  | 22.5 | 7 | 7 | 4 | 0.196 | 18420375124634 | 10 | 292.25 | 3.3 | 1.35 | 0.45 |  | 48420375124635 | 120 | 3861 | 40 | 30 | 30 |  |  | 960 | 37868 | 60 | 80 | 75 |  |  |  | 2 | Y | [12 empty] | SU1 | P4 | 8536508099 | [14 empty] | Wisselschakelaar, steekklemmen, 1 modules, Unica Plus, Wit | Va-et-vient, connexion rapide, 1 module, Unica Plus, Blanc | [17 empty] | https://eref.se.com/be/nl/sis-tarif/product/MGU3.103.18 | https://eref.se.com/be/fr/sis-tarif/product/MGU3.103.18
Schneider Electric | Schneider Electric | 01022021 |  | Schneider Electric |  | SER | MGU3.103.18N |  |  | 5.6 |  | 1 |  | 10 | Wisselschakelaar met signaallamp 1m | Va et vient voyant rep lumineux 1m |  | Two-way switch locator lamp 1m | [8 empty] | 09.07 | 1 | [8 empty] | 1 | 8420375124644 | 0 |  | 25 | 7 | 7 | 4 | 0.196 | 18420375124641 | 10 | 318 | 33.3 | 13.5 | 4.6 |  | 48420375124642 | 40 | 1498 | 40 | 30 | 15 |  |  | 640 | 17920 | 80 | 60 | 77 |  |  |  | 10 | N | [12 empty] | SU1 | P4 | 8536508090 | [14 empty] | Wisselschakelaar, lokaliseringslampje, steekklemmen, 1 module, Unica Plus, Wit | Va-et-vient, voyant repérage, connexion rapide, 1 module, Unica plus, Blanc | [17 empty] | https://eref.se.com/be/nl/sis-tarif/product/MGU3.103.18N | https://eref.se.com/be/fr/sis-tarif/product/MGU3.103.18N
Schneider Electric | Schneider Electric | 01022021 |  | Schneider Electric |  | SER | MGU3.103.18S |  |  | 5.6 |  | 1 |  | 10 | Wisselschakelaar met verklikker 1m | Va et vient voyant temoin 1m |  | Two-way switch indicator lamp 1m | [8 empty] | 09.07 | 1 | [8 empty] | 1 | 8420375124651 | 0 |  | 28 | 7 | 7 | 5 | 0.245 | 18420375124658 | 10 | 334 | 33.5 | 13.5 | 4.5 |  | 48420375124659 | 40 | 1651 | 40 | 30 | 15 |  |  | 640 | 17920 | 60 | 80 | 77 |  |  |  | 6 | N | [12 empty] | SU1 | P4 | 8536508090 | [14 empty] | Wisselschakelaar, verklikkerlampje, steekklemmen, 1 module, Unica Plus, Wit | Va-et-vient, voyant témoin, connexion rapide, 1 module, Unica Plus, Blanc | [17 empty] | https://eref.se.com/be/nl/sis-tarif/product/MGU3.103.18S | https://eref.se.com/be/fr/sis-tarif/product/MGU3.103.18S
Schneider Electric | Schneider Electric | 01022021 |  | Schneider Electric |  | SER | MGU3.103.25 |  |  | 4.53 |  | 1 |  | 10 | Wisselschakelaar 1m | Va et vient 1m |  | Two-way switch 1m | [8 empty] | 09.07 | 1 | [8 empty] | 1 | 8420375124682 | 0 |  | 22 | 7 | 7 | 5 | 0.245 | 28420375124686 | 10 | 290 | 33.4 | 13.6 | 4.8 |  | 38420375124683 | 120 | 4000 | 40 | 30 | 30 |  |  | 960 | 40000 | 60 | 80 | 77 |  |  |  | 10 | N | [12 empty] | SU1 | P4 | 8536508099 | [14 empty] | Wisselschakelaar, steekklemmen, 1 modules, Unica Plus, Ivoor | Va-et-vient, connexion rapide, 1 module, Unica Plus, Ivoire | [17 empty] | https://eref.se.com/be/nl/sis-tarif/product/MGU3.103.25 | https://eref.se.com/be/fr/sis-tarif/product/MGU3.103.25
Schneider Electric | Schneider Electric | 01022021 |  | Schneider Electric |  | SER | MGU3.103.25N |  |  | 5.6 |  | 1 |  | 10 | Wisselschakelaar met signaallamp 1m | Va et vient voyant rep lumineux 1m |  | Two-way switch locator lamp 1m | [8 empty] | 09.07 | 1 | [8 empty] | 1 | 8420375124699 | 0 |  | 24 | 7 | 7 | 4 | 0.196 | 28420375124693 | 10 | 308 | 0.34 | 0.14 | 0.047 |  |  | 40 | 1687 | 40 | 30 | 15 |  |  | 640 | 35490 | 60 | 80 | 77 |  |  |  | 10 | N | [12 empty] | SU1 | P4 | 8536508099 | [14 empty] | Wisselschakelaar, lokaliseringslampje, steekklemmen, 1 module, Unica Plus, Ivoor | Va-et-vient, voyant repérage, connexion rapide, 1 module, Unica plus, Ivoire | [17 empty] | https://eref.se.com/be/nl/sis-tarif/product/MGU3.103.25N | https://eref.se.com/be/fr/sis-tarif/product/MGU3.103.25N
Schneider Electric | Schneider Electric | 01022021 |  | Schneider Electric |  | SER | MGU3.103.25S |  |  | 5.6 |  | 1 |  | 10 | Wisselschakelaar met verklikker 1m | Va et vient voyant temoin 1m |  | Two-way switch indicator lamp 1m | [8 empty] | 09.07 | 1 | [8 empty] | 1 | 8420375124705 | 0 |  | 28 | 7 | 4 | 7 | 0.196 | 28420375124709 | 10 | 280 | 13.6 | 4.4 | 33.5 |  |  | 40 | 1120 | 40 | 30 | 15 |  |  | 640 | 17920 | 80 | 60 | 77 |  |  |  | 16 | N | [12 empty] | SU1 | P4 | 8536508099 | [14 empty] | Wisselschakelaar, verklikkerlampje, steekklemmen, 1 module, Unica Plus, ivoor | Va-et-vient, voyant témoin, connexion rapide, 1 module, Unica Plus, Ivoire | [17 empty] | https://eref.se.com/be/nl/sis-tarif/product/MGU3.103.25S | https://eref.se.com/be/fr/sis-tarif/product/MGU3.103.25S
Schneider Electric | Schneider Electric | 01022021 |  | Schneider Electric |  | SER | MGU3.103.30 |  |  | 5.48 |  | 1 |  | 10 | Wisselschakelaar 1m | Va et vient 1m |  | TWO WAY SW 10A 1 MODULE | [8 empty] | 09.07 | 1 | [8 empty] | 1 | 8420375114102 | 0 |  | 23 | 7 | 7 | 5 | 0.245 | 28420375114106 | 10 | 290 | 5 | 34 | 14 |  | 48420375114100 | 120 | 4000 | 40 | 30 | 30 |  |  | 960 | 40000 | 60 | 80 | 77 |  |  |  | 10 | N | [12 empty] | SU2 | P5 | 8536508099 | [14 empty] | Wisselschakelaar, steekklemmen, 1 modules, Unica Top, Aluminium | Va-et-vient, connexion rapide, 1 module, Unica Top, Aluminium | [17 empty] | https://eref.se.com/be/nl/sis-tarif/product/MGU3.103.30 | https://eref.se.com/be/fr/sis-tarif/product/MGU3.103.30
Schneider Electric | Schneider Electric | 01022021 |  | Schneider Electric |  | SER | MGU3.103.30N |  |  | 6.6 |  | 1 |  | 10 | Wisselschakelaar met signaallamp 1m | Va et vient voyant rep lumineux 1m |  | TWO WAY SW LOCATOR LAMP 10A 1 MODULE | [8 empty] | 09.07 | 1 | [8 empty] | 1 | 8420375114119 | 0 |  | 30 | 7 | 4 | 7 | 0.196 | 28420375114113 | 10 | 308 | 14 | 4.5 | 34 |  | 48420375114117 | 40 | 1604 | 40 | 30 | 15 | [10 empty] | 10 | N | [12 empty] | SU2 | P5 | 8536508099 | [14 empty] | Wisselschakelaar, lokaliseringslampje, steekklemmen, 1 module, Unica Top, Alu | Va-et-vient, voyant repérage, connexion rapide, 1 module, Unica Top, Aluminium | [17 empty] | https://eref.se.com/be/nl/sis-tarif/product/MGU3.103.30N | https://eref.se.com/be/fr/sis-tarif/product/MGU3.103.30N
Schneider Electric | Schneider Electric | 01022021 |  | Schneider Electric |  | SER | MGU3.103.30S |  |  | 6.6 |  | 1 |  | 10 | Wisselschakelaar met verklikker 1m | Va et vient voyant temoin 1m |  | TWO WAY SW INDICATOR LAMP 10A 1 MODULE | [8 empty] | 09.07 | 1 | [8 empty] | 1 | 8420375114126 | 0 |  | 20 | 7 | 7 | 5 | 0.245 | 28420375114120 | 10 | 420 | 13.6 | 4.4 | 33.5 |  | 48420375114124 | 20 | 603.333 | 40 | 15 | 15 | [10 empty] | 16 | N | [12 empty] | SU2 | P5 | 8536508099 | [14 empty] | Wisselschakelaar, verklikkerlampje, steekklemmen, 1 module, Unica Top, Aluminium | Va-et-vient, voyant témoin, connexion rapide, 1 module, Unica Top, Aluminium | [17 empty] | https://eref.se.com/be/nl/sis-tarif/product/MGU3.103.30S | https://eref.se.com/be/fr/sis-tarif/product/MGU3.103.30S
Schneider Electric | Schneider Electric | 01022021 |  | Schneider Electric |  | SER | MGU3.105.12 |  |  | 10.16 |  | 1 |  | 10 | KRUISSCHAKELAAR 1M | PERMUTATEUR 1M |  | INTERMEDIATE SWITCH 1M | [8 empty] | 09.07 | 1 | [8 empty] | 1 | 8420375152296 | 0 |  | 25.5 | 7 | 7 | 4 | 0.196 | 18420375152293 | 10 | 280 | 13.6 | 4.4 | 33.5 |  | 48420375152294 | 40 | 1558 | 40 | 30 | 15 |  |  | 640 | 32928 | 60 | 80 | 72 |  |  |  | 16 | N | [12 empty] | SU2 | P5 | 8536508099 | [14 empty] | Kruisschakelaar, steekklemmen, 1 module, Unica Top, Grafiet | Interrupteur permutateur, connexion rapide, 1 module, Unica Top, Graphite | [17 empty] | https://eref.se.com/be/nl/sis-tarif/product/MGU3.105.12 | https://eref.se.com/be/fr/sis-tarif/product/MGU3.105.12
Schneider Electric | Schneider Electric | 01022021 |  | Schneider Electric |  | SER | MGU3.105.18 |  |  | 7.11 |  | 1 |  | 10 | KRUISSCHAKELAAR 1M | PERMUTATEUR 1M |  | Intermediate switch 1m | [8 empty] | 09.07 | 1 | [8 empty] | 1 | 8420375124736 | 0 |  | 25.625 | 7 | 7 | 4 | 0.196 | 18420375124733 | 10 | 321.5 | 3.3 | 1.35 | 0.45 |  | 48420375124734 | 40 | 1522 | 40 | 30 | 15 | [10 empty] | 10 | N | [12 empty] | SU1 | P4 | 8536508099 | [14 empty] | Kruisschakelaar, steekklemmen, 1 module, Unica Plus, Wit | Interrupteur permutateur, connexion rapide, 1 module, Unica Plus, Blanc | [17 empty] | https://eref.se.com/be/nl/sis-tarif/product/MGU3.105.18 | https://eref.se.com/be/fr/sis-tarif/product/MGU3.105.18
Schneider Electric | Schneider Electric | 01022021 |  | Schneider Electric |  | SER | MGU3.105.25 |  |  | 7.11 |  | 1 |  | 10 | KRUISSCHAKELAAR 1M | PERMUTATEUR 1M |  | Intermediate switch 1m | [8 empty] | 09.07 | 1 | [8 empty] | 1 | 8420375124767 | 0 |  | 26 | 7 | 7 | 5 | 0.245 | 28420375124761 | 10 | 280 | 13.6 | 4 | 33.5 |  | 38420375124768 | 40 | 2000 | 40 | 30 | 15 |  |  | 640 | 34000 | 60 | 80 | 77 |  |  |  | 10 | N | [12 empty] | SU1 | P4 | 8536508099 | [14 empty] | Kruisschakelaar, steekklemmen, 1 module, Unica Plus, Ivoor | Interrupteur permutateur, connexion rapide, 1 module, Unica Plus, Ivoire | [17 empty] | https://eref.se.com/be/nl/sis-tarif/product/MGU3.105.25 | https://eref.se.com/be/fr/sis-tarif/product/MGU3.105.25
Schneider Electric | Schneider Electric | 01022021 |  | Schneider Electric |  | SER | MGU3.105.30 |  |  | 10.16 |  | 1 |  | 10 | KRUISSCHAKELAAR 1M | PERMUTATEUR 1M |  | INTERMEDIATE SWITCH 1M | [8 empty] | 09.07 | 1 | [8 empty] | 1 | 8420375114157 | 0 |  | 28 | 7 | 7 | 4 | 0.196 | 18420375114154 | 10 | 280 | 13.6 | 4.4 | 33.5 |  | 48420375114155 | 40 | 1620 | 40 | 30 | 15 |  |  | 640 | 17920 | 60 | 80 | 60 |  |  |  | 10 | N | [12 empty] | SU2 | P5 | 8536508099 | [14 empty] | Kruisschakelaar, steekklemmen, 1 module, Unica Top, Aluminium | Interrupteur permutateur, connexion rapide, 1 module, Unica Top, Aluminium | [17 empty] | https://eref.se.com/be/nl/sis-tarif/product/MGU3.105.30 | https://eref.se.com/be/fr/sis-tarif/product/MGU3.105.30
Schneider Electric | Schneider Electric | 01022021 |  | Schneider Electric |  | SER | MGU3.106.12 |  |  | 6.91 |  | 1 |  | 10 | Drukknop 1m | Poussoir 1m |  | PUSH BUTTON 10A 1 MODULE | [8 empty] | 09.07 | 1 | [8 empty] | 1 | 8420375152326 | 0 |  | 21.5 | 7 | 7 | 4 | 0.196 | 28420375152320 | 10 | 278 | 34 | 4.7 | 27.8 |  | 48420375152324 | 40 | 1383 | 40 | 30 | 15 |  |  | 640 | 30128 | 60 | 80 | 75 |  |  |  | 10 | N | [12 empty] | SU2 | P5 | 8536508099 | [14 empty] | Drukknop, steekklemmen, 1 module, Unica Top, Grafiet | Bouton-poussoir, connexion rapide, 1 module, Unica Top, Graphite | [17 empty] | https://eref.se.com/be/nl/sis-tarif/product/MGU3.106.12 | https://eref.se.com/be/fr/sis-tarif/product/MGU3.106.12
Schneider Electric | Schneider Electric | 01022021 |  | Schneider Electric |  | SER | MGU3.106.12L |  |  | 7.23 |  | 1 |  | 10 | DRUKKNOP MET LICHTSYMBOOL, 1 MODULE | POUSSOIR AVEC SYMBOLE LUMIÈRE, 1 MODULE |  | Push-button LIGHT 1m | [8 empty] | 09.07 | 1 | [8 empty] | 1 | 8420375152357 | 0 |  | 28 | 7 | 7 | 4 | 0.196 | 28420375152351 | 1 | 28 | 6.8 | 6.7 | 4.4 |  |  | 40 | 1120 | 40 | 30 | 15 |  |  | 640 | 17920 | 60 | 80 | 77 |  |  |  | 16 | N | [12 empty] | SU2 | P5 | 8536508099 | [14 empty] | Unica Top/Class - drukknop - 1-weg - 10 A 250 VAC - 1 m - graf. | Unica Top/Class - bouton-poussoir - unilatéral - 10 A 250 V CA - 1 m - graph. | [17 empty] | https://eref.se.com/be/nl/sis-tarif/product/MGU3.106.12L | https://eref.se.com/be/fr/sis-tarif/product/MGU3.106.12L
Schneider Electric | Schneider Electric | 01022021 |  | Schneider Electric |  | SER | MGU3.106.12N |  |  | 8.28 |  | 1 |  | 10 | Drukknop met signaallamp 1m | Poussoir voyant rep lumineux 1m |  | PUSH BUTTON LOCATOR LAMP 10A 1 MODULE | [8 empty] | 09.07 | 1 | [8 empty] | 1 | 8420375152371 | 0 |  | 28 | 7 | 7 | 4 | 0.196 | 28420375152375 | 10 | 305 | 3.3 | 0.5 | 1.4 |  | 48420375152379 | 40 | 1675 | 40 | 30 | 15 |  |  | 640 | 17920 | 60 | 80 | 60 |  |  |  | 10 | N | [12 empty] | SU2 | P5 | 8536508099 | [14 empty] | Drukknop mt lokaliseringslampje, steekklemmen, 1 module, Unica Top, Grafiet | Bouton-poussoir, voyant repérage, connexion rapide, 1 module, Unica Top,Graphite | [17 empty] | https://eref.se.com/be/nl/sis-tarif/product/MGU3.106.12N | https://eref.se.com/be/fr/sis-tarif/product/MGU3.106.12N
Schneider Electric | Schneider Electric | 01022021 |  | Schneider Electric |  | SER | MGU3.106.18 |  |  | 5.66 |  | 1 |  | 10 | UNICA Push Button 1-way | Poussoir 1m |  | Push-button 1m | [8 empty] | 09.07 | 1 | [8 empty] | 1 | 8420375124798 | 0 |  | 21 | 7 | 7 | 4 | 0.196 | 18420375124795 | 10 | 277 | 33.3 | 13.5 | 4.6 |  | 48420375124796 | 40 | 1353 | 40 | 30 | 15 |  |  | 640 | 17920 | 80 | 60 | 77 |  |  |  | 10 | N | [12 empty] | SU1 | P4 | 8536508099 | [14 empty] | Drukknop, steekklemmen, 1 module, Unica Plus, Wit | Bouton-poussoir, connexion rapide, 1 module, Unica Plus, Blanc | [17 empty] | https://eref.se.com/be/nl/sis-tarif/product/MGU3.106.18 | https://eref.se.com/be/fr/sis-tarif/product/MGU3.106.18
Schneider Electric | Schneider Electric | 01022021 |  | Schneider Electric |  | SER | MGU3.106.18L |  |  | 6.02 |  | 1 |  | 10 | DRUKKNOP MET LICHTSYMBOOL, 1 MODULE | POUSSOIR AVEC SYMBOLE LUMIÈRE, 1 MODULE |  | Push-button LIGHT 1m | [8 empty] | 09.07 | 1 | [8 empty] | 1 | 8420375124828 | 0 |  | 21 | 7 | 7 | 4 | 0.196 | 28420375124822 | 10 | 280 | 33.5 | 13.6 | 4.4 |  | 38420375124829 | 40 | 1355 | 40 | 30 | 15 |  |  | 640 | 29680 | 60 | 80 | 75 |  |  |  | 16 | N | [12 empty] | SU1 | P4 | 8536508099 | [14 empty] | Unica - drukknop - 1-weg - 10 A 250 VAC - 1 m - wit | Unica - bouton-poussoir - unilatéral - 10 A 250 V CA - 1 m - blanc | [17 empty] | https://eref.se.com/be/nl/sis-tarif/product/MGU3.106.18L | https://eref.se.com/be/fr/sis-tarif/product/MGU3.106.18L
Schneider Electric | Schneider Electric | 01022021 |  | Schneider Electric |  | SER | MGU3.106.18N |  |  | 7.03 |  | 1 |  | 10 | Drukknop met signaallamp 1m | Poussoir voyant rep lumineux 1m |  | Push-button locator lamp 1m | [8 empty] | 09.07 | 1 | [8 empty] | 1 | 8420375124842 | 0 |  | 24 | 7 | 7 | 5 | 0.245 | 18420375124849 | 10 | 304 | 33.5 | 14 | 4.5 |  | 48420375124840 | 40 | 2000 | 40 | 30 | 15 |  |  | 640 | 33000 | 60 | 80 | 77 |  |  |  | 10 | N | [12 empty] | SU1 | P4 | 8536508099 | [14 empty] | Drukknop mt lokaliseringslampje, steekklemmen, 1 module, Unica Plus, Wit | Bouton-poussoir, voyant repérage, connexion rapide, 1 module, Unica Plus, Blanc | [17 empty] | https://eref.se.com/be/nl/sis-tarif/product/MGU3.106.18N | https://eref.se.com/be/fr/sis-tarif/product/MGU3.106.18N
Schneider Electric | Schneider Electric | 01022021 |  | Schneider Electric |  | SER | MGU3.106.25 |  |  | 5.66 |  | 1 |  | 10 | Drukknop 1m | Poussoir 1m |  | Push-button 1m | [8 empty] | 09.07 | 1 | [8 empty] | 1 | 8420375124873 | 0 |  | 21 | 7 | 7 | 5 | 0.245 | 28420375124877 | 10 | 280 | 13.6 | 4 | 33.5 |  | 38420375124874 | 40 | 1000 | 40 | 30 | 15 |  |  | 640 | 31000 | 60 | 80 | 77 |  |  |  | 10 | N | [12 empty] | SU1 | P4 | 8536508099 | [14 empty] | Drukknop, steekklemmen, 1 module, Unica Plus, Ivoor | Bouton-poussoir, connexion rapide, 1 module, Unica Plus, Ivoire | [17 empty] | https://eref.se.com/be/nl/sis-tarif/product/MGU3.106.25 | https://eref.se.com/be/fr/sis-tarif/product/MGU3.106.25
Schneider Electric | Schneider Electric | 01022021 |  | Schneider Electric |  | SER | MGU3.106.25L |  |  | 6.02 |  | 1 |  | 10 | DRUKKNOP MET LICHTSYMBOOL, 1 MODULE | POUSSOIR AVEC SYMBOLE LUMIÈRE, 1 MODULE |  | Push-button LIGHT 1m | [8 empty] | 09.07 | 1 | [8 empty] | 1 | 8420375124903 | 0 |  | 28 | 7 | 7 | 4 | 0.196 | 28420375124907 | 1 | 28 | 6.8 | 6.7 | 4.4 |  |  | 40 | 1120 | 40 | 30 | 15 |  |  | 640 | 17920 | 60 | 80 | 77 |  |  |  | 16 | N | [12 empty] | SU1 | P4 | 8536508099 | [14 empty] | Unica - drukknop - 1-weg - 10 A 250 VAC - 1 m - ivoor | Unica - bouton-poussoir - unilatéral - 10 A 250 V CA - 1 m - ivoire | [17 empty] | https://eref.se.com/be/nl/sis-tarif/product/MGU3.106.25L | https://eref.se.com/be/fr/sis-tarif/product/MGU3.106.25L
Schneider Electric | Schneider Electric | 01022021 |  | Schneider Electric |  | SER | MGU3.106.25N |  |  | 7.03 |  | 1 |  | 10 | Drukknop met signaallamp 1m | Poussoir voyant rep lumineux 1m |  | Push-button locator lamp 1m | [8 empty] | 09.07 | 1 | [8 empty] | 1 | 8420375124927 | 0 |  | 22 | 7 | 4 | 7 | 0.196 | 28420375124921 | 10 | 280 | 13.6 | 4.4 | 33.5 |  |  | 40 | 1120 | 40 | 30 | 15 |  |  | 640 | 17920 | 80 | 60 | 77 |  |  |  | 10 | N | [12 empty] | SU1 | P4 | 8536508099 | [14 empty] | Drukknop mt lokaliseringslampje, steekklemmen, 1 module, Unica Plus, Ivoor | Bouton-poussoir, voyant repérage, connexion rapide, 1 module, Unica Plus, Ivoire | [17 empty] | https://eref.se.com/be/nl/sis-tarif/product/MGU3.106.25N | https://eref.se.com/be/fr/sis-tarif/product/MGU3.106.25N
Schneider Electric | Schneider Electric | 01022021 |  | Schneider Electric |  | SER | MGU3.106.30 |  |  | 6.91 |  | 1 |  | 10 | Drukknop 1m | Poussoir 1m |  | PUSH BUTTON 10A 1 MODULE | [8 empty] | 09.07 | 1 | [8 empty] | 1 | 8420375114188 | 0 |  | 21.1 | 7 | 7 | 4 | 0.196 | 28420375114182 | 10 | 280 | 13.6 | 4.4 | 33.5 |  | 48420375114186 | 120 | 3732 | 40 | 30 | 30 |  |  | 960 | 37856 | 60 | 80 | 75 |  |  |  | 16 | N | [12 empty] | SU2 | P5 | 8536508099 | [14 empty] | Drukknop, steekklemmen, 1 module, Unica Top, Aluminium | Bouton-poussoir, connexion rapide, 1 module, Unica Top, Aluminium | [17 empty] | https://eref.se.com/be/nl/sis-tarif/product/MGU3.106.30 | https://eref.se.com/be/fr/sis-tarif/product/MGU3.106.30
Schneider Electric | Schneider Electric | 01022021 |  | Schneider Electric |  | SER | MGU3.106.30L |  |  | 7.23 |  | 1 |  | 10 | DRUKKNOP MET LICHTSYMBOOL, 1 MODULE | POUSSOIR AVEC SYMBOLE LUMIÈRE, 1 MODULE |  | Push-button LIGHT 1m | [8 empty] | 09.07 | 1 | [8 empty] | 1 | 8420375114218 | 0 |  | 28 | 7 | 7 | 4 | 0.196 | 28420375114212 | 10 | 280 | 33.5 | 13.6 | 4.4 |  |  | 20 | 560 | 40 | 15 | 15 |  |  | 640 | 17920 | 60 | 80 | 77 |  |  |  | 16 | N | [12 empty] | SU2 | P5 | 8536508099 | [14 empty] | Unica Top/Class - drukknop - 1-weg - 10 A 250 VAC - 1 m - alu. | Unica Top/Class - bouton-poussoir - unilatéral - 10 A 250 V CA - 1 m - alu | [17 empty] | https://eref.se.com/be/nl/sis-tarif/product/MGU3.106.30L | https://eref.se.com/be/fr/sis-tarif/product/MGU3.106.30L
Schneider Electric | Schneider Electric | 01022021 |  | Schneider Electric |  | SER | MGU3.106.30N |  |  | 8.28 |  | 1 |  | 10 | Drukknop met signaallamp 1m | Poussoir voyant rep lumineux 1m |  | PUSH BUTTON LOCATOR LAMP 10A 1 MODULE | [8 empty] | 09.07 | 1 | [8 empty] | 1 | 8420375114232 | 0 |  | 22.6 | 7 | 7 | 4 | 0.196 | 28420375114236 | 10 | 280 | 13.6 | 4.4 | 33.5 |  | 48420375114230 | 20 | 789 | 40 | 15 | 15 |  |  | 640 | 33248 | 60 | 80 | 75 |  |  |  | 16 | N | [12 empty] | SU2 | P5 | 8536508099 | [14 empty] | Drukknop mt lokaliseringslampje, steekklemmen, 1 module, Unica Top, Aluminium | Bouton-poussoir, voyant repérage, connexion rapide, 1 module, Unica Top, Alu | [17 empty] | https://eref.se.com/be/nl/sis-tarif/product/MGU3.106.30N | https://eref.se.com/be/fr/sis-tarif/product/MGU3.106.30N
Schneider Electric | Schneider Electric | 01022021 |  | Schneider Electric |  | SER | MGU3.107T.12 |  |  | 10.66 |  | 1 |  | 10 | Rolluikdrukknop 1 mod Grafiet | Poussoir volets roulants 1 mod Graph |  | PB 10 A SCREWLESS TERMINALS WITH BELL SY | [8 empty] | 09.07 | 1 | [8 empty] | 40 | 8420375166668 | 0 |  | 29.2 | 5 | 4 | 2 | 0.04 | 28420375166662 | 10 | 347 | 18.5 | 12.5 | 6.5 |  | 38420375166669 | 40 | 1540 | 40 | 15 | 15 |  |  | 1280 | 56260 | 60 | 80 | 75 |  |  |  | 16 | N | [12 empty] | SU2 | P5 | 8536508099 | [14 empty] | Rolluikdrukknop, steekklemmen, 1 module, Unica Top, Grafiet | Poussoir pour volets roulants, connexion rapide, 1 module, Unica Top, Graphite | [17 empty] | https://eref.se.com/be/nl/sis-tarif/product/MGU3.107T.12 | https://eref.se.com/be/fr/sis-tarif/product/MGU3.107T.12
Schneider Electric | Schneider Electric | 01022021 |  | Schneider Electric |  | SER | MGU3.107T.18 |  |  | 9.06 |  | 1 |  | 10 | UNICA Switch Double | Poussoir volets roulants 1 mod Blanc |  | Roller Blind Push-Button Screw 1m | [8 empty] | 09.07 | 1 | [8 empty] | 1 | 8420375155860 | 0 |  | 28 | 5 | 5 | 2 | 0.05 | 28420375155864 | 10 | 345 | 7 | 19 | 13 |  | 48420375155868 | 160 | 6080 | 40 | 30 | 30 |  |  | 1280 | 56940 | 60 | 80 | 77 |  |  |  | 10 | N | [12 empty] | SU1 | P4 | 8536508099 | [14 empty] | Rolluikdrukknop, steekklemmen, 1 module, Unica Plus, Wit | Poussoir pour volets roulants, connexion rapide, 1 module, Unica Plus, Blanc | [17 empty] | https://eref.se.com/be/nl/sis-tarif/product/MGU3.107T.18 | https://eref.se.com/be/fr/sis-tarif/product/MGU3.107T.18
Schneider Electric | Schneider Electric | 01022021 |  | Schneider Electric |  | SER | MGU3.107T.25 |  |  | 9.06 |  | 1 |  | 10 | Rolluikdrukknop 1 mod Ivoor | Poussoir volets roulants 1 mod Ivoire |  | Roller Blind Push-Button Screw 1m | [8 empty] | 09.07 | 1 | [8 empty] | 1 | 8420375155877 | 0 |  | 29.5 | 7 | 7 | 4 | 0.196 | 28420375155871 | 10 | 184 | 13.6 | 4.4 | 33.5 |  | 38420375155878 | 80 | 3009 | 40 | 30 | 15 |  |  | 1280 | 56144 | 60 | 80 | 75 |  |  |  | 10 | N | [12 empty] | SU1 | P4 | 8536508099 | [14 empty] | Rolluikdrukknop, steekklemmen, 1 module, Unica Plus, Ivoor | Poussoir pour volets roulants, connexion rapide, 1 module, Unica Plus, Ivoire | [17 empty] | https://eref.se.com/be/nl/sis-tarif/product/MGU3.107T.25 | https://eref.se.com/be/fr/sis-tarif/product/MGU3.107T.25
Schneider Electric | Schneider Electric | 01022021 |  | Schneider Electric |  | SER | MGU3.107T.30 |  |  | 10.66 |  | 1 |  | 10 | Rolluikdrukknop 1 mod Aluminium | Poussoir volets roulants 1 mod Aluminium |  | Roller Blind Push-Button Screw 1m | [8 empty] | 09.07 | 1 | [8 empty] | 1 | 8420375155884 | 0 |  | 30 | 7 | 7 | 3 | 0.147 | 28420375155888 | 10 | 350 | 0.186 | 0.124 | 0.066 |  |  | 40 | 1630 | 40 | 15 | 15 |  |  | 640 | 39250 | 60 | 80 | 77 |  |  |  | 10 | N | [12 empty] | SU2 | P5 | 8536508099 | [14 empty] | Rolluikdrukknop, steekklemmen, 1 module, Unica Top, Aluminium | Poussoir pour volets roulants, connexion rapide, 1 module, Unica Top, Aluminium | [17 empty] | https://eref.se.com/be/nl/sis-tarif/product/MGU3.107T.30 | https://eref.se.com/be/fr/sis-tarif/product/MGU3.107T.30
Schneider Electric | Schneider Electric | 01022021 |  | Schneider Electric |  | SER | MGU3.108T.12 |  |  | 7.97 |  | 1 |  | 10 | Rolluikschakelaar 1 Mod Grafiet | Interrupteur volets roulants 1 mod Graph |  | Roller Blind Switch Screw 1m | [8 empty] | 09.07 | 1 | [8 empty] | 1 | 8420375166675 | 0 |  | 28 | 7 | 7 | 4 | 0.196 | 28420375166679 | 10 | 348 | 1.86 | 1.24 | 0.68 |  |  | 80 | 3240 | 40 | 30 | 15 |  |  | 1280 | 60320 | 60 | 80 | 60 |  |  |  | 10 | N | [12 empty] | SU2 | P5 | 8536508099 | [14 empty] | Rolluikschakelaar, steekklemmen, 1 module, Unica Top, Grafiet | Interrupteur volets roulants, connexion rapide, 1 module, Unica Top, Graphite | [17 empty] | https://eref.se.com/be/nl/sis-tarif/product/MGU3.108T.12 | https://eref.se.com/be/fr/sis-tarif/product/MGU3.108T.12
Schneider Electric | Schneider Electric | 01022021 |  | Schneider Electric |  | SER | MGU3.108T.18 |  |  | 6.79 |  | 1 |  | 10 | Rolluikschakelaar 1 Mod Wit | Interrupteur volets roulants 1 mod Blanc |  | Roller Blind Switch Screw 1m | [8 empty] | 09.07 | 1 | [8 empty] | 1 | 8420375155891 | 0 |  | 29 | 4 | 5 | 2 | 0.04 | 28420375155895 | 10 | 184 | 13.6 | 4.4 | 33.5 |  | 38420375155892 | 160 | 6000 | 40 | 30 | 30 |  |  | 1280 | 57000 | 60 | 80 | 77 |  |  |  | 10 | N | [12 empty] | SU1 | P4 | 8536508099 | [14 empty] | Rolluikschakelaar, steekklemmen, 1 module, Unica Plus, Wit | Interrupteur pour volets roulants, connexion rapide, 1 module, Unica Plus, Blanc | [17 empty] | https://eref.se.com/be/nl/sis-tarif/product/MGU3.108T.18 | https://eref.se.com/be/fr/sis-tarif/product/MGU3.108T.18
Schneider Electric | Schneider Electric | 01022021 |  | Schneider Electric |  | SER | MGU3.108T.25 |  |  | 6.79 |  | 1 |  | 10 | Rolluikschakelaar 1 Mod Ivoor | Interrupteur volets roulants 1 mod Ivoir |  | Roller Blind Switch Screw 1m | [8 empty] | 09.07 | 1 | [8 empty] | 1 | 8420375155907 | 0 |  | 30 | 7 | 7 | 4 | 0.196 | 28420375155901 | 10 | 184 | 13.6 | 4.4 | 33.5 |  |  | 160 | 5200 | 40 | 30 | 30 |  |  | 1280 | 44140 | 60 | 80 | 77 |  |  |  | 10 | N | [12 empty] | SU1 | P4 | 8536508099 | [14 empty] | Rolluikschakelaar, steekklemmen, 1 module, Unica Plus, Ivoor | Interrupteur volets roulants, connexion rapide, 1 module, Unica Plus, Ivoire | [17 empty] | https://eref.se.com/be/nl/sis-tarif/product/MGU3.108T.25 | https://eref.se.com/be/fr/sis-tarif/product/MGU3.108T.25
Schneider Electric | Schneider Electric | 01022021 |  | Schneider Electric |  | SER | MGU3.108T.30 |  |  | 7.97 |  | 1 |  | 10 | Rolluikschakelaar 1 Mod Aluminium | Interrupteur volets roulants 1 mod Alu |  | Roller Blind Switch Screw 1m | [8 empty] | 09.07 | 1 | [8 empty] | 1 | 8420375155914 | 0 |  | 30 | 8 | 6 | 3 | 0.144 | 28420375155918 | 10 | 340 | 7 | 19 | 13 |  |  | 80 | 3270 | 40 | 30 | 15 |  |  | 1280 | 60840 | 60 | 80 | 77 |  |  |  | 10 | N | [12 empty] | SU2 | P5 | 8536508099 | [14 empty] | Rolluikschakelaar, steekklemmen, 1 module, Unica Top, Aluminium | Interrupteur volets roulants, connexion rapide, 1 module, Unica Top, Aluminium | [17 empty] | https://eref.se.com/be/nl/sis-tarif/product/MGU3.108T.30 | https://eref.se.com/be/fr/sis-tarif/product/MGU3.108T.30
Schneider Electric | Schneider Electric | 01022021 |  | Schneider Electric |  | SER | MGU3.136.12 |  |  | 6.66 |  | 1 |  | 10 | DRUKKNOP NG 1M | BOUTON POUSSOIR NF 1M |  | PUSH BUTTON NORMALLY CLOSED 10A 1 MODUL | [8 empty] | 09.07 | 1 | [8 empty] | 1 | 8420375152401 | 0 |  | 42 | 7 | 7 | 4 | 0.196 | 28420375152405 | 10 | 420 | 13.6 | 4.4 | 33.5 |  |  | 40 | 1680 | 40 | 30 | 15 | [10 empty] | 16 | N | [12 empty] | SU2 | P5 | 8536508099 | [14 empty] | Drukknop, NG, steekklemmen, 1 module, Unica Top, Grafiet | Bouton-poussoir, NF, connexion rapide, 1 module, Unica Top, Graphite | [17 empty] | https://eref.se.com/be/nl/sis-tarif/product/MGU3.136.12 | https://eref.se.com/be/fr/sis-tarif/product/MGU3.136.12
Schneider Electric | Schneider Electric | 01022021 |  | Schneider Electric |  | SER | MGU3.136.18 |  |  | 5.74 |  | 1 |  | 10 | DRUKKNOP NG 1M | BOUTON POUSSOIR NF 1M |  | NC push button 1m | [8 empty] | 09.07 | 1 | [8 empty] | 1 | 8420375124958 | 0 |  | 20 | 7 | 7 | 5 | 0.245 | 18420375124955 | 10 | 273 | 3.35 | 1.35 | 0.45 |  | 48420375124956 | 20 | 674 | 40 | 15 | 15 | [10 empty] | 16 | N | [12 empty] | SU1 | P4 | 8536508099 | [14 empty] | Drukknop, NG, steekklemmen, 1 module, Unica Plus, Wit | Bouton-poussoir, NF, connexion rapide, 1 module, Unica Plus, Blanc | [17 empty] | https://eref.se.com/be/nl/sis-tarif/product/MGU3.136.18 | https://eref.se.com/be/fr/sis-tarif/product/MGU3.136.18
Schneider Electric | Schneider Electric | 01022021 |  | Schneider Electric |  | SER | MGU3.136.25 |  |  | 5.74 |  | 1 |  | 10 | DRUKKNOP NG 1M | BOUTON POUSSOIR NF 1M |  | NC push button 1m | [8 empty] | 09.07 | 1 | [8 empty] | 1 | 8420375124965 | 0 |  | 42 | 7 | 4 | 7 | 0.196 | 28420375124969 | 10 | 420 | 13.6 | 4.4 | 33.5 |  |  | 20 | 840 | 40 | 15 | 15 |  |  | 640 | 26880 | 60 | 80 | 77 |  |  |  | 16 | N | [12 empty] | SU1 | P4 | 8536508099 | [14 empty] | Drukknop, NG, steekklemmen, 1 module, Unica Plus, Ivoor | Bouton-poussoir, NF, connexion rapide, 1 module, Unica Plus, Ivoire | [17 empty] | https://eref.se.com/be/nl/sis-tarif/product/MGU3.136.25 | https://eref.se.com/be/fr/sis-tarif/product/MGU3.136.25
Schneider Electric | Schneider Electric | 01022021 |  | Schneider Electric |  | SER | MGU3.136.30 |  |  | 6.66 |  | 1 |  | 10 | DRUKKNOP NG 1M | BOUTON POUSSOIR NF 1M |  | PUSH BUTTON NORMALLY CLOSED 10A 1 MODUL | [8 empty] | 09.07 | 1 | [8 empty] | 1 | 8420375114263 | 0 |  | 42 | 7 | 7 | 4 | 0.196 | 28420375114267 | 10 | 420 | 13.6 | 4.4 | 33.5 |  |  | 40 | 1680 | 40 | 30 | 15 | [10 empty] | 16 | N | [12 empty] | SU2 | P5 | 8536508099 | [14 empty] | Drukknop, NG, steekklemmen, 1 module, Unica Top, Aluminium | Bouton-poussoir, NF, connexion rapide, 1 module, Unica Top, Aluminium | [17 empty] | https://eref.se.com/be/nl/sis-tarif/product/MGU3.136.30 | https://eref.se.com/be/fr/sis-tarif/product/MGU3.136.30
Schneider Electric | Schneider Electric | 01022021 |  | Schneider Electric |  | SER | MGU3.162.12 |  |  | 10.11 |  | 1 |  | 10 | INTERRUPTEUR BIPOLAIRE 1M | TWEEPOLIGE SCHAKELAAR 1M |  | Double pole one-way switch 1m | [8 empty] | 09.07 | 1 | [8 empty] | 1 | 8420375152449 | 0 |  | 28 | 7 | 4 | 7 | 0.196 | 28420375152443 | 10 | 280 | 13.6 | 4.4 | 33.5 |  |  | 40 | 1120 | 40 | 30 | 15 |  |  | 640 | 17920 | 60 | 80 | 77 |  |  |  | 16 | N | [12 empty] | SU2 | P5 | 8536508099 | [14 empty] | Unica Top/Class - tuimelschakelaar - 1-weg - 16 AX 250 VAC - 1 m - graf. | Unica Top/Unica - inter. à bascule - unilatéral - 16 AX 250 V CA -1 m- graph. | [17 empty] | https://eref.se.com/be/nl/sis-tarif/product/MGU3.162.12 | https://eref.se.com/be/fr/sis-tarif/product/MGU3.162.12
Schneider Electric | Schneider Electric | 01022021 |  | Schneider Electric |  | SER | MGU3.162.12S |  |  | 12.85 |  | 1 |  | 10 | TWEEPOLIGE SCHAKELAAR MET VERKLIKKER 1M | INTERRUPTEUR BIPOLAIRE VOYANT 1M |  | DOUBLE POLE ONE WAY SW INDIC LAMP SC 16A | [8 empty] | 09.07 | 1 | [8 empty] | 1 | 8420375152456 | 0 |  | 29 | 7 | 7 | 5 | 0.245 | 28420375152450 | 10 | 280 | 13.6 | 4.4 | 33.5 |  | 48420375152454 | 40 | 1653 | 40 | 30 | 15 | [10 empty] | 16 | N | [12 empty] | SU2 | P5 | 8536508099 | [14 empty] | Unica Top/Class - tuimelschakelaar - 1-weg - 16 AX 250 VAC - 1 m - graf. | Unica Top/Unica - inter. à bascule - unilatéral - 16 AX 250 V CA -1 - graph. | [17 empty] | https://eref.se.com/be/nl/sis-tarif/product/MGU3.162.12S | https://eref.se.com/be/fr/sis-tarif/product/MGU3.162.12S
Schneider Electric | Schneider Electric | 01022021 |  | Schneider Electric |  | SER | MGU3.162.18 |  |  | 8.71 |  | 1 |  | 10 | INTERRUPTEUR BIPOLAIRE 1M | TWEEPOLIGE SCHAKELAAR 1M |  | SW 16 AX DOUBLE POLE ONE-WAY SCREW TERMI | [8 empty] | 09.07 | 1 | [8 empty] | 1 | 8420375125030 | 0 |  | 27.2 | 7 | 7 | 4 | 0.196 | 18420375125037 | 10 | 280 | 13.6 | 4.4 | 33.5 |  | 48420375125038 | 40 | 1609 | 40 | 30 | 15 |  |  | 640 | 33749 | 60 | 80 | 75 |  |  |  | 16 | N | [12 empty] | SU1 | P4 | 8536508099 | [14 empty] | Unica - tuimelschakelaar - 1-weg - 16 AX 250 VAC - 1 m - wit | Unica - INTERRUPTEUR à bascule - unilatéral - 16 AX 250 VCA - 1 m - blanc | [17 empty] | https://eref.se.com/be/nl/sis-tarif/product/MGU3.162.18 | https://eref.se.com/be/fr/sis-tarif/product/MGU3.162.18
Schneider Electric | Schneider Electric | 01022021 |  | Schneider Electric |  | SER | MGU3.162.18S |  |  | 10.9 |  | 1 |  | 10 | TWEEPOLIGE SCHAKELAAR MET VERKLIKKER 1M | INTERRUPTEUR BIPOLAIRE VOYANT 1M |  | 2X POLE ONE-WAY SWITCH 16A LAMP 1M | [8 empty] | 09.07 | 1 | [8 empty] | 1 | 8420375125047 | 0 |  | 30 | 7 | 7 | 5 | 0.245 | 18420375125044 | 10 | 280 | 33.5 | 13.6 | 4.4 |  | 48420375125045 | 40 | 1744 | 40 | 30 | 15 |  |  | 640 | 36404 | 60 | 80 | 77 |  |  |  | 10 | N | [12 empty] | SU1 | P4 | 8536508099 | [14 empty] | Unica - tuimelschakelaar - 1-weg - 16 AX 250 VAC - 1 m - wit | Unica - INTERRUPTEUR à bascule - unilatéral - 16 AX 250 VCA - 1 m - blanc | [17 empty] | https://eref.se.com/be/nl/sis-tarif/product/MGU3.162.18S | https://eref.se.com/be/fr/sis-tarif/product/MGU3.162.18S
Schneider Electric | Schneider Electric | 01022021 |  | Schneider Electric |  | SER | MGU3.162.25 |  |  | 8.71 |  | 1 |  | 10 | INTERRUPTEUR BIPOLAIRE 1M | TWEEPOLIGE SCHAKELAAR 1M |  | Double pole one-way switch 1m | [8 empty] | 09.07 | 1 | [8 empty] | 1 | 8420375125054 | 0 |  | 28 | 7 | 4 | 7 | 0.196 | 28420375125058 | 10 | 280 | 13.6 | 4.4 | 33.5 |  |  | 40 | 1120 | 40 | 30 | 15 | [10 empty] | 16 | N | [12 empty] | SU1 | P4 | 8536508099 | [14 empty] | Unica - tuimelschakelaar - 1-weg - 16 AX 250 VAC - 1 m - ivoor | Unica - INTERRUPTEUR à bascule - unilatéral - 16 AX 250 VCA - 1 m - ivoire | [17 empty] | https://eref.se.com/be/nl/sis-tarif/product/MGU3.162.25 | https://eref.se.com/be/fr/sis-tarif/product/MGU3.162.25
Schneider Electric | Schneider Electric | 01022021 |  | Schneider Electric |  | SER | MGU3.162.25S |  |  | 10.9 |  | 1 |  | 10 | TWEEPOLIGE SCHAKELAAR MET VERKLIKKER 1M | INTERRUPTEUR BIPOLAIRE VOYANT 1M |  | Double pole one-way switch lamp 1m | [8 empty] | 09.07 | 1 | [8 empty] | 1 | 8420375125061 | 0 |  | 30 | 7 | 7 | 4 | 0.196 |  | 10 | 360 | 33.6 | 13.6 | 4.8 |  |  | 40 | 1900 | 40 | 30 | 15 |  |  | 640 | 38820 | 60 | 80 | 77 |  |  |  | 10 | N | [12 empty] | SU1 | P4 | 8536508099 | [14 empty] | Unica - tuimelschakelaar - 1-weg - 16 AX 250 VAC - 1 m - ivoor | Unica - INTERRUPTEUR à bascule - unilatéral - 16 AX 250 VCA - 1 m - ivoire | [17 empty] | https://eref.se.com/be/nl/sis-tarif/product/MGU3.162.25S | https://eref.se.com/be/fr/sis-tarif/product/MGU3.162.25S
Schneider Electric | Schneider Electric | 01022021 |  | Schneider Electric |  | SER | MGU3.162.30 |  |  | 10.11 |  | 1 |  | 10 | INTERRUPTEUR BIPOLAIRE 1M | TWEEPOLIGE SCHAKELAAR 1M |  | Double pole one-way switch 1m | [8 empty] | 09.07 | 1 | [8 empty] | 1 | 8420375114300 | 0 |  | 28 | 7 | 4 | 7 | 0.196 | 28420375114304 | 10 | 280 | 13.6 | 4.4 | 33.5 |  |  | 40 | 1120 | 40 | 30 | 15 | [10 empty] | 16 | N | [12 empty] | SU2 | P5 | 8536508099 | [33 empty] | https://eref.se.com/be/nl/sis-tarif/product/MGU3.162.30 | https://eref.se.com/be/fr/sis-tarif/product/MGU3.162.30
Schneider Electric | Schneider Electric | 01022021 |  | Schneider Electric |  | SER | MGU3.162.30S |  |  | 12.85 |  | 1 |  | 10 | TWEEPOLIGE SCHAKELAAR MET VERKLIKKER 1M | INTERRUPTEUR BIPOLAIRE VOYANT 1M |  | DOUBLE POLE ONE WAY SW INDIC LAMP SC 16A | [8 empty] | 09.07 | 1 | [8 empty] | 1 | 8420375114317 | 0 |  | 36 | 7 | 7 | 4 | 0.196 | 28420375114311 | 10 | 280 | 13.6 | 4.4 | 33.5 |  | 48420375114315 | 20 | 828 | 40 | 15 | 15 | [10 empty] | 16 | N | [12 empty] | SU2 | P5 | 8536508099 | [14 empty] | Unica Top/Class - tuimelschakelaar - 1-weg - 16 AX 250 VAC - 1 m - alu. | Unica Top/Unica - inter. à bascule - unilatéral - 16 AX 250 V CA - 1 m - alu. | [17 empty] | https://eref.se.com/be/nl/sis-tarif/product/MGU3.162.30S | https://eref.se.com/be/fr/sis-tarif/product/MGU3.162.30S
Schneider Electric | Schneider Electric | 01022021 |  | Schneider Electric |  | SER | MGU3.201.12 |  |  | 5.85 |  | 1 |  | 10 | Enkelpolige schakelaar 2m | Interrupteur 2m |  | One-way switch 2m | [8 empty] | 09.07 | 1 | [8 empty] | 1 | 8420375152494 | 0 |  | 24 | 7 | 7 | 4 | 0.196 | 28420375152498 | 10 | 307.75 | 3.3 | 1.35 | 0.45 |  | 38420375152495 | 120 | 4063 | 40 | 30 | 30 |  |  | 960 | 39484 | 60 | 80 | 75 |  |  |  | 10 | N | [12 empty] | SU2 | P5 | 8536508099 | [14 empty] | Enkelpolige schakelaar, steekklemmen, 2 modules, Unica Top, Grafiet | Interrupteur unipolaire, connexion rapide, 2 modules, Unica Top, Graphite | [17 empty] | https://eref.se.com/be/nl/sis-tarif/product/MGU3.201.12 | https://eref.se.com/be/fr/sis-tarif/product/MGU3.201.12
Schneider Electric | Schneider Electric | 01022021 |  | Schneider Electric |  | SER | MGU3.201.18 |  |  | 4.2 |  | 1 |  | 10 | Enkelpolige schakelaar 2m | Interrupteur 2m |  | One-way switch 2m | [8 empty] | 09.07 | 1 | [8 empty] | 1 | 8420375125139 | 0 |  | 24.25 | 7 | 7 | 5 | 0.245 | 28420375125133 | 10 | 307 | 3.3 | 1.35 | 0.45 |  | 38420375125130 | 120 | 4049 | 40 | 30 | 30 |  |  | 960 | 39372 | 60 | 80 | 75 |  |  |  | 10 | N | [12 empty] | SU1 | P4 | 8536508099 | [14 empty] | Enkelpolige schakelaar, steekklemmen, 2 modules, Unica Plus, Wit | Interrupteur unipolaire, connexion rapide, 2 modules, Unica Plus, Blanc | [17 empty] | https://eref.se.com/be/nl/sis-tarif/product/MGU3.201.18 | https://eref.se.com/be/fr/sis-tarif/product/MGU3.201.18
Schneider Electric | Schneider Electric | 01022021 |  | Schneider Electric |  | SER | MGU3.201.25 |  |  | 4.2 |  | 1 |  | 10 | Enkelpolige schakelaar 2m | Interrupteur 2m |  | One-way switch 2m | [8 empty] | 09.07 | 1 | [8 empty] | 1 | 8420375125177 | 0 |  | 24 | 7 | 7 | 5 | 0.245 | 28420375125171 | 10 | 280 | 13.6 | 4.4 | 33.5 |  | 38420375125178 | 120 | 4038 | 40 | 30 | 30 |  |  | 960 | 39284 | 60 | 80 | 75 |  |  |  | 10 | N | [12 empty] | SU1 | P4 | 8536508099 | [14 empty] | Enkelpolige schakelaar, steekklemmen, 2 modules, Unica Plus, Ivoor | Interrupteur unipolaire, connexion rapide, 2 modules, Unica Plus, Ivoire | [17 empty] | https://eref.se.com/be/nl/sis-tarif/product/MGU3.201.25 | https://eref.se.com/be/fr/sis-tarif/product/MGU3.201.25
Schneider Electric | Schneider Electric | 01022021 |  | Schneider Electric |  | SER | MGU3.201.30 |  |  | 5.85 |  | 1 |  | 10 | Enkelpolige schakelaar 2m | Interrupteur 2m |  | One-way switch 2m | [8 empty] | 09.07 | 1 | [8 empty] | 1 | 8420375114355 | 0 |  | 23.9 | 7 | 7 | 4 | 0.196 | 28420375114359 | 10 | 305 | 14 | 4.5 | 34 |  | 38420375114356 | 120 | 4091 | 40 | 30 | 30 |  |  | 960 | 40728 | 60 | 80 | 75 |  |  |  | 10 | N | [12 empty] | SU2 | P5 | 8536508099 | [14 empty] | Enkelpolige schakelaar, steekklemmen, 2 modules, Unica Top, Aluminium | Interrupteur unipolaire, connexion rapide, 2 modules, Unica Top, Aluminium | [17 empty] | https://eref.se.com/be/nl/sis-tarif/product/MGU3.201.30 | https://eref.se.com/be/fr/sis-tarif/product/MGU3.201.30
Schneider Electric | Schneider Electric | 01022021 |  | Schneider Electric |  | SER | MGU3.203.12 |  |  | 6.27 |  | 1 |  | 10 | Wisselschakelaar 2m | Va et vient 2m |  | TWO WAY SW 10A 2 MODULES | [8 empty] | 09.07 | 1 | [8 empty] | 1 | 8420375152531 | 0 |  | 25.5 | 7 | 7 | 4 | 0.196 | 28420375152535 | 10 | 320 | 34 | 14 | 4.8 |  | 48420375152539 | 240 | 8342 | 60 | 40 | 30 |  |  | 960 | 41368 | 60 | 80 | 75 |  |  |  | 10 | N | [12 empty] | SU2 | P5 | 8536508099 | [14 empty] | Wisselschakelaar, steekklemmen, 2 moduless, Unica Top, Grafiet | Va-et-vient, connexion rapide, 2 modules, Unica Top, Graphite | [17 empty] | https://eref.se.com/be/nl/sis-tarif/product/MGU3.203.12 | https://eref.se.com/be/fr/sis-tarif/product/MGU3.203.12
Schneider Electric | Schneider Electric | 01022021 |  | Schneider Electric |  | SER | MGU3.203.12N |  |  | 7.58 |  | 1 |  | 10 | Wisselschakelaar met signaallamp 2m | Va-et vient voyant rep lumineux 2m |  | TWO WAY SW LOCATOR LAMP 10A 2 MODULES | [8 empty] | 09.07 | 1 | [8 empty] | 1 | 8420375152548 | 0 |  | 28 | 7 | 7 | 5 | 0.245 | 28420375152542 | 10 | 346 | 33.2 | 13.5 | 4.6 |  | 48420375152546 | 120 | 5000 | 40 | 30 | 30 |  |  | 960 | 45000 | 60 | 80 | 60 |  |  |  | 10 | N | [12 empty] | SU2 | P5 | 8536508099 | [14 empty] | Wisselschakelaar, lokaliseringslampje, steekklemmen, 2 modules,Unica Top,Grafiet | Va-et-vient, voyant repérage, connexion rapide, 2 modules, Unica Top, Graphite | [17 empty] | https://eref.se.com/be/nl/sis-tarif/product/MGU3.203.12N | https://eref.se.com/be/fr/sis-tarif/product/MGU3.203.12N
Schneider Electric | Schneider Electric | 01022021 |  | Schneider Electric |  | SER | MGU3.203.12S |  |  | 7.58 |  | 1 |  | 10 | Wisselschakelaar met verklikker 2m | Va et vient voyant temoin 2m |  | TWO WAY SW INDICATOR LAMP 10A 2 MODULES | [8 empty] | 09.07 | 1 | [8 empty] | 1 | 8420375152555 | 0 |  | 29 | 7 | 7 | 4 | 0.196 | 28420375152559 | 10 | 300 | 13.6 | 4.4 | 33.5 |  | 48420375152553 | 40 | 1879 | 40 | 30 | 15 | [10 empty] | 16 | N | [12 empty] | SU2 | P5 | 8536508099 | [14 empty] | Wisselschakelaar, verklikkerlampje, steekklemmen, 2 modules, Unica Top, Grafiet | Va-et-vient, voyant témoin, connexion rapide, 2 modules, Unica Top, Graphite | [17 empty] | https://eref.se.com/be/nl/sis-tarif/product/MGU3.203.12S | https://eref.se.com/be/fr/sis-tarif/product/MGU3.203.12S
Schneider Electric | Schneider Electric | 01022021 |  | Schneider Electric |  | SER | MGU3.203.18 |  |  | 4.51 |  | 1 |  | 10 | Wisselschakelaar 2m | Va et vient 2m |  | Two-way switch 2m | [8 empty] | 09.07 | 1 | [8 empty] | 1 | 8420375125214 | 0 |  | 25.7 | 7 | 7 | 4 | 0.196 | 18420375125211 | 10 | 325 | 14 | 34 | 4.5 |  | 48420375125212 | 120 | 4226 | 40 | 30 | 30 |  | 78420375125213 | 960 | 40788 | 60 | 80 | 75 |  |  |  | 2 | Y | [12 empty] | SU1 | P4 | 8536508099 | [14 empty] | Wisselschakelaar, steekklemmen, 2 modules, Unica Plus, Wit | Va-et-vient, connexion rapide, 2 modules, Unica Plus, Blanc | [17 empty] | https://eref.se.com/be/nl/sis-tarif/product/MGU3.203.18 | https://eref.se.com/be/fr/sis-tarif/product/MGU3.203.18
Schneider Electric | Schneider Electric | 01022021 |  | Schneider Electric |  | SER | MGU3.203.18N |  |  | 6.42 |  | 1 |  | 10 | Wisselschakelaar met signaallamp 2m | Va-et vient voyant rep lumineux 2m |  | Two-way switch locator lamp 2m | [8 empty] | 09.07 | 1 | [8 empty] | 1 | 8420375125221 | 0 |  | 28 | 7 | 7 | 4 | 0.196 | 18420375125228 | 10 | 300 | 13.6 | 4.4 | 33.5 |  | 48420375125229 | 120 | 4515 | 40 | 30 | 30 | [10 empty] | 10 | N | [12 empty] | SU1 | P4 | 8536508090 | [14 empty] | Wisselschakelaar, lokaliseringslampje, steekklemmen, 2 modules, Unica Plus, Wit | Va-et-vient, voyant repérage, connexion rapide, 2 modules, Unica plus, Blanc | [17 empty] | https://eref.se.com/be/nl/sis-tarif/product/MGU3.203.18N | https://eref.se.com/be/fr/sis-tarif/product/MGU3.203.18N
Schneider Electric | Schneider Electric | 01022021 |  | Schneider Electric |  | SER | MGU3.203.18S |  |  | 6.42 |  | 1 |  | 10 | Wisselschakelaar met verklikker 2m | Va et vient voyant temoin 2m |  | Two-way switch indicator lamp 2m | [8 empty] | 09.07 | 1 | [8 empty] | 1 | 8420375125238 | 0 |  | 30 | 7 | 6 | 5 | 0.21 | 18420375125235 | 10 | 365 | 33.5 | 14 | 4.5 |  | 48420375125236 | 40 | 1903 | 40 | 30 | 15 | [10 empty] | 2 | Y | [12 empty] | SU1 | P4 | 8536508090 | [14 empty] | Wisselschakelaar, verklikkerlampje, steekklemmen, 2 modules, Unica Plus, Wit | Va-et-vient, voyant témoin, connexion rapide, 2 modules, Unica Plus, Blanc | [17 empty] | https://eref.se.com/be/nl/sis-tarif/product/MGU3.203.18S | https://eref.se.com/be/fr/sis-tarif/product/MGU3.203.18S
Schneider Electric | Schneider Electric | 01022021 |  | Schneider Electric |  | SER | MGU3.203.25 |  |  | 4.51 |  | 1 |  | 10 | Wisselschakelaar 2m | Va et vient 2m |  | Two-way switch 2m | [8 empty] | 09.07 | 1 | [8 empty] | 1 | 8420375125245 | 0 |  | 25.75 | 7 | 7 | 4 | 0.196 | 28420375125249 | 10 | 322 | 3.3 | 1.35 | 0.45 |  | 38420375125246 | 120 | 4232 | 40 | 30 | 30 |  |  | 960 | 40836 | 60 | 80 | 75 |  |  |  | 10 | N | [12 empty] | SU1 | P4 | 8536508099 | [14 empty] | Wisselschakelaar, steekklemmen, 2 moduless, Unica Plus, Ivoor | Va-et-vient, connexion rapide, 2 modules, Unica Plus, Ivoire | [17 empty] | https://eref.se.com/be/nl/sis-tarif/product/MGU3.203.25 | https://eref.se.com/be/fr/sis-tarif/product/MGU3.203.25
Schneider Electric | Schneider Electric | 01022021 |  | Schneider Electric |  | SER | MGU3.203.25N |  |  | 6.42 |  | 1 |  | 10 | Wisselschakelaar met signaallamp 2m | Va-et vient voyant rep lumineux 2m |  | Two-way switch locator lamp 2m | [8 empty] | 09.07 | 1 | [8 empty] | 1 | 8420375125252 | 0 |  | 28 | 7 | 7 | 4 | 0.196 | 28420375125256 | 10 | 346 | 3.3 | 1.35 | 0.45 |  | 38420375125253 | 40 | 1612 | 40 | 30 | 15 |  |  | 640 | 33792 | 60 | 80 | 75 |  |  |  | 16 | N | [12 empty] | SU1 | P4 | 8536508099 | [14 empty] | Wisselschakelaar, lokaliseringslampje, steekklemmen, 2 modules, Unica Plus,Ivoor | Va-et-vient, voyant repérage, connexion rapide, 2 modules, Unica plus, Ivoire | [17 empty] | https://eref.se.com/be/nl/sis-tarif/product/MGU3.203.25N | https://eref.se.com/be/fr/sis-tarif/product/MGU3.203.25N
Schneider Electric | Schneider Electric | 01022021 |  | Schneider Electric |  | SER | MGU3.203.25S |  |  | 6.42 |  | 1 |  | 10 | Wisselschakelaar met verklikker 2m | Va et vient voyant temoin 2m |  | Two-way switch indicator lamp 2m | [8 empty] | 09.07 | 1 | [8 empty] | 1 | 8420375125269 | 0 |  | 30 | 7 | 7 | 4 | 0.196 | 28420375125263 | 10 | 300 | 13.6 | 4.4 | 33.5 |  |  | 40 | 1200 | 40 | 30 | 15 |  |  | 640 | 19200 | 60 | 80 | 77 |  |  |  | 10 | N | [12 empty] | SU1 | P4 | 8536508099 | [14 empty] | Wisselschakelaar, verklikkerlampje, steekklemmen, 2 modules, Unica Plus, ivoor | Va-et-vient, voyant témoin, connexion rapide, 2 modules, Unica Plus, Ivoire | [17 empty] | https://eref.se.com/be/nl/sis-tarif/product/MGU3.203.25S | https://eref.se.com/be/fr/sis-tarif/product/MGU3.203.25S
Schneider Electric | Schneider Electric | 01022021 |  | Schneider Electric |  | SER | MGU3.203.30 |  |  | 6.27 |  | 1 |  | 10 | Wisselschakelaar 2m | Va et vient 2m |  | TWO WAY SW 10A 2 MODULES | [8 empty] | 09.07 | 1 | [8 empty] | 1 | 8420375114393 | 0 |  | 25 | 7 | 7 | 5 | 0.245 | 28420375114397 | 10 | 300 | 13.6 | 4.4 | 33.5 |  | 48420375114391 | 100 | 3612 | 40 | 30 | 30 |  |  | 800 | 36896 | 60 | 80 | 75 |  |  |  | 10 | N | [12 empty] | SU2 | P5 | 8536508099 | [14 empty] | Wisselschakelaar, steekklemmen, 2 moduless, Unica Top, Aluminium | Va-et-vient, connexion rapide, 2 modules, Unica Top, Aluminium | [17 empty] | https://eref.se.com/be/nl/sis-tarif/product/MGU3.203.30 | https://eref.se.com/be/fr/sis-tarif/product/MGU3.203.30
Schneider Electric | Schneider Electric | 01022021 |  | Schneider Electric |  | SER | MGU3.203.30N |  |  | 7.58 |  | 1 |  | 10 | Wisselschakelaar met signaallamp 2m | Va-et vient voyant rep lumineux 2m |  | TWO WAY SW LOCATOR LAMP 10A 2 MODULES | [8 empty] | 09.07 | 1 | [8 empty] | 1 | 8420375114409 | 0 |  | 28 | 7 | 7 | 4 | 0.196 | 28420375114403 | 10 | 420 | 13.6 | 4.4 | 33.5 |  | 48420375114407 | 20 | 893 | 40 | 15 | 15 |  |  | 640 | 36576 | 60 | 80 | 75 |  |  |  | 10 | N | [12 empty] | SU2 | P5 | 8536508099 | [14 empty] | Wisselschakelaar, lokaliseringslampje, steekklemmen, 2 modules, Unica Top, Alu | Va-et-vient, voyant repérage, connexion rapide, 2 modules, Unica Top, Aluminium | [17 empty] | https://eref.se.com/be/nl/sis-tarif/product/MGU3.203.30N | https://eref.se.com/be/fr/sis-tarif/product/MGU3.203.30N
Schneider Electric | Schneider Electric | 01022021 |  | Schneider Electric |  | SER | MGU3.203.30S |  |  | 7.58 |  | 1 |  | 10 | Wisselschakelaar met verklikker 2m | Va et vient voyant temoin 2m |  | TWO WAY SW INDICATOR LAMP 10A 2 MODULES | [8 empty] | 09.07 | 1 | [8 empty] | 1 | 8420375114416 | 0 |  | 30 | 7 | 7 | 5 | 0.245 | 28420375114410 | 10 | 350 | 0.44 | 1.36 | 3.35 |  | 48420375114414 | 40 | 1456 | 40 | 30 | 15 | [10 empty] | 16 | N | [12 empty] | SU2 | P5 | 8536508099 | [14 empty] | Wisselschakelaar, verklikkerlampje, steekklemmen, 2 modules, Unica Top, Alu | Va-et-vient, voyant témoin, connexion rapide, 2 modules, Unica Top, Aluminium | [17 empty] | https://eref.se.com/be/nl/sis-tarif/product/MGU3.203.30S | https://eref.se.com/be/fr/sis-tarif/product/MGU3.203.30S
Schneider Electric | Schneider Electric | 01022021 |  | Schneider Electric |  | SER | MGU3.205.12 |  |  | 11.68 |  | 1 |  | 10 | Kruisschakelaar 2m | Permutateur 2m |  | INTERMEDIATE SW 10A 2 MODULES | [8 empty] | 09.07 | 1 | [8 empty] | 1 | 8420375152562 | 0 |  | 28.6 | 7 | 7 | 4 | 0.196 | 28420375152566 | 10 | 340 | 13.6 | 4.4 | 33.5 |  | 48420375152560 | 120 | 4640 | 40 | 30 | 30 |  |  | 960 | 45120 | 60 | 80 | 75 |  |  |  | 18 | N | [12 empty] | SU2 | P5 | 8536508090 | [14 empty] | Kruisschakelaar, steekklemmen, 2 modules, Unica Top, Grafiet | Interrupteur permutateur, connexion rapide, 2 modules, Unica Top, Graphite | [17 empty] | https://eref.se.com/be/nl/sis-tarif/product/MGU3.205.12 | https://eref.se.com/be/fr/sis-tarif/product/MGU3.205.12
Schneider Electric | Schneider Electric | 01022021 |  | Schneider Electric |  | SER | MGU3.205.18 |  |  | 8.19 |  | 1 |  | 10 | Kruisschakelaar 2m | Permutateur 2m |  | Intermediate switch 2m | [8 empty] | 09.07 | 1 | [8 empty] | 1 | 8420375125276 | 0 |  | 28.4 | 7 | 7 | 4 | 0.196 | 18420375125273 | 10 | 363 | 14 | 34 | 4.5 |  | 48420375125274 | 120 | 4612 | 40 | 30 | 30 | [10 empty] | 10 | N | [12 empty] | SU1 | P4 | 8536508099 | [14 empty] | Kruisschakelaar, steekklemmen, 2 modules, Unica Plus, Wit | Interrupteur permutateur, connexion rapide, 2 modules, Unica Plus, Blanc | [17 empty] | https://eref.se.com/be/nl/sis-tarif/product/MGU3.205.18 | https://eref.se.com/be/fr/sis-tarif/product/MGU3.205.18
Schneider Electric | Schneider Electric | 01022021 |  | Schneider Electric |  | SER | MGU3.205.25 |  |  | 8.19 |  | 1 |  | 10 | Kruisschakelaar 2m | Permutateur 2m |  | Intermediate switch 2m | [8 empty] | 09.07 | 1 | [8 empty] | 1 | 8420375125290 | 0 |  | 28.6 | 7 | 7 | 4 | 0.196 | 28420375125294 | 10 | 340 | 34 | 4.7 | 14 |  | 38420375125291 | 120 | 4655 | 40 | 30 | 30 |  |  | 960 | 45240 | 60 | 80 | 75 |  |  |  | 10 | N | [12 empty] | SU1 | P4 | 8536508099 | [14 empty] | Kruisschakelaar, steekklemmen, 2 modules, Unica Plus, Ivoor | Interrupteur permutateur, connexion rapide, 2 modules, Unica Plus, Ivoire | [17 empty] | https://eref.se.com/be/nl/sis-tarif/product/MGU3.205.25 | https://eref.se.com/be/fr/sis-tarif/product/MGU3.205.25
Schneider Electric | Schneider Electric | 01022021 |  | Schneider Electric |  | SER | MGU3.205.30 |  |  | 11.68 |  | 1 |  | 10 | Kruisschakelaar 2m | Permutateur 2m |  | INTERMEDIATE SW 10A 2 MODULES | [8 empty] | 09.07 | 1 | [8 empty] | 1 | 8420375114423 | 0 |  | 28.4 | 7 | 7 | 4 | 0.196 | 28420375114427 | 10 | 358 | 14 | 34 | 4.5 |  | 48420375114421 | 100 | 3924 | 40 | 30 | 30 |  |  | 800 | 39392 | 60 | 80 | 75 |  |  |  | 16 | N | [12 empty] | SU2 | P5 | 8536508090 | [14 empty] | Kruisschakelaar, steekklemmen, 2 modules, Unica Top, Aluminium | Interrupteur permutateur, connexion rapide, 2 modules, Unica Top, Aluminium | [17 empty] | https://eref.se.com/be/nl/sis-tarif/product/MGU3.205.30 | https://eref.se.com/be/fr/sis-tarif/product/MGU3.205.30
Schneider Electric | Schneider Electric | 01022021 |  | Schneider Electric |  | SER | MGU3.206.12 |  |  | 7.93 |  | 1 |  | 10 | PUSHBUTTON 2M GRAP | Poussoir 2m |  | PUSH BUTTON 10A NORMALLY OPEN 2 MODULES | [8 empty] | 09.07 | 1 | [8 empty] | 1 | 8420375152586 | 0 |  | 24.5 | 7 | 7 | 4 | 0.196 | 28420375152580 | 10 | 313.5 | 3.34 | 1.35 | 0.46 |  | 48420375152584 | 120 | 4182 | 40 | 30 | 30 |  |  | 960 | 41456 | 60 | 80 | 75 |  |  |  | 10 | N | [12 empty] | SU2 | P5 | 8536508099 | [14 empty] | Drukknop, steekklemmen, 2 modules, Unica Top, Grafiet | Bouton-poussoir, connexion rapide, 2 modules, Unica Top, Graphite | [17 empty] | https://eref.se.com/be/nl/sis-tarif/product/MGU3.206.12 | https://eref.se.com/be/fr/sis-tarif/product/MGU3.206.12
Schneider Electric | Schneider Electric | 01022021 |  | Schneider Electric |  | SER | MGU3.206.12C |  |  | 8.71 |  | 1 |  | 10 | Beldrukknop 2m | Poussoir sonnette 2m |  | Push-buttonBELL 2m | [8 empty] | 09.07 | 1 | [8 empty] | 1 | 8420375152593 | 0 |  | 28 | 7 | 7 | 4 | 0.196 | 28420375152597 | 10 | 280 | 3.35 | 1.36 | 0.44 |  | 48420375152591 | 40 | 1552 | 40 | 30 | 15 | [10 empty] | 16 | N | [12 empty] | SU2 | P5 | 8536501199 | [14 empty] | Beldrukknop, steekklemmen, 2 modules, Unica Top, Grafiet | Bouton-poussoir sonnette, connexion rapide, 2 modules, Unica Top, Graphite | [17 empty] | https://eref.se.com/be/nl/sis-tarif/product/MGU3.206.12C | https://eref.se.com/be/fr/sis-tarif/product/MGU3.206.12C
Schneider Electric | Schneider Electric | 01022021 |  | Schneider Electric |  | SER | MGU3.206.12L |  |  | 8.34 |  | 1 |  | 10 | DRUKKNOP MET LICHTSYMBOOL, 2 MODULES | POUSSOIR AVEC SYMBOLE LUMIÈRE, 2 MODULES |  | Push-button LIGHT 2m | [8 empty] | 09.07 | 1 | [8 empty] | 1 | 8420375152616 | 0 |  | 28 | 7 | 7 | 4 | 0.196 | 28420375152610 | 10 | 280 | 33.5 | 13.6 | 4.4 |  |  | 40 | 1120 | 40 | 30 | 15 |  |  | 640 | 17920 | 60 | 80 | 77 |  |  |  | 16 | N | [12 empty] | SU2 | P5 | 8536508099 | [14 empty] | Unica Top/Class - drukknop - 1-weg - 10 A 250 VAC - 2 m - graf. | Unica Top/Class - bouton-poussoir - unilatéral - 10 A 250 V CA - 2 m - graph. | [17 empty] | https://eref.se.com/be/nl/sis-tarif/product/MGU3.206.12L | https://eref.se.com/be/fr/sis-tarif/product/MGU3.206.12L
Schneider Electric | Schneider Electric | 01022021 |  | Schneider Electric |  | SER | MGU3.206.12N |  |  | 9.51 |  | 1 |  | 10 | Drukknop met signaallamp 2m | Poussoir voyant rep lumineux 2m |  | PUSH BUTTON LOCATOR LAMP 10A 2 MODULES | [8 empty] | 09.07 | 1 | [8 empty] | 1 | 8420375152630 | 0 |  | 26 | 7 | 7 | 5 | 0.245 | 28420375152634 | 10 | 333 | 33.5 | 14 | 5 |  | 48420375152638 | 120 | 4483 | 40 | 30 | 30 |  |  | 960 | 44364 | 60 | 80 | 77 |  |  |  | 10 | N | [12 empty] | SU2 | P5 | 8536508099 | [14 empty] | Drukknop mt lokaliseringslampje, steekklemmen, 2 modules, Unica Top, Grafiet | Bouton-poussoir, voyant repérage, connexion rapide, 2 modules,Unica Top,Graphite | [17 empty] | https://eref.se.com/be/nl/sis-tarif/product/MGU3.206.12N | https://eref.se.com/be/fr/sis-tarif/product/MGU3.206.12N
Schneider Electric | Schneider Electric | 01022021 |  | Schneider Electric |  | SER | MGU3.206.18 |  |  | 6.54 |  | 1 |  | 10 | UNICA Switch | Poussoir 2m |  | Push-button 2m | [8 empty] | 09.07 | 1 | [8 empty] | 1 | 8420375125313 | 0 |  | 24.2 | 7 | 7 | 4 | 0.196 | 18420375125310 | 10 | 280 | 13.6 | 4.4 | 33.5 |  | 48420375125311 | 40 | 1465 | 40 | 30 | 15 |  | 78420375125312 | 640 | 30420 | 60 | 80 | 75 |  |  |  | 6 | N | [12 empty] | SU1 | P4 | 8536508090 | [14 empty] | Drukknop, steekklemmen, 2 modules, Unica Plus, Wit | Bouton-poussoir, connexion rapide, 2 modules, Unica Plus, Blanc | [17 empty] | https://eref.se.com/be/nl/sis-tarif/product/MGU3.206.18 | https://eref.se.com/be/fr/sis-tarif/product/MGU3.206.18
Schneider Electric | Schneider Electric | 01022021 |  | Schneider Electric |  | SER | MGU3.206.18C |  |  | 7.41 |  | 1 |  | 10 | UNICA Push-button 2 mod, bell symbol | Poussoir sonnette 2m |  | Push-buttonBELL 2m | [8 empty] | 09.07 | 1 | [8 empty] | 1 | 8420375125320 | 0 |  | 24 | 7 | 7 | 4 | 0.196 | 18420375125327 | 10 | 307.75 | 3.3 | 1.35 | 0.45 |  | 48420375125328 | 40 | 1466 | 40 | 30 | 15 | [10 empty] | 10 | N | [12 empty] | SU1 | P4 | 8536508099 | [14 empty] | Beldrukknop, steekklemmen, 2 modules, Unica Plus, Wit | Bouton-poussoir sonnette, connexion rapide, 2 modules, Unica Plus, Blanc | [17 empty] | https://eref.se.com/be/nl/sis-tarif/product/MGU3.206.18C | https://eref.se.com/be/fr/sis-tarif/product/MGU3.206.18C
Schneider Electric | Schneider Electric | 01022021 |  | Schneider Electric |  | SER | MGU3.206.18L |  |  | 6.93 |  | 1 |  | 10 | DRUKKNOP MET LICHTSYMBOOL, 2 MODULES | POUSSOIR AVEC SYMBOLE LUMIÈRE, 2 MODULES |  | Push-button LIGHT 2m | [8 empty] | 09.07 | 1 | [8 empty] | 1 | 8420375125344 | 0 |  | 28 | 7 | 7 | 4 | 0.196 | 28420375125348 | 10 | 280 | 33.5 | 13.6 | 4.4 |  |  | 40 | 1575 | 40 | 30 | 15 |  |  | 640 | 34200 | 60 | 80 | 77 |  |  |  | 16 | N | [12 empty] | SU1 | P4 | 8536508099 | [14 empty] | Unica - drukknop - 1-weg - 10 A 250 VAC - 2 m - wit | Unica - bouton poussoir - unilatéral - 10 A 250 V CA - 2 m - blanc | [17 empty] | https://eref.se.com/be/nl/sis-tarif/product/MGU3.206.18L | https://eref.se.com/be/fr/sis-tarif/product/MGU3.206.18L
Schneider Electric | Schneider Electric | 01022021 |  | Schneider Electric |  | SER | MGU3.206.18N |  |  | 8.08 |  | 1 |  | 10 | Drukknop met signaallamp 2m | Poussoir voyant rep lumineux 2m |  | Push-button locator lamp 2m | [8 empty] | 09.07 | 1 | [8 empty] | 1 | 8420375125368 | 0 |  | 26.8 | 7 | 7 | 4 | 0.196 | 18420375125365 | 10 | 280 | 13.6 | 4.4 | 33.5 |  | 48420375125366 | 40 | 1600 | 40 | 30 | 15 |  |  | 640 | 33594 | 60 | 80 | 75 |  |  |  | 10 | N | [12 empty] | SU1 | P4 | 8536508090 | [14 empty] | Drukknop mt lokaliseringslampje, steekklemmen, 2 modules, Unica Plus, Wit | Bouton-poussoir, voyant repérage, connexion rapide, 2 modules, Unica Plus, Blanc | [17 empty] | https://eref.se.com/be/nl/sis-tarif/product/MGU3.206.18N | https://eref.se.com/be/fr/sis-tarif/product/MGU3.206.18N
Schneider Electric | Schneider Electric | 01022021 |  | Schneider Electric |  | SER | MGU3.206.25 |  |  | 6.54 |  | 1 |  | 10 | Drukknop 2m | Poussoir 2m |  | Push-button 2m | [8 empty] | 09.07 | 1 | [8 empty] | 1 | 8420375125382 | 0 |  | 24 | 7 | 7 | 5 | 0.245 | 28420375125386 | 10 | 280 | 13.6 | 4 | 33.5 |  |  | 40 | 1590 | 40 | 30 | 15 |  |  | 640 | 33940 | 60 | 80 | 77 |  |  |  | 10 | N | [12 empty] | SU1 | P4 | 8536508099 | [14 empty] | Drukknop, steekklemmen, 2 modules, Unica Plus, Ivoor | Bouton-poussoir, connexion rapide, 2 modules, Unica Plus, Ivoire | [17 empty] | https://eref.se.com/be/nl/sis-tarif/product/MGU3.206.25 | https://eref.se.com/be/fr/sis-tarif/product/MGU3.206.25
Schneider Electric | Schneider Electric | 01022021 |  | Schneider Electric |  | SER | MGU3.206.25C |  |  | 7.41 |  | 1 |  | 10 | Beldrukknop 2m | Poussoir sonnette 2m |  | Push-buttonBELL 2m | [8 empty] | 09.07 | 1 | [8 empty] | 1 | 8420375125399 | 0 |  | 28 | 7 | 4 | 7 | 0.196 | 28420375125393 | 10 | 280 | 13.6 | 4.4 | 33.5 |  |  | 40 | 1120 | 40 | 30 | 15 |  |  | 640 | 17920 | 60 | 80 | 77 |  |  |  | 16 | N | [12 empty] | SU1 | P4 | 8536508099 | [14 empty] | Beldrukknop, steekklemmen, 2 modules, Unica Plus, Ivoor | Bouton-poussoir sonnette, connexion rapide, 2 modules, Unica Plus, Ivoire | [17 empty] | https://eref.se.com/be/nl/sis-tarif/product/MGU3.206.25C | https://eref.se.com/be/fr/sis-tarif/product/MGU3.206.25C
Schneider Electric | Schneider Electric | 01022021 |  | Schneider Electric |  | SER | MGU3.206.25L |  |  | 6.93 |  | 1 |  | 10 | DRUKKNOP MET LICHTSYMBOOL, 2 MODULES | POUSSOIR AVEC SYMBOLE LUMIÈRE, 2 MODULES |  | Push-button LIGHT 2m | [8 empty] | 09.07 | 1 | [8 empty] | 1 | 8420375125412 | 0 |  | 28 | 7 | 7 | 4 | 0.196 | 28420375125416 | 1 | 28 | 6.8 | 6.7 | 4.4 |  |  | 40 | 1120 | 40 | 30 | 15 |  |  | 640 | 17920 | 60 | 80 | 77 |  |  |  | 16 | N | [12 empty] | SU1 | P4 | 8536508099 | [14 empty] | Unica - drukknop - 1-weg - 10 A 250 VAC - 2 m - ivoor | Unica - bouton poussoir - unilatéral - 10 A 250 V CA - 2 m - ivoire | [17 empty] | https://eref.se.com/be/nl/sis-tarif/product/MGU3.206.25L | https://eref.se.com/be/fr/sis-tarif/product/MGU3.206.25L
Schneider Electric | Schneider Electric | 01022021 |  | Schneider Electric |  | SER | MGU3.206.25N |  |  | 8.08 |  | 1 |  | 10 | Drukknop met signaallamp 2m | Poussoir voyant rep lumineux 2m |  | Push-button locator lamp 2m | [8 empty] | 09.07 | 1 | [8 empty] | 1 | 8420375125436 | 0 |  | 28 | 7 | 4 | 7 | 0.196 | 28420375125430 | 10 | 280 | 3.35 | 1.36 | 0.44 |  |  | 40 | 1120 | 40 | 30 | 15 |  |  | 640 | 17920 | 60 | 80 | 77 |  |  |  | 10 | N | [12 empty] | SU1 | P4 | 8536508099 | [14 empty] | Drukknop mt lokaliseringslampje, steekklemmen, 2 modules, Unica Plus, Ivoor | Bouton-poussoir, voyant repérage, connexion rapide, 2 modules, Unica Plus,Ivoire | [17 empty] | https://eref.se.com/be/nl/sis-tarif/product/MGU3.206.25N | https://eref.se.com/be/fr/sis-tarif/product/MGU3.206.25N
Schneider Electric | Schneider Electric | 01022021 |  | Schneider Electric |  | SER | MGU3.206.30 |  |  | 7.93 |  | 1 |  | 10 | PUSHBUTTON 2M ALU | Poussoir 2m |  | PUSH BUTTON 10A NORMALLY OPEN 2 MODULES | [8 empty] | 09.07 | 1 | [8 empty] | 1 | 8420375114447 | 0 |  | 24 | 7 | 7 | 4 | 0.196 | 28420375114441 | 10 | 304 | 14 | 34 | 4.5 |  | 48420375114445 | 100 | 3647 | 40 | 30 | 30 |  |  | 800 | 22400 | 60 | 80 | 77 |  |  |  | 10 | N | [12 empty] | SU2 | P5 | 8536508099 | [14 empty] | Drukknop, steekklemmen, 2 modules, Unica Top, Aluminium | Bouton-poussoir, connexion rapide, 2 modules, Unica Top, Aluminium | [17 empty] | https://eref.se.com/be/nl/sis-tarif/product/MGU3.206.30 | https://eref.se.com/be/fr/sis-tarif/product/MGU3.206.30
Schneider Electric | Schneider Electric | 01022021 |  | Schneider Electric |  | SER | MGU3.206.30C |  |  | 8.71 |  | 1 |  | 10 | Beldrukknop 2m | Poussoir sonnette 2m |  | Push-buttonBELL 2m | [8 empty] | 09.07 | 1 | [8 empty] | 1 | 8420375114454 | 0 |  | 28 | 7 | 4 | 7 | 0.196 | 28420375114458 | 10 | 280 | 13.6 | 4.4 | 33.5 |  |  | 40 | 1580 | 40 | 30 | 15 |  |  | 640 | 33700 | 60 | 80 | 77 |  |  |  | 16 | N | [12 empty] | SU2 | P5 | 8536508099 | [14 empty] | Beldrukknop, steekklemmen, 2 modules, Unica Top, Aluminium | Bouton-poussoir sonnette, connexion rapide, 2 modules, Unica Top, Aluminium | [17 empty] | https://eref.se.com/be/nl/sis-tarif/product/MGU3.206.30C | https://eref.se.com/be/fr/sis-tarif/product/MGU3.206.30C
Schneider Electric | Schneider Electric | 01022021 |  | Schneider Electric |  | SER | MGU3.206.30L |  |  | 8.34 |  | 1 |  | 10 | DRUKKNOP MET LICHTSYMBOOL, 2 MODULES | POUSSOIR AVEC SYMBOLE LUMIÈRE, 2 MODULES |  | Push-button LIGHT 2m | [8 empty] | 09.07 | 1 | [8 empty] | 1 | 8420375114485 | 0 |  | 28 | 7 | 7 | 4 | 0.196 | 28420375114489 | 10 | 280 | 33.5 | 13.6 | 4.4 |  |  | 20 | 560 | 40 | 15 | 15 |  |  | 640 | 17920 | 60 | 80 | 77 |  |  |  | 16 | N | [12 empty] | SU2 | P5 | 8536508099 | [14 empty] | Unica Top/Class - drukknop - 1-weg - 10 A 250 VAC - 2 m - alu. | Unica Top/Class - bouton-poussoir - unilatéral - 10 A 250 V CA - 2 m - alu. | [17 empty] | https://eref.se.com/be/nl/sis-tarif/product/MGU3.206.30L | https://eref.se.com/be/fr/sis-tarif/product/MGU3.206.30L
Schneider Electric | Schneider Electric | 01022021 |  | Schneider Electric |  | SER | MGU3.206.30N |  |  | 9.51 |  | 1 |  | 10 | Drukknop met signaallamp 2m | Poussoir voyant rep lumineux 2m |  | PUSH BUTTON LOCATOR LAMP 10A 2 MODULES | [8 empty] | 09.07 | 1 | [8 empty] | 1 | 8420375114508 | 0 |  | 26 | 7 | 7 | 5 | 0.245 | 28420375114502 | 10 | 334 | 33 | 5 | 14 |  | 48420375114506 | 20 | 906 | 40 | 15 | 15 |  |  | 640 | 37492 | 60 | 80 | 77 |  |  |  | 10 | N | [12 empty] | SU2 | P5 | 8536508090 | [14 empty] | Drukknop mt lokaliseringslampje, steekklemmen, 2 modules, Unica Top, Aluminium | Bouton-poussoir, voyant repérage, connexion rapide,2 modules,Unica Top,Aluminium | [17 empty] | https://eref.se.com/be/nl/sis-tarif/product/MGU3.206.30N | https://eref.se.com/be/fr/sis-tarif/product/MGU3.206.30N
Schneider Electric | Schneider Electric | 01022021 |  | Schneider Electric |  | SER | MGU3.207.12 |  |  | 19.35 |  | 1 |  | 10 | Rolluikdrukknop | Poussoir volets roulants |  | ROLLER BLIND PUSH BUTTON 10A | [8 empty] | 09.07 | 1 | [8 empty] | 1 | 8420375152654 | 0 |  | 38.4 | 7 | 7 | 4 | 0.196 | 28420375152658 | 10 | 420 | 13.6 | 4.4 | 33.5 |  | 48420375152652 | 40 | 2062 | 40 | 30 | 15 |  |  | 640 | 40992 | 60 | 80 | 75 |  |  |  | 16 | N | [12 empty] | SU2 | P5 | 8536508099 | [14 empty] | Rolluikdrukknop, steekklemmen, 2 modules, Unica Top, Grafiet | Poussoir pour volets roulants, connexion rapide, 2 modules, Unica Top, Graphite | [17 empty] | https://eref.se.com/be/nl/sis-tarif/product/MGU3.207.12 | https://eref.se.com/be/fr/sis-tarif/product/MGU3.207.12
Schneider Electric | Schneider Electric | 01022021 |  | Schneider Electric |  | SER | MGU3.207.18 |  |  | 16.46 |  | 1 |  | 10 | UNICA Pushbutton switch | Poussoir volets roulants |  | BLINDS PUSH-BUTTON 2M | [8 empty] | 09.07 | 1 | [8 empty] | 1 | 8420375125450 | 0 |  | 38.6 | 7 | 7 | 4 | 0.196 | 18420375125457 | 10 | 459 | 14 | 34 | 5 |  | 48420375125458 | 40 | 2046 | 40 | 30 | 15 | [10 empty] | 10 | N | [12 empty] | SU1 | P4 | 8536508099 | [14 empty] | Rolluikdrukknop, steekklemmen, 2 modules, Unica Plus, Wit | Poussoir pour volets roulants, connexion rapide, 2 modules, Unica Plus, Blanc | [17 empty] | https://eref.se.com/be/nl/sis-tarif/product/MGU3.207.18 | https://eref.se.com/be/fr/sis-tarif/product/MGU3.207.18
Schneider Electric | Schneider Electric | 01022021 |  | Schneider Electric |  | SER | MGU3.207.25 |  |  | 16.46 |  | 1 |  | 10 | Rolluikdrukknop | Poussoir volets roulants |  | Blinds push-button | [8 empty] | 09.07 | 1 | [8 empty] | 1 | 8420375125467 | 0 |  | 38.5 | 7 | 7 | 5 | 0.245 | 28420375125461 | 10 | 420 | 13.6 | 4.4 | 33.5 |  | 38420375125468 | 40 | 2039 | 40 | 30 | 15 |  |  | 640 | 39604 | 60 | 80 | 75 |  |  |  | 16 | N | [12 empty] | SU1 | P4 | 8536508099 | [14 empty] | Rolluikdrukknop, steekklemmen, 2 modules, Unica Plus, Ivoor | Poussoir pour volets roulants, connexion rapide, 2 modules, Unica Plus, Ivoire | [17 empty] | https://eref.se.com/be/nl/sis-tarif/product/MGU3.207.25 | https://eref.se.com/be/fr/sis-tarif/product/MGU3.207.25
Schneider Electric | Schneider Electric | 01022021 |  | Schneider Electric |  | SER | MGU3.207.30 |  |  | 19.35 |  | 1 |  | 10 | Rolluikdrukknop | Poussoir volets roulants |  | ROLLER BLIND PUSH BUTTON 10A | [8 empty] | 09.07 | 1 | [8 empty] | 1 | 8420375114522 | 0 |  | 38.6 | 7 | 7 | 4 | 0.196 | 28420375114526 | 10 | 420 | 13.6 | 4.4 | 33.5 |  | 48420375114520 | 120 | 5854 | 40 | 30 | 30 |  |  | 960 | 54832 | 60 | 80 | 75 |  |  |  | 16 | N | [12 empty] | SU2 | P5 | 8536508099 | [14 empty] | Rolluikdrukknop, steekklemmen, 2 modules, Unica Top, Aluminium | Poussoir pour volets roulants, connexion rapide, 2 modules, Unica Top, Aluminium | [17 empty] | https://eref.se.com/be/nl/sis-tarif/product/MGU3.207.30 | https://eref.se.com/be/fr/sis-tarif/product/MGU3.207.30
Schneider Electric | Schneider Electric | 01022021 |  | Schneider Electric |  | SER | MGU3.208.12 |  |  | 14.5 |  | 1 |  | 10 | Rolluikschakelaar | Interrupteur volets roulants |  | ROLLER BLIND SW 10A | [8 empty] | 09.07 | 1 | [8 empty] | 1 | 8420375152661 | 0 |  | 38.3 | 7 | 7 | 4 | 0.196 | 28420375152665 | 10 | 448.5 | 3.4 | 1.4 | 0.5 |  | 48420375152669 | 40 | 2054 | 40 | 30 | 15 |  |  | 640 | 40864 | 60 | 80 | 75 |  |  |  | 10 | N | [12 empty] | SU2 | P5 | 8536508090 | [14 empty] | Rolluikschakelaar, steekklemmen, 2 modules, Unica Top, Grafiet | Interrupteur volets roulants, connexion rapide, 2 modules, Unica Top, Graphite | [17 empty] | https://eref.se.com/be/nl/sis-tarif/product/MGU3.208.12 | https://eref.se.com/be/fr/sis-tarif/product/MGU3.208.12
Schneider Electric | Schneider Electric | 01022021 |  | Schneider Electric |  | SER | MGU3.208.18 |  |  | 12.33 |  | 1 |  | 10 | Rolluikschakelaar | Interrupteur volets roulants |  | Blinds one-way switch | [8 empty] | 09.07 | 1 | [8 empty] | 1 | 8420375125474 | 0 |  | 38 | 7 | 7 | 4 | 0.196 | 18420375125471 | 10 | 448 | 3.3 | 1.35 | 0.45 |  | 48420375125472 | 40 | 2029 | 40 | 30 | 15 | [10 empty] | 6 | N | [12 empty] | SU1 | P4 | 8536508090 | [14 empty] | Rolluikschakelaar, steekklemmen, 2 modules, Unica Plus, Wit | Interrupteur volets roulants, connexion rapide, 2 modules, Unica Plus, Blanc | [17 empty] | https://eref.se.com/be/nl/sis-tarif/product/MGU3.208.18 | https://eref.se.com/be/fr/sis-tarif/product/MGU3.208.18
Schneider Electric | Schneider Electric | 01022021 |  | Schneider Electric |  | SER | MGU3.208.25 |  |  | 12.33 |  | 1 |  | 10 | Rolluikschakelaar | Interrupteur volets roulants |  | Blinds one-way switch | [8 empty] | 09.07 | 1 | [8 empty] | 1 | 8420375125481 | 0 |  | 37.75 | 7 | 7 | 5 | 0.245 | 28420375125485 | 10 | 300 | 13.6 | 4.4 | 33.5 |  | 38420375125482 | 40 | 2012 | 40 | 30 | 15 | [10 empty] | 16 | N | [12 empty] | SU1 | P4 | 8536508099 | [14 empty] | Rolluikschakelaar, steekklemmen, 2 modules, Unica Plus, Ivoor | Interrupteur volets roulants, connexion rapide, 2 modules,Unica Plus, Ivoire | [17 empty] | https://eref.se.com/be/nl/sis-tarif/product/MGU3.208.25 | https://eref.se.com/be/fr/sis-tarif/product/MGU3.208.25
Schneider Electric | Schneider Electric | 01022021 |  | Schneider Electric |  | SER | MGU3.208.30 |  |  | 14.5 |  | 1 |  | 10 | Rolluikschakelaar | Interrupteur volets roulants |  | ROLLER BLIND SW 10A | [8 empty] | 09.07 | 1 | [8 empty] | 1 | 8420375114539 | 0 |  | 38 | 7 | 7 | 4 | 0.196 | 28420375114533 | 10 | 300 | 13.6 | 4.4 | 33.5 |  | 48420375114537 | 40 | 2110 | 40 | 30 | 15 |  |  | 640 | 30320 | 60 | 80 | 77 |  |  |  | 16 | N | [12 empty] | SU2 | P5 | 8536508099 | [14 empty] | Rolluikschakelaar, steekklemmen, 2 modules, Unica Top, Aluminium | Interrupteur volets roulants, connexion rapide, 2 modules, Unica Top, Aluminium | [17 empty] | https://eref.se.com/be/nl/sis-tarif/product/MGU3.208.30 | https://eref.se.com/be/fr/sis-tarif/product/MGU3.208.30
Schneider Electric | Schneider Electric | 01022021 |  | Schneider Electric |  | SER | MGU3.211.12 |  |  | 13.05 |  | 1 |  | 10 | Dubbele enkelpolige schakelaar | 2 interrupteur |  | Double one-way switch | [8 empty] | 09.07 | 1 | [8 empty] | 1 | 8420375152678 | 0 |  | 35.9 | 7 | 7 | 4 | 0.196 | 28420375152672 | 10 | 420 | 13.6 | 4.4 | 33.5 |  | 38420375152679 | 120 | 5467 | 40 | 30 | 30 |  |  | 960 | 50716 | 60 | 80 | 75 |  |  |  | 16 | N | [12 empty] | SU2 | P5 | 8536508099 | [14 empty] | Dubbele enkelpolige schakelaar, steekklemmen, 2 modules, Unica Top, Grafiet | Double interrupteur unipolaire, connexion rapide, 2 modules, Unica Top, Graphite | [17 empty] | https://eref.se.com/be/nl/sis-tarif/product/MGU3.211.12 | https://eref.se.com/be/fr/sis-tarif/product/MGU3.211.12
Schneider Electric | Schneider Electric | 01022021 |  | Schneider Electric |  | SER | MGU3.211.18 |  |  | 11.12 |  | 1 |  | 10 | Dubbele enkelpolige schakelaar | 2 interrupteur |  | Double one-way switch | [8 empty] | 09.07 | 1 | [8 empty] | 1 | 8420375125498 | 0 |  | 36 | 7 | 7 | 5 | 0.245 | 28420375125492 | 10 | 428 | 3.35 | 1.35 | 0.45 |  | 38420375125499 | 120 | 5562 | 40 | 30 | 30 |  |  | 960 | 52496 | 60 | 80 | 73 |  |  |  | 10 | N | [12 empty] | SU1 | P4 | 8536508099 | [14 empty] | Dubbele enkelpolige schakelaar, steekklemmen, 2 modules, Unica Plus, Wit | Double interrupteur unipolaire, connexion rapide, 2 modules, Unica Plus, Blanc | [17 empty] | https://eref.se.com/be/nl/sis-tarif/product/MGU3.211.18 | https://eref.se.com/be/fr/sis-tarif/product/MGU3.211.18
Schneider Electric | Schneider Electric | 01022021 |  | Schneider Electric |  | SER | MGU3.211.25 |  |  | 11.12 |  | 1 |  | 10 | Dubbele enkelpolige schakelaar | 2 interrupteur |  | Double one-way switch | [8 empty] | 09.07 | 1 | [8 empty] | 1 | 8420375125504 | 0 |  | 36 | 7 | 7 | 4 | 0.196 | 28420375125508 | 10 | 420 | 13.6 | 4.4 | 33.5 |  | 38420375125505 | 120 | 5567 | 40 | 30 | 30 |  |  | 960 | 52536 | 60 | 80 | 75 |  |  |  | 16 | N | [12 empty] | SU1 | P4 | 8536508099 | [14 empty] | Dubbele enkelpolige schakelaar, steekklemmen, 2 modules, Unica Plus, Ivoor | Double interrupteur unipolaire, connexion rapide, 2 modules, Unica Plus, ivoire | [17 empty] | https://eref.se.com/be/nl/sis-tarif/product/MGU3.211.25 | https://eref.se.com/be/fr/sis-tarif/product/MGU3.211.25
Schneider Electric | Schneider Electric | 01022021 |  | Schneider Electric |  | SER | MGU3.211.30 |  |  | 13.05 |  | 1 |  | 10 | Dubbele enkelpolige schakelaar | 2 interrupteur |  | Double one-way switch | [8 empty] | 09.07 | 1 | [8 empty] | 1 | 8420375114546 | 0 |  | 36.2 | 7 | 7 | 5 | 0.245 | 28420375114540 | 10 | 420 | 13.6 | 4.4 | 33.5 |  |  | 40 | 1977 | 40 | 30 | 15 | [10 empty] | 10 | N | [12 empty] | SU2 | P5 | 8536508099 | [14 empty] | Dubbele enkelpolige schakelaar, steekklemmen, 2 modules, Unica Top, Aluminium | Double interrupteur unipolaire, connexion rapide, 2 modules, Unica Top,Aluminium | [17 empty] | https://eref.se.com/be/nl/sis-tarif/product/MGU3.211.30 | https://eref.se.com/be/fr/sis-tarif/product/MGU3.211.30
Schneider Electric | Schneider Electric | 01022021 |  | Schneider Electric |  | SER | MGU3.213.12 |  |  | 14.12 |  | 1 |  | 10 | Dubbele wisselschakelaar | 2 Va et vient |  | DOUBLE TWO WAY SW 10A 2 MODULES | [8 empty] | 09.07 | 1 | [8 empty] | 1 | 8420375152685 | 0 |  | 40.5 | 7 | 7 | 4 | 0.196 | 28420375152689 | 10 | 470 | 13.6 | 4.4 | 33.5 |  | 48420375152683 | 120 | 5972 | 40 | 30 | 30 |  |  | 960 | 55776 | 60 | 80 | 75 |  |  |  | 16 | N | [12 empty] | SU2 | P5 | 8536508099 | [14 empty] | Dubbele wisselschakelaar, steekklemmen, 2 modules, Unica Top, Grafiet | Double va-et-vient, connexion rapide, 2 modules, Unica Top, Graphite | [17 empty] | https://eref.se.com/be/nl/sis-tarif/product/MGU3.213.12 | https://eref.se.com/be/fr/sis-tarif/product/MGU3.213.12
Schneider Electric | Schneider Electric | 01022021 |  | Schneider Electric |  | SER | MGU3.213.18 |  |  | 11.99 |  | 1 |  | 10 | Dubbele wisselschakelaar | 2 Va et vient |  | 2X TWO-WAY SWITCH | [8 empty] | 09.07 | 1 | [8 empty] | 1 | 8420375125511 | 0 |  | 40.4 | 7 | 7 | 4 | 0.196 | 18420375125518 | 10 | 472 | 33.5 | 13.5 | 4.5 |  | 48420375125519 | 40 | 2134 | 40 | 30 | 15 | [10 empty] | 6 | N | [12 empty] | SU1 | P4 | 8536508090 | [14 empty] | Dubbele wisselschakelaar, steekklemmen, 2 modules, Unica Plus, Wit | Double va-et-vient, connexion rapide, 2 modules, Unica Plus, Blanc | [17 empty] | https://eref.se.com/be/nl/sis-tarif/product/MGU3.213.18 | https://eref.se.com/be/fr/sis-tarif/product/MGU3.213.18
Schneider Electric | Schneider Electric | 01022021 |  | Schneider Electric |  | SER | MGU3.213.25 |  |  | 11.99 |  | 1 |  | 10 | Dubbele wisselschakelaar | 2 Va et vient |  | Double two-way switch | [8 empty] | 09.07 | 1 | [8 empty] | 1 | 8420375125528 | 0 |  | 40.4 | 7 | 7 | 4 | 0.196 | 28420375125522 | 10 | 469.33 | 3.3 | 1.35 | 0.45 |  | 38420375125529 | 120 | 6066 | 40 | 30 | 30 |  |  | 960 | 56528 | 60 | 80 | 75 |  |  |  | 16 | N | [12 empty] | SU1 | P4 | 8536508099 | [14 empty] | Dubbele wisselschakelaar, steekklemmen, 2 modules, Unica Plus, Ivoor | Double va-et-vient, connexion rapide, 2 modules, Unica Plus, Ivoire | [17 empty] | https://eref.se.com/be/nl/sis-tarif/product/MGU3.213.25 | https://eref.se.com/be/fr/sis-tarif/product/MGU3.213.25
Schneider Electric | Schneider Electric | 01022021 |  | Schneider Electric |  | SER | MGU3.213.30 |  |  | 14.12 |  | 1 |  | 10 | Dubbele wisselschakelaar | 2 Va et vient |  | DOUBLE TWO WAY SW 10A 2 MODULES | [8 empty] | 09.07 | 1 | [8 empty] | 1 | 8420375114553 | 0 |  | 40.5 | 7 | 7 | 4 | 0.196 | 28420375114557 | 10 | 471.6 | 3.3 | 1.35 | 0.45 |  | 48420375114551 | 40 | 2124 | 40 | 30 | 15 |  |  | 640 | 41990 | 60 | 80 | 75 |  |  |  | 10 | N | [12 empty] | SU2 | P5 | 8536508090 | [14 empty] | Dubbele wisselschakelaar, steekklemmen, 2 modules, Unica Top, Aluminium | Double va-et-vient, connexion rapide, 2 modules, Unica Top, Aluminium | [17 empty] | https://eref.se.com/be/nl/sis-tarif/product/MGU3.213.30 | https://eref.se.com/be/fr/sis-tarif/product/MGU3.213.30
Schneider Electric | Schneider Electric | 01022021 |  | Schneider Electric |  | SER | MGU3.214.12 |  |  | 13.55 |  | 1 |  | 10 | VENTILATIESCHAK. 2 SNELHEDEN EN ON/OFF | INTERRUPTEUR VMC 2 VITESSES ET ON/OFF |  | VMC AND ONOFF SWITCH GRAPHITE | [8 empty] | 09.07 | 1 | [8 empty] | 1 | 3606480454363 | 0 |  | 39 | 7 | 7 | 5 | 0.245 | 13606480454360 | 1 | 518 | 139 | 47 | 339 |  | 43606480454361 | 20 | 1140 | 40 | 15 | 15 | [10 empty] | 16 | N | [12 empty] | SU2 | P5 | 8536508099 | [14 empty] | Unica Top/Class - tuimelschakelaar - VMC + ON/OFF - 1O AX 250 VAC - 2 m - graf. | Unica Top/Unica - inter. à bascule-VMC + MARCHE/ARRÊT-10 AX 250 V CA-2 m-gra. | [17 empty] | https://eref.se.com/be/nl/sis-tarif/product/MGU3.214.12 | https://eref.se.com/be/fr/sis-tarif/product/MGU3.214.12
Schneider Electric | Schneider Electric | 01022021 |  | Schneider Electric |  | SER | MGU3.214.18 |  |  | 11.67 |  | 1 |  | 10 | VENTILATIESCHAK. 2 SNELHEDEN EN ON/OFF | INTERRUPTEUR VMC 2 VITESSES ET ON/OFF |  | VMC 2 speed & on/off switch, white | [8 empty] | 09.07 | 1 | [8 empty] | 1 | 3606480610233 | 0 |  | 40 | 7 | 7 | 5 | 0.245 | 13606480610230 | 10 | 518 | 13.9 | 4.7 | 33.9 |  | 43606480610231 | 20 | 1118 | 40 | 15 | 15 | [10 empty] | 22 | N | [12 empty] | SU1 | P4 | 8536508099 | [14 empty] | Unica Wit dubbele schakelaar VMC 2 snelheden+positie aan/uit 2 modules | Unica Blanc double interrupteur VMC 2 vitesses+position marche/arrêt 2 modules | [17 empty] | https://eref.se.com/be/nl/sis-tarif/product/MGU3.214.18 | https://eref.se.com/be/fr/sis-tarif/product/MGU3.214.18
Schneider Electric | Schneider Electric | 01022021 |  | Schneider Electric |  | SER | MGU3.226.12 |  |  | 10.6 |  | 1 |  | 10 | Trekdrukknop 2m | Poussoir à tirage 2m |  | CORD PUSH BUTTON 10A 2 MODULES | [8 empty] | 09.07 | 1 | [8 empty] | 1 | 8420375152739 | 0 |  | 31 | 5 | 5 | 5 | 0.125 | 28420375152733 | 10 | 400 | 17.5 | 12 | 12.5 |  | 48420375152737 | 40 | 1930 | 40 | 30 | 15 | [10 empty] | 16 | N | [12 empty] | SU2 | P5 | 8536508099 | [14 empty] | Trekdrukknop, steekklemmen, 2 modules, Unica Top, Grafiet | Poussoir à tirage, connexion rapide, 2 modules, Unica Top, Graphite | [17 empty] | https://eref.se.com/be/nl/sis-tarif/product/MGU3.226.12 | https://eref.se.com/be/fr/sis-tarif/product/MGU3.226.12
Schneider Electric | Schneider Electric | 01022021 |  | Schneider Electric |  | SER | MGU3.226.18 |  |  | 9.03 |  | 1 |  | 10 | Trekdrukknop 2M | Poussoir à tirage 2M |  | Cord Push-button | [8 empty] | 09.07 | 1 | [8 empty] | 1 | 8420375125610 | 0 |  | 30 | 7 | 5 | 4 | 0.14 | 28420375125614 | 10 | 400 | 17.5 | 12 | 12.5 |  | 38420375125611 | 40 | 2000 | 40 | 30 | 15 |  |  | 640 | 39000 | 60 | 80 | 77 |  |  |  | 16 | N | [12 empty] | SU1 | P4 | 8536508099 | [14 empty] | Trekdrukknop, steekklemmen, 2 modules, Unica Plus, Wit | Poussoir à tirage, connexion rapide, 2 modules, Unica Plus, Blanc | [17 empty] | https://eref.se.com/be/nl/sis-tarif/product/MGU3.226.18 | https://eref.se.com/be/fr/sis-tarif/product/MGU3.226.18
Schneider Electric | Schneider Electric | 01022021 |  | Schneider Electric |  | SER | MGU3.226.25 |  |  | 9.03 |  | 1 |  | 10 | Trekdrukknop 2m | Poussoir à tirage 2m |  | Cord Push-button | [8 empty] | 09.07 | 1 | [8 empty] | 1 | 8420375125627 | 0 |  | 40 | 4 | 4 | 4 | 0.064 | 28420375125621 | 10 | 400 | 17.5 | 12 | 12.5 |  |  | 40 | 1600 | 40 | 30 | 15 |  |  | 640 | 25600 | 80 | 60 | 77 |  |  |  | 16 | N | [12 empty] | SU1 | P4 | 8536508099 | [14 empty] | Trekdrukknop, steekklemmen, 2 modules, Unica Plus, Ivoor | Poussoir à tirage, connexion rapide, 2 modules, Unica Plus, Ivoire | [17 empty] | https://eref.se.com/be/nl/sis-tarif/product/MGU3.226.25 | https://eref.se.com/be/fr/sis-tarif/product/MGU3.226.25
Schneider Electric | Schneider Electric | 01022021 |  | Schneider Electric |  | SER | MGU3.226.30 |  |  | 10.6 |  | 1 |  | 10 | Trekdrukknop 2m | Poussoir à tirage 2m |  | CORD PUSHBUTTON | [8 empty] | 09.07 | 1 | [8 empty] | 1 | 8420375114591 | 0 |  | 30 | 7 | 5 | 5 | 0.175 | 28420375114595 | 10 | 400 | 37.7 | 12.9 | 14 |  | 48420375114599 | 20 | 1030 | 40 | 15 | 15 | [10 empty] | 16 | N | [12 empty] | SU2 | P5 | 8536508099 | [14 empty] | Trekdrukknop, steekklemmen, 2 modules, Unica Top, Aluminium | Poussoir à tirage, connexion rapide, 2 modules, Unica Top, Aluminium | [17 empty] | https://eref.se.com/be/nl/sis-tarif/product/MGU3.226.30 | https://eref.se.com/be/fr/sis-tarif/product/MGU3.226.30
Schneider Electric | Schneider Electric | 01022021 |  | Schneider Electric |  | SER | MGU3.236.12 |  |  | 7.93 |  | 1 |  | 10 | Drukknop NG 2m | Bouton poussoir NF 2m |  | PUSH BUTTON NORMALLY CLOSED 10A 2 MODUL | [8 empty] | 09.07 | 1 | [8 empty] | 1 | 8420375152777 | 0 |  | 24 | 7 | 7 | 4 | 0.196 | 28420375152771 | 10 | 420 | 13.6 | 4.4 | 33.5 |  | 48420375152775 | 40 | 1680 | 40 | 30 | 15 |  |  | 640 | 26880 | 60 | 80 | 77 |  |  |  | 16 | N | [12 empty] | SU2 | P5 | 8536508099 | [14 empty] | Drukknop, NG, steekklemmen, 2 modules, Unica Top, Grafiet | Bouton-poussoir, NF, connexion rapide, 2 modules, Unica Top, Graphite | [17 empty] | https://eref.se.com/be/nl/sis-tarif/product/MGU3.236.12 | https://eref.se.com/be/fr/sis-tarif/product/MGU3.236.12
Schneider Electric | Schneider Electric | 01022021 |  | Schneider Electric |  | SER | MGU3.236.18 |  |  | 6.74 |  | 1 |  | 10 | Drukknop NG 2m | Bouton poussoir NF 2m |  | NC PUSH BUTTON 2M | [8 empty] | 09.07 | 1 | [8 empty] | 1 | 8420375125696 | 0 |  | 24 | 7 | 7 | 5 | 0.245 | 18420375125693 | 10 | 303 | 3.35 | 1.35 | 0.45 |  | 48420375125694 | 20 | 752 | 40 | 15 | 15 | [10 empty] | 16 | N | [12 empty] | SU1 | P4 | 8536508099 | [14 empty] | Drukknop, NG, steekklemmen, 2 modules, Unica Plus, Wit | Bouton-poussoir, NF, connexion rapide, 2 modules, Unica Plus, Blanc | [17 empty] | https://eref.se.com/be/nl/sis-tarif/product/MGU3.236.18 | https://eref.se.com/be/fr/sis-tarif/product/MGU3.236.18
Schneider Electric | Schneider Electric | 01022021 |  | Schneider Electric |  | SER | MGU3.236.25 |  |  | 6.74 |  | 1 |  | 10 | Drukknop NG 2m | Bouton poussoir NF 2m |  | NC push button 2m | [8 empty] | 09.07 | 1 | [8 empty] | 1 | 8420375125702 | 0 |  | 42 | 7 | 4 | 7 | 0.196 | 28420375125706 | 10 | 420 | 13.6 | 4.4 | 33.5 |  |  | 20 | 840 | 40 | 15 | 15 |  |  | 640 | 26880 | 60 | 80 | 77 |  |  |  | 16 | N | [12 empty] | SU1 | P4 | 8536508099 | [14 empty] | Drukknop, NG, steekklemmen, 2 modules, Unica Plus, Ivoor | Bouton-poussoir, NF, connexion rapide, 2 modules, Unica Plus, Ivoire | [17 empty] | https://eref.se.com/be/nl/sis-tarif/product/MGU3.236.25 | https://eref.se.com/be/fr/sis-tarif/product/MGU3.236.25
Schneider Electric | Schneider Electric | 01022021 |  | Schneider Electric |  | SER | MGU3.236.30 |  |  | 7.93 |  | 1 |  | 10 | Drukknop NG 2m | Bouton poussoir NF 2m |  | PUSH BUTTON NORMALLY CLOSED 10A 2 MODUL | [8 empty] | 09.07 | 1 | [8 empty] | 1 | 8420375114638 | 0 |  | 24 | 7 | 7 | 4 | 0.196 | 28420375114632 | 10 | 420 | 13.6 | 4.4 | 33.5 |  | 48420375114636 | 40 | 1556 | 40 | 30 | 15 | [10 empty] | 16 | N | [12 empty] | SU2 | P5 | 8536508099 | [14 empty] | Drukknop, NG, steekklemmen, 2 modules, Unica Top, Aluminium | Bouton-poussoir, NF, connexion rapide, 2 modules, Unica Top, Aluminium | [17 empty] | https://eref.se.com/be/nl/sis-tarif/product/MGU3.236.30 | https://eref.se.com/be/fr/sis-tarif/product/MGU3.236.30
Schneider Electric | Schneider Electric | 01022021 |  | Schneider Electric |  | SER | MGU3.246.1212V |  |  | 14.72 |  | 1 |  | 10 | Verlichtbare drukknop etikethouder 2m | Poussoir porte etiquette iluminable 2m |  | PUSH BUTTON ILLUMINATED LABELHOLDER 10A | [8 empty] | 09.07 | 1 | [8 empty] | 1 | 8420375161984 | 0 |  | 28 | 7 | 7 | 4 | 0.196 | 28420375161988 | 10 | 280 | 13.6 | 4.4 | 33.5 |  | 48420375161982 | 40 | 1713 | 40 | 30 | 15 | [10 empty] | 16 | N | [12 empty] | SU2 | P5 | 8536508099 | [14 empty] | Verlichte drukknop met etikethouder, 12V, 2 modules, Unica Top, Grafiet | Bouton-poussoir porte-étiquette lumineux, 12V, 2 modules, Unica Top, Graphite | [17 empty] | https://eref.se.com/be/nl/sis-tarif/product/MGU3.246.1212V | https://eref.se.com/be/fr/sis-tarif/product/MGU3.246.1212V
Schneider Electric | Schneider Electric | 01022021 |  | Schneider Electric |  | SER | MGU3.246.1812V |  |  | 12.52 |  | 1 |  | 10 | Verlichtbare drukknop etikethouder 2m | Poussoir porte etiquette iluminable 2m |  | PUSH BUTTON W/ILUMINATED LABEL HOLDER | [8 empty] | 09.07 | 1 | [8 empty] | 1 | 8420375161991 | 0 |  | 27 | 7 | 7 | 5 | 0.245 | 18420375161998 | 10 | 280 | 13.6 | 4.4 | 33.5 |  | 48420375161999 | 40 | 1663 | 40 | 30 | 15 | [10 empty] | 10 | N | [12 empty] | SU1 | P4 | 8536508099 | [14 empty] | Verlichte drukknop met etikethouder, 12V, 2 modules, Unica Plus, Wit | Bouton-poussoir porte-étiquette lumineux, 12V, 2 modules, Unica Plus, Blanc | [17 empty] | https://eref.se.com/be/nl/sis-tarif/product/MGU3.246.1812V | https://eref.se.com/be/fr/sis-tarif/product/MGU3.246.1812V
Schneider Electric | Schneider Electric | 01022021 |  | Schneider Electric |  | SER | MGU3.246.2512V |  |  | 12.52 |  | 1 |  | 10 | Verlichtbare drukknop etikethouder 2m | Poussoir porte etiquette iluminable 2m |  | PULSADOR PORTAETIQUETA 12V LED MARFIL MG | [8 empty] | 09.07 | 1 | [8 empty] | 1 | 8420375162004 | 0 |  | 28 | 7 | 7 | 4 | 0.196 | 28420375162008 | 10 | 280 | 13.6 | 4.4 | 33.5 |  |  | 40 | 1120 | 40 | 30 | 15 |  |  | 640 | 17920 | 60 | 80 | 77 |  |  |  | 10 | N | [12 empty] | SU1 | P4 | 8536508099 | [14 empty] | Verlichte drukknop met etikethouder, 12V, 2 modules, Unica Plus, Ivoor | Bouton-poussoir porte-étiquette lumineux, 12V, 2 modules, Unica Plus, Ivoor | [17 empty] | https://eref.se.com/be/nl/sis-tarif/product/MGU3.246.2512V | https://eref.se.com/be/fr/sis-tarif/product/MGU3.246.2512V
Schneider Electric | Schneider Electric | 01022021 |  | Schneider Electric |  | SER | MGU3.246.3012V |  |  | 14.72 |  | 1 |  | 10 | Verlichtbare drukknop etikethouder 2m | Poussoir porte etiquette iluminable 2m |  | PUSH BUTTON ILLUMINATED LABELHOLDER 10A | [8 empty] | 09.07 | 1 | [8 empty] | 1 | 8420375162011 | 0 |  | 34 | 7 | 7 | 4 | 0.196 | 28420375162015 | 10 | 280 | 13.6 | 4.4 | 33.5 |  | 48420375162019 | 40 | 1739 | 40 | 30 | 15 | [10 empty] | 16 | N | [12 empty] | SU2 | P5 | 8536508099 | [14 empty] | Verlichte drukknop met etikethouder, 12V, 2 modules, Unica Top, Aluminium | Bouton-poussoir porte-étiquette lumineux, 12V, 2 modules, Unica Top, Aluminium | [17 empty] | https://eref.se.com/be/nl/sis-tarif/product/MGU3.246.3012V | https://eref.se.com/be/fr/sis-tarif/product/MGU3.246.3012V
Schneider Electric | Schneider Electric | 01022021 |  | Schneider Electric |  | SER | MGU3.261.18N |  |  | 8.47 |  | 1 |  | 10 | ENKELPOLIGE SCHAKEL 16A, SIGNAALLAMP, 2M | INTER UNIPOL 16A, VOYANT REPERAGE, 2M |  | INTERRUPTEUR 16A VOYANT REP LUMINEUX 2M | [8 empty] | 09.07 | 1 | [8 empty] | 1 | 8420375125726 | 0 |  | 28 | 7 | 7 | 5 | 0.245 | 18420375125723 | 10 | 347 | 33.5 | 13.6 | 4.6 |  | 48420375125724 | 20 | 919 | 40 | 15 | 15 |  |  | 640 | 33620 | 60 | 80 | 77 |  |  |  | 10 | N | [12 empty] | SU1 | P4 | 8536508099 | [14 empty] | Unica - tuimelschakelaar - 1-wegs - 16 AX 250 VAC - 2 m - wit | Unica - interrupteur - bipolaire- 16 AX 250 VCA - 2 m - blanc | [17 empty] | https://eref.se.com/be/nl/sis-tarif/product/MGU3.261.18N | https://eref.se.com/be/fr/sis-tarif/product/MGU3.261.18N
Schneider Electric | Schneider Electric | 01022021 |  | Schneider Electric |  | SER | MGU3.262.12 |  |  | 12.3 |  | 1 |  | 10 | Tweepolige schakelaar 2m | Interrupteur bipolaire 2m |  | Double pole one-way switch 2m | [8 empty] | 09.07 | 1 | [8 empty] | 1 | 8420375152814 | 0 |  | 38 | 7 | 5 | 7 | 0.245 | 28420375152818 | 10 | 380 | 13.6 | 4.4 | 33.5 |  |  | 40 | 1520 | 40 | 30 | 15 |  |  | 640 | 24320 | 80 | 60 | 77 |  |  |  | 16 | N | [12 empty] | SU2 | P5 | 8536508099 | [14 empty] | Tweepolige schakelaar, 16A, schroefaansluiting, 2 modules, Unica Top, Grafiet | Interrupteur bipolaire, 16A, connexion à vis, 2 modules, Unica Top, Graphite | [17 empty] | https://eref.se.com/be/nl/sis-tarif/product/MGU3.262.12 | https://eref.se.com/be/fr/sis-tarif/product/MGU3.262.12
Schneider Electric | Schneider Electric | 01022021 |  | Schneider Electric |  | SER | MGU3.262.12S |  |  | 14.76 |  | 1 |  | 10 | Tweepolige schakelaar met verklikker 2m | Interrupteur bipolaire voyant 2m |  | DOUBLE POLE ONE WAY SW INDIC LAMP SC 16A | [8 empty] | 09.07 | 1 | [8 empty] | 1 | 8420375152821 | 0 |  | 38 | 7 | 7 | 5 | 0.245 | 28420375152825 | 10 | 406 | 14 | 34 | 4.5 |  | 48420375152829 | 40 | 1975 | 40 | 30 | 15 |  |  | 640 | 24320 | 60 | 80 | 77 |  |  |  | 16 | N | [12 empty] | SU2 | P5 | 8536508099 | [14 empty] | Twepolige schakelaar, 16A, verklikkerlampje, 2 modules, Unica Top, Grafiet | Bipolaire, 16A, voyant témoin, connexion à vis, 2 modules, Unica Top, Graphite | [17 empty] | https://eref.se.com/be/nl/sis-tarif/product/MGU3.262.12S | https://eref.se.com/be/fr/sis-tarif/product/MGU3.262.12S
Schneider Electric | Schneider Electric | 01022021 |  | Schneider Electric |  | SER | MGU3.262.18 |  |  | 10.24 |  | 1 |  | 10 | DOUBLE POLE ONE-WAY SWITCH 2M | Interrupteur bipolaire 2m |  | Double pole one-way switch 2m | [8 empty] | 09.07 | 1 | [8 empty] | 1 | 8420375125771 | 0 |  | 32 | 7 | 7 | 4 | 0.196 | 18420375125778 | 10 | 383 | 1.4 | 3.4 | 0.5 |  | 48420375125779 | 40 | 1835 | 40 | 30 | 15 |  |  | 640 | 37860 | 60 | 80 | 77 |  |  |  | 10 | N | [12 empty] | SU1 | P4 | 8536508099 | [14 empty] | Tweepolige schakelaar, 16A, schroefaansluiting, 2 modules, Unica Plus, Wit | Interrupteur bipolaire, 16A, connexion à vis, 2 modules, Unica Plus, Blanc | [17 empty] | https://eref.se.com/be/nl/sis-tarif/product/MGU3.262.18 | https://eref.se.com/be/fr/sis-tarif/product/MGU3.262.18
Schneider Electric | Schneider Electric | 01022021 |  | Schneider Electric |  | SER | MGU3.262.18S |  |  | 12.55 |  | 1 |  | 10 | Tweepolige schakelaar met verklikker 2m | Interrupteur bipolaire voyant 2m |  | 2X POLE ONE-WAY SWITCH LAMP 2M | [8 empty] | 09.07 | 1 | [8 empty] | 1 | 8420375125788 | 0 |  | 33 | 7 | 7 | 4 | 0.196 | 18420375125785 | 10 | 380 | 13.6 | 4.4 | 33.5 |  | 48420375125786 | 60 | 2240 | 40 | 30 | 15 | [10 empty] | 16 | N | [12 empty] | SU1 | P4 | 8536508099 | [14 empty] | Twepolige schakelaar, 16A, verklikkerlampje, 2 modules, Unica Plus, Wit | Bipolaire, 16A, voyant témoin, connexion à vis, 2 modules, Unica Plus, Blanc | [17 empty] | https://eref.se.com/be/nl/sis-tarif/product/MGU3.262.18S | https://eref.se.com/be/fr/sis-tarif/product/MGU3.262.18S
Schneider Electric | Schneider Electric | 01022021 |  | Schneider Electric |  | SER | MGU3.262.25 |  |  | 10.24 |  | 1 |  | 10 | Tweepolige schakelaar 2m | Interrupteur bipolaire 2m |  | Double pole one-way switch 2m | [8 empty] | 09.07 | 1 | [8 empty] | 1 | 8420375125795 | 0 |  | 38 | 7 | 5 | 7 | 0.245 | 28420375125799 | 10 | 381 | 14 | 34 | 5 |  |  | 40 | 1520 | 40 | 30 | 15 |  |  | 640 | 24320 | 80 | 60 | 77 |  |  |  | 16 | N | [12 empty] | SU1 | P4 | 8536508099 | [14 empty] | Tweepolige schakelaar, 16A, schroefaansluiting, 2 modules, Unica Plus, Ivoor | Interrupteur bipolaire, 16A, connexion à vis, 2 modules, Unica Plus, Ivoire | [17 empty] | https://eref.se.com/be/nl/sis-tarif/product/MGU3.262.25 | https://eref.se.com/be/fr/sis-tarif/product/MGU3.262.25
Schneider Electric | Schneider Electric | 01022021 |  | Schneider Electric |  | SER | MGU3.262.25S |  |  | 12.55 |  | 1 |  | 10 | Tweepolige schakelaar met verklikker 2m | Interrupteur bipolaire voyant 2m |  | Double pole one-way switch lamp 2m | [8 empty] | 09.07 | 1 | [8 empty] | 1 | 8420375125801 | 0 |  | 38 | 7 | 5 | 7 | 0.245 | 28420375125805 | 10 | 380 | 13.6 | 4.4 | 33.5 |  |  | 40 | 1520 | 40 | 30 | 15 |  |  | 640 | 24320 | 80 | 60 | 77 |  |  |  | 16 | N | [12 empty] | SU1 | P4 | 8536508099 | [14 empty] | Twepolige schakelaar, 16A, verklikkerlampje, 2 modules, Unica Plus, Ivoor | Bipolaire, 16A, voyant témoin, connexion à vis, 2 modules, Unica Plus, Ivoire | [17 empty] | https://eref.se.com/be/nl/sis-tarif/product/MGU3.262.25S | https://eref.se.com/be/fr/sis-tarif/product/MGU3.262.25S
Schneider Electric | Schneider Electric | 01022021 |  | Schneider Electric |  | SER | MGU3.262.30 |  |  | 12.3 |  | 1 |  | 10 | Tweepolige schakelaar 2m | Interrupteur bipolaire 2m |  | Double pole one-way switch 2m | [8 empty] | 09.07 | 1 | [8 empty] | 1 | 8420375114676 | 0 |  | 38 | 7 | 5 | 7 | 0.245 | 28420375114670 | 10 | 380 | 13.6 | 4.4 | 33.5 |  |  | 120 | 4560 | 40 | 30 | 30 |  |  | 960 | 36480 | 80 | 60 | 77 |  |  |  | 16 | N | [12 empty] | SU2 | P5 | 8536508099 | [14 empty] | Tweepolige schakelaar, 16A, schroefaansluiting, 2 modules, Unica Top, Aluminium | Interrupteur bipolaire, 16A, connexion à vis, 2 modules, Unica Top, Aluminium | [17 empty] | https://eref.se.com/be/nl/sis-tarif/product/MGU3.262.30 | https://eref.se.com/be/fr/sis-tarif/product/MGU3.262.30
Schneider Electric | Schneider Electric | 01022021 |  | Schneider Electric |  | SER | MGU3.262.30S |  |  | 14.76 |  | 1 |  | 10 | Tweepolige schakelaar met verklikker 2m | Interrupteur bipolaire voyant 2m |  | DOUBLE POLE ONE WAY SW INDIC LAMP SC 16A | [8 empty] | 09.07 | 1 | [8 empty] | 1 | 8420375114683 | 0 |  | 33 | 7 | 7 | 4 | 0.196 | 28420375114687 | 10 | 280 | 13.6 | 4.4 | 33.5 |  | 48420375114681 | 40 | 2055 | 40 | 30 | 15 | [10 empty] | 16 | N | [12 empty] | SU2 | P5 | 8536508099 | [14 empty] | Twepolige schakelaar, 16A, verklikkerlampje, 2 modules, Unica Top, Aluminium | Bipolaire, 16A, voyant témoin, connexion à vis, 2 modules, Unica Top, Aluminium | [17 empty] | https://eref.se.com/be/nl/sis-tarif/product/MGU3.262.30S | https://eref.se.com/be/fr/sis-tarif/product/MGU3.262.30S
Schneider Electric | Schneider Electric | 01022021 |  | Schneider Electric |  | SER | MGU3.263.12 |  |  | 7.62 |  | 1 |  | 10 | Wisselschakelaar 16A 2m | Va et vient 16A 2m |  | TWO WAY SW 16A SCREW 2 MODULES | [8 empty] | 09.07 | 1 | [8 empty] | 1 | 8420375152838 | 0 |  | 27 | 7 | 7 | 4 | 0.196 | 28420375152832 | 10 | 280 | 13.6 | 4.4 | 33.5 |  | 48420375152836 | 40 | 1688 | 40 | 30 | 15 | [10 empty] | 10 | N | [12 empty] | SU2 | P5 | 8536508099 | [14 empty] | Wisselschakelaar, 16A steekklemmen, 2 moduless, Unica Top, Grafiet | Va-et-vient, 16A, connexion rapide, 2 modules, Unica Top, Graphite | [17 empty] | https://eref.se.com/be/nl/sis-tarif/product/MGU3.263.12 | https://eref.se.com/be/fr/sis-tarif/product/MGU3.263.12
Schneider Electric | Schneider Electric | 01022021 |  | Schneider Electric |  | SER | MGU3.263.18 |  |  | 6.46 |  | 1 |  | 10 | Wisselschakelaar 16A 2m | Va et vient 16A 2m |  | Two-way switch 16A 2m | [8 empty] | 09.07 | 1 | [8 empty] | 1 | 8420375125818 | 0 |  | 34 | 7 | 7 | 4 | 0.196 | 18420375125815 | 10 | 341 | 3.35 | 1.36 | 0.44 |  | 48420375125816 | 40 | 1619 | 40 | 30 | 15 | [10 empty] | 10 | N | [12 empty] | SU1 | P4 | 8536508099 | [14 empty] | Wisselschakelaar, 16A steekklemmen, 2 moduless, Unica Plus, Wit | Va-et-vient, 16A, connexion rapide, 2 modules, Unica Plus, Blanc | [17 empty] | https://eref.se.com/be/nl/sis-tarif/product/MGU3.263.18 | https://eref.se.com/be/fr/sis-tarif/product/MGU3.263.18
Schneider Electric | Schneider Electric | 01022021 |  | Schneider Electric |  | SER | MGU3.263.25 |  |  | 6.46 |  | 1 |  | 10 | Wisselschakelaar 16A 2m | Va et vient 16A 2m |  | Two-way switch 16A 2m | [8 empty] | 09.07 | 1 | [8 empty] | 1 | 8420375125856 | 0 |  | 28 | 7 | 4 | 7 | 0.196 | 28420375125850 | 10 | 280 | 13.6 | 4.4 | 33.5 |  |  | 40 | 1120 | 40 | 30 | 15 |  |  | 640 | 17920 | 80 | 60 | 77 |  |  |  | 16 | N | [12 empty] | SU1 | P4 | 8536508099 | [14 empty] | Wisselschakelaar, 16A steekklemmen, 2 moduless, Unica Plus, Ivoor | Va-et-vient, 16A, connexion rapide, 2 modules, Unica Plus, Ivoire | [17 empty] | https://eref.se.com/be/nl/sis-tarif/product/MGU3.263.25 | https://eref.se.com/be/fr/sis-tarif/product/MGU3.263.25
Schneider Electric | Schneider Electric | 01022021 |  | Schneider Electric |  | SER | MGU3.263.30 |  |  | 7.62 |  | 1 |  | 10 | Wisselschakelaar 16A 2m | Va et vient 16A 2m |  | TWO WAY SW 16A SCREW 2 MODULES | [8 empty] | 09.07 | 1 | [8 empty] | 1 | 8420375114690 | 0 |  | 26 | 7 | 7 | 5 | 0.245 | 28420375114694 | 10 | 342 | 33.5 | 14 | 5 |  | 48420375114698 | 40 | 1823 | 40 | 30 | 15 |  |  | 640 | 26880 | 80 | 60 | 77 |  |  |  | 10 | N | [12 empty] | SU2 | P5 | 8536508090 | [14 empty] | Wisselschakelaar, 16A steekklemmen, 2 moduless, Unica Top, Aluminium | Va-et-vient, 16A, connexion rapide, 2 modules, Unica Top, Aluminium | [17 empty] | https://eref.se.com/be/nl/sis-tarif/product/MGU3.263.30 | https://eref.se.com/be/fr/sis-tarif/product/MGU3.263.30
Schneider Electric | Schneider Electric | 01022021 |  | Schneider Electric |  | SER | MGU3.283.12 |  |  | 67.91 |  | 1 |  | 10 | Kaartschakelaar | Interrupteur a badge voyant rep lum |  | KEY CARD SW 10A | [8 empty] | 09.07 | 1 | [8 empty] | 1 | 8420375152876 | 0 |  | 29 | 6 | 6 | 4 | 0.144 | 28420375152870 | 10 | 370 | 17.5 | 12 | 12.5 |  | 48420375152874 | 40 | 1796 | 40 | 30 | 15 |  |  | 640 | 36736 | 60 | 80 | 75 |  |  |  | 16 | N | [12 empty] | SU2 | P5 | 8536508099 | [14 empty] | Kaartschakelaar, lokaliseringslampje, 2 modules, Unica Top, Grafiet | Interrupteur à carte, voyant de repérage, 2 modules, Unica Top, Graphite | [17 empty] | https://eref.se.com/be/nl/sis-tarif/product/MGU3.283.12 | https://eref.se.com/be/fr/sis-tarif/product/MGU3.283.12
Schneider Electric | Schneider Electric | 01022021 |  | Schneider Electric |  | SER | MGU3.283.12CS |  |  | 73.27 |  | 1 |  | 10 | KAARTSCHAKELAAR GRAFIET CLASS | INTERRUPTEUR A CARTE GRAPHITE CLASS |  | UNICA CLASS KEY CARD SWITCH 10A GRAPHIT | [8 empty] | 09.07 | 1 | [8 empty] | 1 | 8420375169980 | 0 |  | 25 | 8 | 6 | 4 | 0.192 | 28420375169984 | 10 | 353 | 18.7 | 12.4 | 13 |  | 48420375169988 | 40 | 1735 | 40 | 30 | 15 | [10 empty] | 17 | N | [12 empty] | SU2 | P5 | 8536508090 | [14 empty] | Kaartschakelaar, lokaliseringslampje, 2 modules, Unica Class, Grafiet | Interrupteur à carte, voyant de repérage, 2 modules, Unica Class, Grafiet | [17 empty] | https://eref.se.com/be/nl/sis-tarif/product/MGU3.283.12CS | https://eref.se.com/be/fr/sis-tarif/product/MGU3.283.12CS
Schneider Electric | Schneider Electric | 01022021 |  | Schneider Electric |  | SER | MGU3.283.18 |  |  | 57.74 |  | 1 |  | 10 | UNICA HOTELKAARTSCHAKELAAR 10A WIT | Interrupteur a badge |  | Key card switch | [8 empty] | 09.07 | 1 | [8 empty] | 1 | 8420375125894 | 0 |  | 29 | 7 | 6 | 4 | 0.168 | 18420375125891 | 10 | 370 | 17.5 | 12 | 12.5 |  | 48420375125892 | 40 | 1722 | 40 | 30 | 15 |  |  | 640 | 39460 | 60 | 80 | 77 |  |  |  | 16 | N | [12 empty] | SU1 | P4 | 8536508099 | [14 empty] | Kaartschakelaar, lokaliseringslampje, 2 modules, Unica Plus, Wit | Interrupteur à carte, voyant de repérage, 2 modules, Unica Plus, Blanc | [17 empty] | https://eref.se.com/be/nl/sis-tarif/product/MGU3.283.18 | https://eref.se.com/be/fr/sis-tarif/product/MGU3.283.18
Schneider Electric | Schneider Electric | 01022021 |  | Schneider Electric |  | SER | MGU3.283.25 |  |  | 57.74 |  | 1 |  | 10 | Kaartschakelaar | Interrupteur a badge |  | Key card switch | [8 empty] | 09.07 | 1 | [8 empty] | 1 | 8420375125900 | 0 |  | 29 | 7 | 6 | 4 | 0.168 | 28420375125904 | 10 | 357 | 1.85 | 1.25 | 1.25 |  | 38420375125901 | 40 | 1691 | 40 | 30 | 15 |  |  | 640 | 35056 | 60 | 80 | 75 |  |  |  | 16 | N | [12 empty] | SU1 | P4 | 8536508099 | [14 empty] | Kaartschakelaar, lokaliseringslampje, 2 modules, Unica Plus, Ivoor | Interrupteur à carte, voyant de repérage, 2 modules, Unica Plus, Ivoire | [17 empty] | https://eref.se.com/be/nl/sis-tarif/product/MGU3.283.25 | https://eref.se.com/be/fr/sis-tarif/product/MGU3.283.25
Schneider Electric | Schneider Electric | 01022021 |  | Schneider Electric |  | SER | MGU3.283.30 |  |  | 67.91 |  | 1 |  | 10 | Kaartschakelaar | Interrupteur a badge voyant rep lum |  | KEY CARD SW 10A | [8 empty] | 09.07 | 1 | [8 empty] | 1 | 8420375114737 | 0 |  | 29.4 | 7 | 6 | 4 | 0.168 | 28420375114731 | 10 | 370 | 37.7 | 12.9 | 14 |  | 48420375114735 | 40 | 1826 | 40 | 30 | 15 |  |  | 640 | 37216 | 60 | 80 | 75 |  |  |  | 16 | N | [12 empty] | SU2 | P5 | 8536508099 | [14 empty] | Kaartschakelaar, lokaliseringslampje, 2 modules, Unica Top, Aluminium | Interrupteur à carte, voyant de repérage, 2 modules, Unica Top, Aluminium | [17 empty] | https://eref.se.com/be/nl/sis-tarif/product/MGU3.283.30 | https://eref.se.com/be/fr/sis-tarif/product/MGU3.283.30
Schneider Electric | Schneider Electric | 01022021 |  | Schneider Electric |  | SER | MGU3.410.12 |  |  | 12.18 |  | 1 |  | 10 | RJ45 S-ONE CAT5 NIET-AFGESCHERMD 1M | RJ45 S-ONE CAT5 NON BLINDEE 1M |  | RJ45 CAT 5 UNSHIELDED 1MOD UNICA | [8 empty] | 09.07 | 1 | [8 empty] | 1 | 3606480372575 | 0 |  | 19.3 | 5 | 4 | 3 | 0.06 | 13606480372572 | 10 | 254 | 24.7 | 10.8 | 5.6 |  | 43606480372573 | 170 | 4752 | 40 | 30 | 30 |  |  | 1360 | 46016 | 60 | 80 | 75 |  |  |  | 10 | N | [12 empty] | SU2 | P5 | 8536699099 | [14 empty] | RJ45 datastopcontact S-One, Cat5, niet-afgeschermd, 1 module, Unica Top, Grafiet | Prise RJ45 S-One, Cat5, non blindée, 1 module, Unica Top, Graphite | [17 empty] | https://eref.se.com/be/nl/sis-tarif/product/MGU3.410.12 | https://eref.se.com/be/fr/sis-tarif/product/MGU3.410.12
Schneider Electric | Schneider Electric | 01022021 |  | Schneider Electric |  | SER | MGU3.410.18 |  |  | 10.35 |  | 1 |  | 10 | RJ45 S-ONE CAT5 NIET-AFGESCHERMD 1M | RJ45 S-ONE CAT5 NON BLINDEE 1M |  | RJ45 INFRAPLUS CAT5E UTP- UNSHIELDED 1M | [8 empty] | 09.07 | 1 | [8 empty] | 1 | 3606480372599 | 0 |  | 19 | 5 | 4 | 3 | 0.06 | 13606480372596 | 10 | 265 | 5.6 | 24.7 | 11 |  | 43606480372597 | 300 | 8048 | 60 | 40 | 30 |  |  | 1200 | 39172 | 60 | 80 | 75 |  |  |  | 2 | Y | [12 empty] | SU1 | P4 | 8536699099 | [14 empty] | RJ45 datastopcontact S-One, Cat5, niet-afgeschermd, 1 module, Unica Plus, Wit | Prise RJ45 S-One, Cat5, non blindée, 1 module, Unica Plus, Blanc | [17 empty] | https://eref.se.com/be/nl/sis-tarif/product/MGU3.410.18 | https://eref.se.com/be/fr/sis-tarif/product/MGU3.410.18
Schneider Electric | Schneider Electric | 01022021 |  | Schneider Electric |  | SER | MGU3.410.25 |  |  | 10.35 |  | 1 |  | 10 | RJ45 S-ONE CAT5 NIET-AFGESCHERMD 1M | RJ45 S-ONE CAT5 NON BLINDEE 1M |  | RJ45 Infraplus Cat5e Unshielded 1m | [8 empty] | 09.07 | 1 | [8 empty] | 1 | 3606480372612 | 0 |  | 19 | 5 | 4 | 3 | 0.06 | 13606480372619 | 10 | 254 | 5.6 | 24.7 | 10.8 |  | 43606480372610 | 170 | 4573 | 40 | 30 | 30 |  |  | 1360 | 44582 | 60 | 80 | 75 |  |  |  | 10 | N | [12 empty] | SU1 | P4 | 8536699099 | [14 empty] | RJ45 datastopcontact S-One, Cat5, niet-afgeschermd, 1 module, Unica Plus, Ivoor | Prise RJ45 S-One, Cat5, non blindée, 1 module, Unica Plus, Ivoire | [17 empty] | https://eref.se.com/be/nl/sis-tarif/product/MGU3.410.25 | https://eref.se.com/be/fr/sis-tarif/product/MGU3.410.25
Schneider Electric | Schneider Electric | 01022021 |  | Schneider Electric |  | SER | MGU3.410.30 |  |  | 12.18 |  | 1 |  | 10 | RJ45 S-ONE CAT5 NIET-AFGESCHERMD 1M | RJ45 S-ONE CAT5 NON BLINDEE 1M |  | RJ45 CAT 5 UNSHIELDED 1MOD UNICA | [8 empty] | 09.07 | 1 | [8 empty] | 1 | 3606480372636 | 0 |  | 22 | 8 | 16 | 3 | 0.384 | 13606480372633 | 1 | 22 | 7.9 | 15.9 | 2.8 |  | 43606480372634 | 60 | 1840 | 40 | 30 | 15 |  |  | 960 | 37940 | 60 | 80 | 77 |  |  |  | 10 | N | [12 empty] | SU2 | P5 | 8536699099 | [14 empty] | RJ45 datastopcontact S-One, Cat5, niet-afgeschermd, 1 module, Unica Top, Alu | Prise RJ45 S-One, Cat5, non blindée, 1 module, Unica Top, Aluminium | [17 empty] | https://eref.se.com/be/nl/sis-tarif/product/MGU3.410.30 | https://eref.se.com/be/fr/sis-tarif/product/MGU3.410.30
Schneider Electric | Schneider Electric | 01022021 |  | Schneider Electric |  | SER | MGU3.411.12 |  |  | 17.41 |  | 1 |  | 10 | RJ45 S-ONE CAT5 NIET-AFGESCHERMD 2M | RJ45 S-ONE CAT5 NON BLINDEE 2M |  | RJ45 CAT 5 UNSHIELDED 2MOD UNICA | [8 empty] | 09.07 | 1 | [8 empty] | 1 | 3606480372650 | 0 |  | 22 | 5 | 5 | 4 | 0.1 | 13606480372657 | 10 | 314 | 18.5 | 17.7 | 8.2 |  | 43606480372658 | 80 | 2807 | 40 | 30 | 30 |  |  | 640 | 29436 | 60 | 80 | 75 |  |  |  | 10 | N | [12 empty] | SU2 | P5 | 8536699099 | [14 empty] | RJ45 datastopcontact S-One, Cat5, niet-afgeschermd, 2 modules, Unica Top,Grafiet | Prise RJ45 S-One, Cat5, non blindée, 2 modules, Unica Top, Graphite | [17 empty] | https://eref.se.com/be/nl/sis-tarif/product/MGU3.411.12 | https://eref.se.com/be/fr/sis-tarif/product/MGU3.411.12
Schneider Electric | Schneider Electric | 01022021 |  | Schneider Electric |  | SER | MGU3.411.18 |  |  | 14.78 |  | 1 |  | 10 | RJ45 CAT 5 UNSHIELDED 2MOD. | RJ45 S-ONE CAT5 NON BLINDEE 2M |  | RJ45 INFRAPLUS CAT5E UTP- UNSHIELDED 2M | [8 empty] | 09.07 | 1 | [8 empty] | 1 | 3606480372674 | 0 |  | 22.2 | 5 | 5 | 4 | 0.1 | 13606480372671 | 10 | 310 | 8 | 18.5 | 18 |  | 43606480372672 | 200 | 6648 | 60 | 40 | 30 |  | 73606480372673 | 800 | 34592 | 60 | 80 | 75 |  |  |  | 6 | N | [12 empty] | SU1 | P4 | 8536699099 | [14 empty] | RJ45 datastopcontact S-One, Cat5, niet-afgeschermd, 2 modules, Unica Plus, Wit | Prise RJ45 S-One, Cat5, non blindée, 2 modules, Unica Plus, Blanc | [17 empty] | https://eref.se.com/be/nl/sis-tarif/product/MGU3.411.18 | https://eref.se.com/be/fr/sis-tarif/product/MGU3.411.18
Schneider Electric | Schneider Electric | 01022021 |  | Schneider Electric |  | SER | MGU3.411.25 |  |  | 14.78 |  | 1 |  | 10 | RJ45 S-ONE CAT5 NIET-AFGESCHERMD 2M | RJ45 S-ONE CAT5 NON BLINDEE 2M |  | RJ45 Infraplus Cat5e Unshielded 2m | [8 empty] | 09.07 | 1 | [8 empty] | 1 | 3606480372698 | 0 |  | 21.75 | 5 | 5 | 4 | 0.1 | 13606480372695 | 10 | 306 | 1.85 | 1.8 | 0.82 |  | 43606480372696 | 200 | 6678 | 60 | 40 | 30 |  |  | 800 | 33692 | 60 | 80 | 75 |  |  |  | 10 | N | [12 empty] | SU1 | P4 | 8536699099 | [14 empty] | RJ45 datastopcontact S-One, Cat5, niet-afgeschermd, 2 modules, Unica Plus, Ivoor | Prise RJ45 S-One, Cat5, non blindée, 2 modules, Unica Plus, Ivoire | [17 empty] | https://eref.se.com/be/nl/sis-tarif/product/MGU3.411.25 | https://eref.se.com/be/fr/sis-tarif/product/MGU3.411.25
Schneider Electric | Schneider Electric | 01022021 |  | Schneider Electric |  | SER | MGU3.411.30 |  |  | 17.41 |  | 1 |  | 10 | RJ45 S-ONE CAT5 NIET-AFGESCHERMD 2M | RJ45 S-ONE CAT5 NON BLINDEE 2M |  | RJ45 CAT 5 UNSHIELDED 2MOD UNICA | [8 empty] | 09.07 | 1 | [8 empty] | 1 | 3606480372711 | 0 |  | 22 | 6 | 6 | 6 | 0.216 | 13606480372718 | 10 | 308 | 18.6 | 17.8 | 8 |  | 43606480372719 | 200 | 7000 | 60 | 40 | 30 |  |  | 800 | 36000 | 60 | 80 | 77 |  |  |  | 10 | N | [12 empty] | SU2 | P5 | 8536699099 | [14 empty] | RJ45 datastopcontact S-One, Cat5, niet-afgeschermd, 2 modules, Unica Top, Alu | Prise RJ45 S-One, Cat5, non blindée, 2 modules, Unica Top, Aluminium | [17 empty] | https://eref.se.com/be/nl/sis-tarif/product/MGU3.411.30 | https://eref.se.com/be/fr/sis-tarif/product/MGU3.411.30
Schneider Electric | Schneider Electric | 01022021 |  | Schneider Electric |  | SER | MGU3.412.12 |  |  | 14.16 |  | 1 |  | 10 | RJ45 S-ONE CAT5 AFGESCHERMD 1M | RJ45 S-ONE CAT5 ECRANTEE 1M |  | RJ45 CAT 5 SHIELDED 1MOD. | [8 empty] | 09.07 | 1 | [8 empty] | 1 | 3606480372735 | 0 |  | 37 | 8 | 10 | 4 | 0.32 |  | 10 | 431 | 24.7 | 10.8 | 5.6 |  |  | 60 | 3041 | 40 | 30 | 15 |  |  | 960 | 57156 | 60 | 80 | 77 |  |  |  | 16 | N | [12 empty] | SU2 | P5 | 8536699099 | [14 empty] | RJ45 datastopcontact S-One, Cat5, afgeschermd, 1 module, Unica Top, Grafiet | Prise RJ45 S-One, Cat5, blindée, 1 module, Unica Top, Graphite | [17 empty] | https://eref.se.com/be/nl/sis-tarif/product/MGU3.412.12 | https://eref.se.com/be/fr/sis-tarif/product/MGU3.412.12
Schneider Electric | Schneider Electric | 01022021 |  | Schneider Electric |  | SER | MGU3.412.18 |  |  | 12.01 |  | 1 |  | 10 | RJ45 S-ONE CAT5 AFGESCHERMD 1M | RJ45 S-ONE CAT5 ECRANTEE 1M |  | RJ45 Infraplus Cat5e Shielded 1m | [8 empty] | 09.07 | 1 | [8 empty] | 1 | 3606480372759 | 0 |  | 42 | 5 | 2 | 4 | 0.04 | 13606480372756 | 10 | 431 | 24.7 | 11 | 5.6 |  | 43606480372757 | 60 | 3000 | 40 | 30 | 15 |  |  | 960 | 62000 | 60 | 80 | 77 |  |  |  | 10 | N | [12 empty] | SU1 | P4 | 8536699099 | [14 empty] | RJ45 datastopcontact S-One, Cat5, afgeschermd, 1 module, Unica Plus, Wit | Prise RJ45 S-One, Cat5, blindée, 1 module, Unica Plus, Blanc | [17 empty] | https://eref.se.com/be/nl/sis-tarif/product/MGU3.412.18 | https://eref.se.com/be/fr/sis-tarif/product/MGU3.412.18
Schneider Electric | Schneider Electric | 01022021 |  | Schneider Electric |  | SER | MGU3.412.25 |  |  | 12.01 |  | 1 |  | 10 | RJ45 S-ONE CAT5 AFGESCHERMD 1M | RJ45 S-ONE CAT5 ECRANTEE 1M |  | RJ45 Infraplus Cat5e Shielded 1m | [8 empty] | 09.07 | 1 | [8 empty] | 1 | 3606480372773 | 0 |  | 37 | 8 | 10 | 4 | 0.32 | 13606480372770 | 10 | 431 | 5.6 | 24.7 | 10.8 |  |  | 60 | 3040 | 40 | 30 | 15 |  |  | 960 | 57160 | 60 | 80 | 77 |  |  |  | 16 | N | [12 empty] | SU1 | P4 | 8536699099 | [14 empty] | RJ45 datastopcontact S-One, Cat5, afgeschermd, 1 module, Unica Plus, Ivoor | Prise RJ45 S-One, Cat5, blindée, 1 module, Unica Plus, Ivoire | [17 empty] | https://eref.se.com/be/nl/sis-tarif/product/MGU3.412.25 | https://eref.se.com/be/fr/sis-tarif/product/MGU3.412.25
Schneider Electric | Schneider Electric | 01022021 |  | Schneider Electric |  | SER | MGU3.412.30 |  |  | 14.16 |  | 1 |  | 10 | RJ45 S-ONE CAT5 AFGESCHERMD 1M | RJ45 S-ONE CAT5 ECRANTEE 1M |  | RJ45 CAT 5 SHIELDED 1MOD. | [8 empty] | 09.07 | 1 | [8 empty] | 1 | 3606480372797 | 0 |  | 43 | 5 | 4 | 2 | 0.04 | 13606480372794 | 10 | 431 | 2.47 | 1.08 | 0.56 |  |  | 40 | 2200 | 40 | 30 | 15 |  |  | 960 | 57156 | 60 | 80 | 77 |  |  |  | 16 | N | [12 empty] | SU2 | P5 | 8536699099 | [14 empty] | RJ45 datastopcontact S-One, Cat5, afgeschermd, 1 module, Unica Top, Aluminium | Prise RJ45 S-One, Cat5, blindée, 1 module, Unica Top, Aluminium | [17 empty] | https://eref.se.com/be/nl/sis-tarif/product/MGU3.412.30 | https://eref.se.com/be/fr/sis-tarif/product/MGU3.412.30
Schneider Electric | Schneider Electric | 01022021 |  | Schneider Electric |  | SER | MGU3.413.12 |  |  | 20.23 |  | 1 |  | 10 | RJ45 S-ONE CAT5 AFGESCHERMD 2M | RJ45 S-ONE CAT5 ECRANTEE 2M |  | RJ45 CAT 5 SHIELDED 2MOD. | [8 empty] | 09.07 | 1 | [8 empty] | 1 | 3606480427138 | 0 |  | 45 | 5 | 5 | 4 | 0.1 | 13606480427135 | 10 | 494 | 1.85 | 1.77 | 0.82 |  | 43606480427136 | 200 | 11444 | 60 | 40 | 30 |  |  | 800 | 52628 | 80 | 60 | 77 |  |  |  | 16 | N | [12 empty] | SU2 | P5 | 8536699099 | [14 empty] | RJ45 datastopcontact S-One, Cat5, afgeschermd, 2 modules, Unica Top, Grafiet | Prise RJ45 S-One, Cat5, blindée, 2 modules, Unica Top, Graphite | [17 empty] | https://eref.se.com/be/nl/sis-tarif/product/MGU3.413.12 | https://eref.se.com/be/fr/sis-tarif/product/MGU3.413.12
Schneider Electric | Schneider Electric | 01022021 |  | Schneider Electric |  | SER | MGU3.413.18 |  |  | 17.17 |  | 1 |  | 10 | RJ45 S-ONE CAT5 AFGESCHERMD 2M | RJ45 S-ONE CAT5 ECRANTEE 2M |  | RJ45 Infraplus Cat5e Shielded 2m | [8 empty] | 09.07 | 1 | [8 empty] | 1 | 3606480427145 | 0 |  | 45.3 | 5 | 5 | 4 | 0.1 | 13606480427142 | 10 | 494 | 8.2 | 18.5 | 17.7 |  |  | 80 | 4891 | 60 | 40 | 30 |  |  | 640 | 46960 | 60 | 80 | 77 |  |  |  | 10 | N | [12 empty] | SU1 | P4 | 8536699099 | [14 empty] | RJ45 datastopcontact S-One, Cat5, afgeschermd, 2 modules, Unica Plus, Wit | Prise RJ45 S-One, Cat5, blindée, 2 modules, Unica Plus, Blanc | [17 empty] | https://eref.se.com/be/nl/sis-tarif/product/MGU3.413.18 | https://eref.se.com/be/fr/sis-tarif/product/MGU3.413.18
Schneider Electric | Schneider Electric | 01022021 |  | Schneider Electric |  | SER | MGU3.413.25 |  |  | 17.17 |  | 1 |  | 10 | RJ45 S-ONE CAT5 AFGESCHERMD 2M | RJ45 S-ONE CAT5 ECRANTEE 2M |  | RJ45 Infraplus Cat5e Shielded 2m | [8 empty] | 09.07 | 1 | [8 empty] | 1 | 3606480427152 | 0 |  | 45.1 | 5 | 5 | 4 | 0.1 | 13606480427159 | 10 | 494 | 8.2 | 18.5 | 17.7 |  |  | 20 | 1336 | 40 | 30 | 15 |  |  | 320 | 29376 | 60 | 80 | 75 |  |  |  | 16 | N | [12 empty] | SU1 | P4 | 8536699099 | [14 empty] | RJ45 datastopcontact S-One, Cat5, afgeschermd, 2 modules, Unica Plus, Ivoor | Prise RJ45 S-One, Cat5, blindée, 2 modules, Unica Plus, Ivoire | [17 empty] | https://eref.se.com/be/nl/sis-tarif/product/MGU3.413.25 | https://eref.se.com/be/fr/sis-tarif/product/MGU3.413.25
Schneider Electric | Schneider Electric | 01022021 |  | Schneider Electric |  | SER | MGU3.413.30 |  |  | 20.23 |  | 1 |  | 10 | RJ45 S-ONE CAT5 AFGESCHERMD 2M | RJ45 S-ONE CAT5 ECRANTEE 2M |  | RJ45 CAT 5 SHIELDED 2MOD. | [8 empty] | 09.07 | 1 | [8 empty] | 1 | 3606480427169 | 0 |  | 41 | 8 | 10 | 6 | 0.48 |  | 10 | 494 | 18.5 | 17.7 | 8.2 |  |  | 200 | 11032 | 60 | 40 | 30 |  |  | 800 | 52628 | 80 | 60 | 77 |  |  |  | 16 | N | [12 empty] | SU2 | P5 | 8536699099 | [14 empty] | RJ45 datastopcontact S-One, Cat5, afgeschermd, 2 modules, Unica Top, Aluminium | Prise RJ45 S-One, Cat5, blindée, 2 modules, Unica Top, Aluminium | [17 empty] | https://eref.se.com/be/nl/sis-tarif/product/MGU3.413.30 | https://eref.se.com/be/fr/sis-tarif/product/MGU3.413.30
Schneider Electric | Schneider Electric | 01022021 |  | Schneider Electric |  | SER | MGU3.414.12 |  |  | 15.01 |  | 1 |  | 10 | RJ45 S-ONE CAT6 NIET-AFGESCHERMD 1M | RJ45 S-ONE CAT6 NON BLINDEE 1M |  | RJ45 Cat 6 Unshielded 1mod.\ | [8 empty] | 09.07 | 1 | [8 empty] | 1 | 3606480427176 | 0 |  | 20 | 5 | 2 | 4 | 0.04 |  | 10 | 254 | 24.7 | 10.8 | 5.6 |  |  | 60 | 2000 | 40 | 30 | 15 |  |  | 960 | 38000 | 60 | 80 | 77 |  |  |  | 10 | N | [12 empty] | SU2 | P5 | 8536699099 | [14 empty] | RJ45 datastopcontact S-One, Cat6, niet-afgeschermd, 1 module, Unica Top, Grafiet | Prise RJ45 S-One, Cat6, non blindée, 1 module, Unica Top, Graphite | [17 empty] | https://eref.se.com/be/nl/sis-tarif/product/MGU3.414.12 | https://eref.se.com/be/fr/sis-tarif/product/MGU3.414.12
Schneider Electric | Schneider Electric | 01022021 |  | Schneider Electric |  | SER | MGU3.414.18 |  |  | 12.77 |  | 1 |  | 10 | RJ45 S-ONE CAT6 NIET-AFGESCHERMD 1M | RJ45 S-ONE CAT6 NON BLINDEE 1M |  | RJ45 Infraplus Cat6 Unshielded 1m | [8 empty] | 09.07 | 1 | [8 empty] | 1 | 3606480427183 | 0 |  | 20 | 7 | 6 | 5 | 0.21 | 13606480427180 | 10 | 254 | 5.6 | 24.7 | 10.8 |  | 43606480427181 | 300 | 8263 | 60 | 40 | 30 |  |  | 1200 | 41552 | 60 | 80 | 77 |  |  |  | 10 | N | [12 empty] | SU1 | P4 | 8536699099 | [14 empty] | RJ45 datastopcontact S-One, Cat6, niet-afgeschermd, 1 module, Unica Plus, Wit | Prise RJ45 S-One, Cat6, non blindée, 1 module, Unica Plus, Blanc | [17 empty] | https://eref.se.com/be/nl/sis-tarif/product/MGU3.414.18 | https://eref.se.com/be/fr/sis-tarif/product/MGU3.414.18
Schneider Electric | Schneider Electric | 01022021 |  | Schneider Electric |  | SER | MGU3.414.25 |  |  | 12.77 |  | 1 |  | 10 | RJ45 S-ONE CAT6 NIET-AFGESCHERMD 1M | RJ45 S-ONE CAT6 NON BLINDEE 1M |  | RJ45 Infraplus Cat6 Unshielded 1m | [8 empty] | 09.07 | 1 | [8 empty] | 1 | 3606480427190 | 0 |  | 19 | 5 | 2 | 4 | 0.04 | 13606480427197 | 1 | 20 | 5 | 7.5 | 4.3 |  | 43606480427198 | 60 | 2000 | 40 | 30 | 15 |  |  | 960 | 38000 | 60 | 80 | 77 |  |  |  | 10 | N | [12 empty] | SU1 | P4 | 8536699099 | [14 empty] | RJ45 datastopcontact S-One, Cat6, niet-afgeschermd, 1 module, Unica Plus, Ivoor | Prise RJ45 S-One, Cat6, non blindée, 1 module, Unica Plus, Ivoire | [17 empty] | https://eref.se.com/be/nl/sis-tarif/product/MGU3.414.25 | https://eref.se.com/be/fr/sis-tarif/product/MGU3.414.25
Schneider Electric | Schneider Electric | 01022021 |  | Schneider Electric |  | SER | MGU3.414.30 |  |  | 15.01 |  | 1 |  | 10 | RJ45 S-ONE CAT6 NIET-AFGESCHERMD 1M | RJ45 S-ONE CAT6 NON BLINDEE 1M |  | RJ45 Cat 6 Unshielded 1mod.\ | [8 empty] | 09.07 | 1 | [8 empty] | 1 | 3606480427206 | 0 |  | 20 | 4 | 2 | 4 | 0.032 |  | 10 | 263 | 2.47 | 1.1 | 0.53 |  |  | 170 | 4771 | 40 | 30 | 30 |  |  | 1360 | 46668 | 60 | 80 | 77 |  |  |  | 10 | N | [12 empty] | SU2 | P5 | 8536699099 | [14 empty] | RJ45 datastopcontact S-One, Cat6, niet-afgeschermd, 1 module, Unica Top, Alu | Prise RJ45 S-One, Cat6, non blindée, 1 module, Unica Top, Aluminium | [17 empty] | https://eref.se.com/be/nl/sis-tarif/product/MGU3.414.30 | https://eref.se.com/be/fr/sis-tarif/product/MGU3.414.30
Schneider Electric | Schneider Electric | 01022021 |  | Schneider Electric |  | SER | MGU3.415.12 |  |  | 21.46 |  | 1 |  | 10 | RJ45 S-ONE CAT6 NIET-AFGESCHERMD 2M | RJ45 S-ONE CAT6 NON BLINDEE 2M |  | UNICA GRAPHITE RJ45 CAT6 2M | [8 empty] | 09.07 | 1 | [8 empty] | 1 | 3606480372971 | 0 |  | 22 | 7 | 15 | 5 | 0.525 | 13606480372978 | 10 | 310 | 18.5 | 18 | 8.2 |  | 43606480372979 | 20 | 947 | 40 | 30 | 15 |  |  | 320 | 23652 | 60 | 80 | 77 |  |  |  | 10 | N | [12 empty] | SU2 | P5 | 8536699099 | [14 empty] | RJ45 datastopcontact S-One, Cat6, niet-afgeschermd, 2 modules, Unica Top,Grafiet | Prise RJ45 S-One, Cat6, non blindée, 2 modules, Unica Top, Graphite | [17 empty] | https://eref.se.com/be/nl/sis-tarif/product/MGU3.415.12 | https://eref.se.com/be/fr/sis-tarif/product/MGU3.415.12
Schneider Electric | Schneider Electric | 01022021 |  | Schneider Electric |  | SER | MGU3.415.18 |  |  | 18.23 |  | 1 |  | 10 | RJ45 S-ONE CAT6 NIET-AFGESCHERMD 2M | RJ45 S-ONE CAT6 NON BLINDEE 2M |  | RJ45 Cat 6 Unshielded 2mod.\ | [8 empty] | 09.07 | 1 | [8 empty] | 1 | 3606480372995 | 0 |  | 22 | 5 | 5 | 4 | 0.1 | 13606480372992 | 10 | 311 | 8.2 | 18.6 | 18 |  | 43606480372993 | 200 | 7004 | 60 | 40 | 30 |  |  | 800 | 36200 | 60 | 80 | 77 |  |  |  | 10 | N | [12 empty] | SU1 | P4 | 8536699099 | [14 empty] | RJ45 datastopcontact S-One, Cat6, niet-afgeschermd, 2 modules, Unica Plus, Wit | Prise RJ45 S-One, Cat6, non blindée, 2 modules, Unica Plus, Blanc | [17 empty] | https://eref.se.com/be/nl/sis-tarif/product/MGU3.415.18 | https://eref.se.com/be/fr/sis-tarif/product/MGU3.415.18
Schneider Electric | Schneider Electric | 01022021 |  | Schneider Electric |  | SER | MGU3.415.25 |  |  | 18.23 |  | 1 |  | 10 | RJ45 S-ONE CAT6 NIET-AFGESCHERMD 2M | RJ45 S-ONE CAT6 NON BLINDEE 2M |  | RJ45 Infraplus Cat6 Unshielded 2m | [8 empty] | 09.07 | 1 | [8 empty] | 1 | 3606480373015 | 0 |  | 22 | 6 | 5 | 5 | 0.15 | 13606480373012 | 10 | 308 | 1.86 | 1.84 | 0.86 |  |  | 80 | 2950 | 40 | 30 | 30 |  |  | 640 | 32110 | 60 | 80 | 77 |  |  |  | 10 | N | [12 empty] | SU1 | P4 | 8536699099 | [14 empty] | RJ45 datastopcontact S-One, Cat6, niet-afgeschermd, 2 modules, Unica Plus, Ivoor | Prise RJ45 S-One, Cat6, non blindée, 2 modules, Unica Plus, Ivoire | [17 empty] | https://eref.se.com/be/nl/sis-tarif/product/MGU3.415.25 | https://eref.se.com/be/fr/sis-tarif/product/MGU3.415.25
Schneider Electric | Schneider Electric | 01022021 |  | Schneider Electric |  | SER | MGU3.415.30 |  |  | 21.46 |  | 1 |  | 10 | RJ45 S-ONE CAT6 NIET-AFGESCHERMD 2M | RJ45 S-ONE CAT6 NON BLINDEE 2M |  | RJ45 Cat 6 Unshielded 2mod.\ | [8 empty] | 09.07 | 1 | [8 empty] | 1 | 3606480373039 | 0 |  | 22 | 6 | 14 | 5 | 0.42 | 13606480373036 | 1 | 22 | 5.7 | 14.4 | 4.6 |  | 43606480373037 | 80 | 2947 | 40 | 30 | 30 |  |  | 640 | 32076 | 60 | 80 | 77 |  |  |  | 10 | N | [12 empty] | SU2 | P5 | 8536699099 | [14 empty] | RJ45 datastopcontact S-One, Cat6, niet-afgeschermd, 2 modules, Unica Top, Alu | Prise RJ45 S-One, Cat6, non blindée, 2 modules, Unica Top, Aluminium | [17 empty] | https://eref.se.com/be/nl/sis-tarif/product/MGU3.415.30 | https://eref.se.com/be/fr/sis-tarif/product/MGU3.415.30
Schneider Electric | Schneider Electric | 01022021 |  | Schneider Electric |  | SER | MGU3.416.12 |  |  | 17.41 |  | 1 |  | 10 | RJ45 S-ONE CAT6 AFGESCHERMD 1M | RJ45 S-ONE CAT6 ECRANTEE 1M |  | RJ45 CAT 6 SHIELDED 1MOD UNICA | [8 empty] | 09.07 | 1 | [8 empty] | 1 | 3606480373053 | 0 |  | 45 | 5 | 4 | 2 | 0.04 | 13606480373050 | 1 | 37 | 7.5 | 10 | 4 |  | 43606480373051 | 60 | 3479 | 40 | 30 | 15 |  |  | 960 | 57156 | 60 | 80 | 77 |  |  |  | 16 | N | [12 empty] | SU2 | P5 | 8536699099 | [14 empty] | RJ45 datastopcontact S-One, Cat6, afgeschermd, 1 module, Unica Top, Grafiet | Prise RJ45 S-One, Cat6, blindée, 1 module, Unica Top, Graphite | [17 empty] | https://eref.se.com/be/nl/sis-tarif/product/MGU3.416.12 | https://eref.se.com/be/fr/sis-tarif/product/MGU3.416.12
Schneider Electric | Schneider Electric | 01022021 |  | Schneider Electric |  | SER | MGU3.416.18 |  |  | 14.78 |  | 1 |  | 10 | RJ45 S-ONE CAT6 AFGESCHERMD 1M | RJ45 S-ONE CAT6 ECRANTEE 1M |  | RJ45 INFRAPLUS CAT6 STP- SHIELDED 1M | [8 empty] | 09.07 | 1 | [8 empty] | 1 | 3606480373077 | 0 |  | 44 | 7 | 7 | 5 | 0.245 | 13606480373074 | 10 | 514 | 6 | 25 | 11 |  | 43606480373075 | 170 | 8700 | 40 | 30 | 30 |  |  | 1360 | 78100 | 60 | 80 | 77 |  |  |  | 10 | N | [12 empty] | SU1 | P4 | 8536699099 | [14 empty] | RJ45 datastopcontact S-One, Cat6, afgeschermd, 1 module, Unica Plus, Wit | Prise RJ45 S-One, Cat6, blindée, 1 module, Unica Plus, Blanc | [17 empty] | https://eref.se.com/be/nl/sis-tarif/product/MGU3.416.18 | https://eref.se.com/be/fr/sis-tarif/product/MGU3.416.18
Schneider Electric | Schneider Electric | 01022021 |  | Schneider Electric |  | SER | MGU3.416.25 |  |  | 14.78 |  | 1 |  | 10 | RJ45 S-ONE CAT6 AFGESCHERMD 1M | RJ45 S-ONE CAT6 ECRANTEE 1M |  | RJ45 Infraplus Cat6 Shielded 1m | [8 empty] | 09.07 | 1 | [8 empty] | 1 | 3606480373091 | 0 |  | 37 | 8 | 10 | 4 | 0.32 | 13606480373098 | 1 | 37 | 7.5 | 10 | 4 |  |  | 60 | 3041 | 40 | 30 | 15 |  |  | 960 | 57156 | 60 | 80 | 77 |  |  |  | 16 | N | [12 empty] | SU1 | P4 | 3926909790 | [14 empty] | RJ45 datastopcontact S-One, Cat6, afgeschermd, 1 module, Unica Plus, Ivoor | Prise RJ45 S-One, Cat6, blindée, 1 module, Unica Plus, Ivoire | [17 empty] | https://eref.se.com/be/nl/sis-tarif/product/MGU3.416.25 | https://eref.se.com/be/fr/sis-tarif/product/MGU3.416.25
Schneider Electric | Schneider Electric | 01022021 |  | Schneider Electric |  | SER | MGU3.416.30 |  |  | 17.41 |  | 1 |  | 10 | RJ45 S-ONE CAT6 AFGESCHERMD 1M | RJ45 S-ONE CAT6 ECRANTEE 1M |  | RJ45 CAT 6 SHIELDED 1MOD UNICA | [8 empty] | 09.07 | 1 | [8 empty] | 1 | 3606480373114 | 0 |  | 45 | 5 | 5 | 3 | 0.075 | 13606480373111 | 10 | 506 | 2.5 | 0.6 | 1.1 |  | 43606480373112 | 60 | 3491 | 40 | 30 | 15 |  |  | 960 | 57156 | 60 | 80 | 77 |  |  |  | 16 | N | [12 empty] | SU2 | P5 | 8536699099 | [14 empty] | RJ45 datastopcontact S-One, Cat6, afgeschermd, 1 module, Unica Top, Aluminium | Prise RJ45 S-One, Cat6, blindée, 1 module, Unica Top, Aluminium | [17 empty] | https://eref.se.com/be/nl/sis-tarif/product/MGU3.416.30 | https://eref.se.com/be/fr/sis-tarif/product/MGU3.416.30
Schneider Electric | Schneider Electric | 01022021 |  | Schneider Electric |  | SER | MGU3.417.12 |  |  | 24.87 |  | 1 |  | 10 | RJ45 S-ONE CAT6 AFGESCHERMD 2M | RJ45 S-ONE CAT6 ECRANTEE 2M |  | RJ45 CAT 6 SHIELDED 2MOD UNICA | [8 empty] | 09.07 | 1 | [8 empty] | 1 | 3606480373138 | 0 |  | 46 | 7 | 8 | 5 | 0.28 | 13606480373135 | 10 | 494 | 18.5 | 17.7 | 8.2 |  | 43606480373136 | 20 | 1176 | 40 | 30 | 15 | [10 empty] | 16 | N | [12 empty] | SU2 | P5 | 8536699099 | [14 empty] | RJ45 datastopcontact S-One, Cat6, afgeschermd, 2 modules, Unica Top, Grafiet | Prise RJ45 S-One, Cat6, blindée, 2 modules, Unica Top, Graphite | [17 empty] | https://eref.se.com/be/nl/sis-tarif/product/MGU3.417.12 | https://eref.se.com/be/fr/sis-tarif/product/MGU3.417.12
Schneider Electric | Schneider Electric | 01022021 |  | Schneider Electric |  | SER | MGU3.417.18 |  |  | 21.12 |  | 1 |  | 10 | RJ45 S-ONE CAT6 AFGESCHERMD 2M | RJ45 S-ONE CAT6 ECRANTEE 2M |  | RJ45 INFRAPLUS CAT6 STP- SHIELDED 2M | [8 empty] | 09.07 | 1 | [8 empty] | 1 | 3606480373152 | 0 |  | 44 | 6 | 7 | 5 | 0.21 | 13606480373159 | 10 | 542 | 8.2 | 18.5 | 18 |  | 43606480373150 | 80 | 4745 | 40 | 30 | 30 |  | 73606480373151 | 640 | 46460 | 60 | 80 | 77 |  |  |  | 10 | N | [12 empty] | SU1 | P4 | 8536699099 | [14 empty] | RJ45 datastopcontact S-One, Cat6, afgeschermd, 2 modules, Unica Plus, Wit | Prise RJ45 S-One, Cat6, blindée, 2 modules, Unica Plus, Blanc | [17 empty] | https://eref.se.com/be/nl/sis-tarif/product/MGU3.417.18 | https://eref.se.com/be/fr/sis-tarif/product/MGU3.417.18
Schneider Electric | Schneider Electric | 01022021 |  | Schneider Electric |  | SER | MGU3.417.25 |  |  | 21.12 |  | 1 |  | 10 | RJ45 S-ONE CAT6 AFGESCHERMD 2M | RJ45 S-ONE CAT6 ECRANTEE 2M |  | RJ45 Infraplus Cat6 Shielded 2m | [8 empty] | 09.07 | 1 | [8 empty] | 1 | 3606480373176 | 0 |  | 41 | 8 | 10 | 6 | 0.48 | 13606480373173 | 10 | 494 | 8.2 | 18.5 | 17.7 |  |  | 20 | 1440 | 40 | 30 | 15 |  |  | 320 | 31590 | 60 | 80 | 77 |  |  |  | 16 | N | [12 empty] | SU1 | P4 | 8536699099 | [14 empty] | RJ45 datastopcontact S-One, Cat6, afgeschermd, 2 modules, Unica Plus, Ivoor | Prise RJ45 S-One, Cat6, blindée, 2 modules, Unica Plus, Ivoire | [17 empty] | https://eref.se.com/be/nl/sis-tarif/product/MGU3.417.25 | https://eref.se.com/be/fr/sis-tarif/product/MGU3.417.25
Schneider Electric | Schneider Electric | 01022021 |  | Schneider Electric |  | SER | MGU3.417.30 |  |  | 24.87 |  | 1 |  | 10 | RJ45 S-ONE CAT6 AFGESCHERMD 2M | RJ45 S-ONE CAT6 ECRANTEE 2M |  | RJ45 CAT 6 SHIELDED 2MOD UNICA | [8 empty] | 09.07 | 1 | [8 empty] | 1 | 3606480373190 | 0 |  | 46 | 7 | 8 | 5 | 0.28 | 13606480373197 | 10 | 582 | 1.8 | 1.85 | 0.8 |  | 43606480373198 | 20 | 1176 | 40 | 30 | 15 | [10 empty] | 16 | N | [12 empty] | SU2 | P5 | 8536699099 | [14 empty] | RJ45 datastopcontact S-One, Cat6, afgeschermd, 2 modules, Unica Top, Aluminium | Prise RJ45 S-One, Cat6, blindée, 2 modules, Unica Top, Aluminium | [17 empty] | https://eref.se.com/be/nl/sis-tarif/product/MGU3.417.30 | https://eref.se.com/be/fr/sis-tarif/product/MGU3.417.30
Schneider Electric | Schneider Electric | 01022021 |  | Schneider Electric |  | SER | MGU3.428.12 |  |  | 27.93 |  | 1 |  | 10 | USB lader met 1 connector grafiet | USB chargeur 1 connecteur graphite |  | USB 2.0 connector charger, graphite | [8 empty] | 09.07 | 1 | [8 empty] | 1 | 3606485407722 | 0 |  | 33.5 | 5 | 4 | 2 | 0.04 | 13606485407729 | 10 | 395.75 | 2.5 | 1.1 | 0.55 |  | 43606485407720 | 60 | 2635 | 40 | 30 | 15 |  | 73606485407721 | 960 | 50152 | 60 | 80 | 75 |  |  |  | 10 | N | [12 empty] | SU1 | P4 | 8536699099 | [33 empty] | https://eref.se.com/be/nl/sis-tarif/product/MGU3.428.12 | https://eref.se.com/be/fr/sis-tarif/product/MGU3.428.12
Schneider Electric | Schneider Electric | 01022021 |  | Schneider Electric |  | SER | MGU3.428.18 |  |  | 25.54 |  | 1 |  | 10 | Unica single USB charger White | USB chargeur 1 connecteur blanc |  | USB 2.0 connector charger, white | [8 empty] | 09.07 | 1 | [8 empty] | 1 | 3606485407708 | 0 |  | 39 | 5 | 4 | 2 | 0.04 | 13606485407705 | 10 | 394 | 5.8 | 24.7 | 11.2 |  | 43606485407706 | 60 | 2727 | 40 | 30 | 15 |  | 73606485407707 | 960 | 53412 | 60 | 80 | 80 |  |  |  | 10 | N | [12 empty] | SU1 | P4 | 8536699099 | [33 empty] | https://eref.se.com/be/nl/sis-tarif/product/MGU3.428.18 | https://eref.se.com/be/fr/sis-tarif/product/MGU3.428.18
Schneider Electric | Schneider Electric | 01022021 |  | Schneider Electric |  | SER | MGU3.428.25 |  |  | 25.54 |  | 1 |  | 10 | USB lader met 1 connector ivoor | USB chargeur 1 connecteur ivoire |  | USB 2.0 connector charger, ivory | [8 empty] | 09.07 | 1 | [8 empty] | 1 | 3606485407715 | 0 |  | 33 | 5 | 4 | 2 | 0.04 | 13606485407712 | 10 | 390 | 23.7 | 10.5 | 5 |  | 43606485407713 | 60 | 2638 | 40 | 30 | 15 |  | 73606485407714 | 960 | 55313 | 60 | 80 | 80 |  |  |  | 10 | N | [12 empty] | SU1 | P4 | 8536699099 | [33 empty] | https://eref.se.com/be/nl/sis-tarif/product/MGU3.428.25 | https://eref.se.com/be/fr/sis-tarif/product/MGU3.428.25
Schneider Electric | Schneider Electric | 01022021 |  | Schneider Electric |  | SER | MGU3.428.30 |  |  | 27.93 |  | 1 |  | 10 | USB lader met 1 connector aluminium | USB chargeur 1 connecteur aluminium |  | USB 2.0 connector charger, aluminium | [8 empty] | 09.07 | 1 | [8 empty] | 1 | 3606485407739 | 0 |  | 39 | 5 | 4 | 2 | 0.04 | 13606485407736 | 10 | 396 | 5.7 | 24.8 | 11.1 |  | 43606485407737 | 60 | 2678 | 40 | 30 | 15 |  | 73606485407738 | 960 | 53412 | 60 | 80 | 80 |  |  |  | 10 | N | [12 empty] | SU1 | P4 | 8536699099 | [33 empty] | https://eref.se.com/be/nl/sis-tarif/product/MGU3.428.30 | https://eref.se.com/be/fr/sis-tarif/product/MGU3.428.30
Schneider Electric | Schneider Electric | 01022021 |  | Schneider Electric |  | SER | MGU3.446.12 |  |  | 21.43 |  | 1 |  | 10 | RJ45 S-ONE CAT6A AFGESCHERMD 1M | RJ45 S-ONE CAT6A ECRANTEE 1M |  | RJ45 CAT 6A SHIELDED 1MOD UNICA | [8 empty] | 09.07 | 1 | [8 empty] | 1 | 3606480373510 | 0 |  | 45 | 5 | 5 | 3 | 0.075 | 13606480373517 | 10 | 458 | 2.47 | 1.08 | 0.56 |  | 43606480373518 | 20 | 1141 | 40 | 15 | 15 |  |  | 640 | 45012 | 80 | 60 | 77 |  |  |  | 16 | N | [12 empty] | SU2 | P5 | 8536699099 | [14 empty] | RJ45 datastopcontact S-One, Cat6A, afgeschermd, 1 module, Unica Top, Grafiet | Prise RJ45 S-One, Cat6A, blindée, 1 module, Unica Top, Graphite | [17 empty] | https://eref.se.com/be/nl/sis-tarif/product/MGU3.446.12 | https://eref.se.com/be/fr/sis-tarif/product/MGU3.446.12
Schneider Electric | Schneider Electric | 01022021 |  | Schneider Electric |  | SER | MGU3.446.18 |  |  | 18.19 |  | 1 |  | 10 | RJ45 S-ONE CAT6A AFGESCHERMD 1M | RJ45 S-ONE CAT6A ECRANTEE 1M |  | RJ45 INFRAPLUS CAT6A STP- SHIELDED 1M | [8 empty] | 09.07 | 1 | [8 empty] | 1 | 3606480373527 | 0 |  | 42.5 | 5 | 4 | 2 | 0.04 | 13606480373524 | 10 | 512 | 5.5 | 24.8 | 11 |  | 43606480373525 | 20 | 1173 | 40 | 15 | 15 |  |  | 640 | 45536 | 60 | 80 | 75 |  |  |  | 16 | N | [12 empty] | SU1 | P4 | 8536699099 | [14 empty] | RJ45 datastopcontact S-One, Cat6A, afgeschermd, 1 module, Unica Plus, Wit | Prise RJ45 S-One, Cat6A, blindée, 1 module, Unica Plus, Blanc | [17 empty] | https://eref.se.com/be/nl/sis-tarif/product/MGU3.446.18 | https://eref.se.com/be/fr/sis-tarif/product/MGU3.446.18
Schneider Electric | Schneider Electric | 01022021 |  | Schneider Electric |  | SER | MGU3.446.25 |  |  | 16.72 |  | 1 |  | 10 | RJ45 S-ONE CAT6A AFGESCHERMD 1M | RJ45 S-ONE CAT6A ECRANTEE 1M |  | RJ45 Cat 6a Shielded 1mod.\ | [18 empty] | 1 | 3606480373534 | 0 |  | 40 | 4 | 5 | 2 | 0.04 |  | 10 | 458 | 24.7 | 10.8 | 5.6 |  |  | 20 | 1141 | 40 | 15 | 15 |  |  | 640 | 45012 | 80 | 60 | 77 |  |  |  | 16 | N | [12 empty] | SU1 | P4 | 8536699099 | [14 empty] | RJ45 datastopcontact S-One, Cat6A, afgeschermd, 1 module, Unica Plus, Ivoor | Prise RJ45 S-One, Cat6A, blindée, 1 module, Unica Plus, Ivoire | [17 empty] | https://eref.se.com/be/nl/sis-tarif/product/MGU3.446.25 | https://eref.se.com/be/fr/sis-tarif/product/MGU3.446.25
Schneider Electric | Schneider Electric | 01022021 |  | Schneider Electric |  | SER | MGU3.446.30 |  |  | 21.43 |  | 1 |  | 10 | RJ45 S-ONE CAT6A AFGESCHERMD 1M | RJ45 S-ONE CAT6A ECRANTEE 1M |  | RJ45 CAT 6A SHIELDED 1MOD UNICA | [8 empty] | 09.07 | 1 | [8 empty] | 1 | 3606480373541 | 0 |  | 45 | 7 | 6 | 3 | 0.126 | 13606480373548 | 1 | 40 | 4.2 | 2.3 | 4.6 |  | 43606480373549 | 20 | 1170 | 40 | 15 | 15 |  |  | 640 | 45012 | 80 | 60 | 77 |  |  |  | 16 | N | [12 empty] | SU2 | P5 | 8536699099 | [14 empty] | RJ45 datastopcontact S-One, Cat6A, afgeschermd, 1 module, Unica Top, Aluminium | Prise RJ45 S-One, Cat6A, blindée, 1 module, Unica Top, Aluminium | [17 empty] | https://eref.se.com/be/nl/sis-tarif/product/MGU3.446.30 | https://eref.se.com/be/fr/sis-tarif/product/MGU3.446.30
Schneider Electric | Schneider Electric | 01022021 |  | Schneider Electric |  | SER | MGU3.447.12 |  |  | 30.59 |  | 1 |  | 10 | RJ45 S-ONE CAT6A AFGESCHERMD 2M | RJ45 S-ONE CAT6A ECRANTEE 2M |  | RJ45 CAT 6A SHIELDED 2MOD UNICA | [8 empty] | 09.07 | 1 | [8 empty] | 1 | 3606480373558 | 0 |  | 48 | 5 | 5 | 4 | 0.1 | 13606480373555 | 10 | 484 | 1.85 | 1.77 | 0.82 |  | 43606480373556 | 20 | 1615 | 15 | 40 | 30 |  |  | 320 | 31268 | 80 | 60 | 77 |  |  |  | 16 | N | [12 empty] | SU2 | P5 | 8536699099 | [14 empty] | RJ45 datastopcontact S-One, Cat6A, afgeschermd, 2 modules, Unica Top, Grafiet | Prise RJ45 S-One, Cat6A, blindée, 2 modules, Unica Top, Graphite | [17 empty] | https://eref.se.com/be/nl/sis-tarif/product/MGU3.447.12 | https://eref.se.com/be/fr/sis-tarif/product/MGU3.447.12
Schneider Electric | Schneider Electric | 01022021 |  | Schneider Electric |  | SER | MGU3.447.18 |  |  | 25.99 |  | 1 |  | 10 | RJ45 S-ONE CAT6A AFGESCHERMD 2M | RJ45 S-ONE CAT6A ECRANTEE 2M |  | RJ45 INFRAPLUS CAT6A STP-SHIELDED 2M | [8 empty] | 09.07 | 1 | [8 empty] | 1 | 3606480373565 | 0 |  | 48 | 6 | 5 | 5 | 0.15 | 13606480373562 | 10 | 575 | 8.2 | 18.5 | 17.7 |  | 43606480373563 | 20 | 1412 | 40 | 30 | 15 | [10 empty] | 10 | N | [12 empty] | SU1 | P4 | 8536699099 | [14 empty] | RJ45 datastopcontact S-One, Cat6A, afgeschermd, 2 modules, Unica Plus, Wit | Prise RJ45 S-One, Cat6A, blindée, 2 modules, Unica Plus, Blanc | [17 empty] | https://eref.se.com/be/nl/sis-tarif/product/MGU3.447.18 | https://eref.se.com/be/fr/sis-tarif/product/MGU3.447.18
Schneider Electric | Schneider Electric | 01022021 |  | Schneider Electric |  | SER | MGU3.447.25 |  |  | 23.89 |  | 1 |  | 10 | RJ45 S-ONE CAT6A AFGESCHERMD 2M | RJ45 S-ONE CAT6A ECRANTEE 2M |  | RJ45 Infraplus Cat6A Shielded 2m | [18 empty] | 1 | 3606480373572 | 0 |  | 40 | 4 | 5 | 5 | 0.1 | 13606480373579 | 1 | 40 | 4.2 | 4.5 | 4.6 |  |  | 20 | 1423 | 40 | 30 | 15 |  |  | 320 | 31268 | 80 | 60 | 77 |  |  |  | 16 | N | [12 empty] | SU1 | P4 | 8536699099 | [14 empty] | RJ45 datastopcontact S-One, Cat6A, afgeschermd, 2 modules, Unica Plus, Ivoor | Prise RJ45 S-One, Cat6A, blindée, 2 modules, Unica Plus, Ivoire | [17 empty] | https://eref.se.com/be/nl/sis-tarif/product/MGU3.447.25 | https://eref.se.com/be/fr/sis-tarif/product/MGU3.447.25
Schneider Electric | Schneider Electric | 01022021 |  | Schneider Electric |  | SER | MGU3.447.30 |  |  | 30.59 |  | 1 |  | 10 | RJ45 S-ONE CAT6A AFGESCHERMD 2M | RJ45 S-ONE CAT6A ECRANTEE 2M |  | RJ45 CAT 6A SHIELDED 2MOD UNICA | [8 empty] | 09.07 | 1 | [8 empty] | 1 | 3606480373589 | 0 |  | 48 | 5 | 5 | 4 | 0.1 | 13606480373586 | 10 | 484 | 18.5 | 17.7 | 8.2 |  | 43606480373587 | 20 | 1426 | 40 | 30 | 15 | [10 empty] | 16 | N | [12 empty] | SU2 | P5 | 8536699099 | [14 empty] | RJ45 datastopcontact S-One, Cat6A, afgeschermd, 2 modules, Unica Top, Aluminium | Prise RJ45 S-One, Cat6A, blindée, 2 modules, Unica Top, Aluminium | [17 empty] | https://eref.se.com/be/nl/sis-tarif/product/MGU3.447.30 | https://eref.se.com/be/fr/sis-tarif/product/MGU3.447.30
Schneider Electric | Schneider Electric | 01022021 |  | Schneider Electric |  | SER | MGU3.453.12 |  |  | 22.9 |  | 1 |  | 10 | TV-FM CONTACTDOOS MET DOORVERBINDING 2M | PRISE TV-FM PASSAGE 2M |  | TV FM PASSAGE SOCKET | [8 empty] | 09.07 | 1 | [8 empty] | 1 | 8420375152982 | 0 |  | 77 | 7 | 7 | 4 | 0.196 | 18420375152989 | 10 | 1020 | 13.6 | 4.4 | 33.5 |  | 48420375152980 | 40 | 3823 | 40 | 30 | 15 | [10 empty] | 16 | N | [12 empty] | SU2 | P5 | 8536691000 | [14 empty] | TV-FM contactdoos met doorverbinding, 2 modules, Unica Top, Grafiet | Prise TV-FM, de passage, 2 modules, Unica Top, Graphite | [17 empty] | https://eref.se.com/be/nl/sis-tarif/product/MGU3.453.12 | https://eref.se.com/be/fr/sis-tarif/product/MGU3.453.12
Schneider Electric | Schneider Electric | 01022021 |  | Schneider Electric |  | SER | MGU3.453.18 |  |  | 18.32 |  | 1 |  | 10 | TV-FM CONTACTDOOS MET DOORVERBINDING 2M | PRISE TV-FM PASSAGE 2M |  | TV/FM passage socket | [8 empty] | 09.07 | 1 | [8 empty] | 1 | 8420375126112 | 0 |  | 76 | 7 | 6 | 5 | 0.21 | 18420375126119 | 10 | 829 | 33.5 | 13.5 | 4.5 |  | 48420375126110 | 40 | 3620 | 40 | 30 | 15 |  |  | 640 | 66420 | 60 | 80 | 77 |  |  |  | 16 | N | [12 empty] | SU1 | P4 | 8536691000 | [14 empty] | TV-FM contactdoos met doorverbinding, 2 modules, Unica Plus, Wit | Prise TV-FM, de passage, 2 modules, Unica Plus, Blanc | [17 empty] | https://eref.se.com/be/nl/sis-tarif/product/MGU3.453.18 | https://eref.se.com/be/fr/sis-tarif/product/MGU3.453.18
Schneider Electric | Schneider Electric | 01022021 |  | Schneider Electric |  | SER | MGU3.453.25 |  |  | 18.32 |  | 1 |  | 10 | TV-FM CONTACTDOOS MET DOORVERBINDING 2M | PRISE TV-FM PASSAGE 2M |  | TV/FM passage socket | [8 empty] | 09.07 | 1 | [8 empty] | 1 | 8420375126129 | 0 |  | 102 | 7 | 4 | 7 | 0.196 | 28420375126123 | 10 | 1020 | 13.6 | 4.4 | 33.5 |  |  | 120 | 12240 | 40 | 30 | 30 |  |  | 960 | 97920 | 60 | 80 | 77 |  |  |  | 16 | N | [12 empty] | SU1 | P4 | 8536691000 | [14 empty] | TV-FM contactdoos met doorverbinding, 2 modules, Unica Plus, Ivoor | Prise TV-FM, de passage, 2 modules, Unica Plus, Ivoire | [17 empty] | https://eref.se.com/be/nl/sis-tarif/product/MGU3.453.25 | https://eref.se.com/be/fr/sis-tarif/product/MGU3.453.25
Schneider Electric | Schneider Electric | 01022021 |  | Schneider Electric |  | SER | MGU3.453.30 |  |  | 22.9 |  | 1 |  | 10 | TV-FM CONTACTDOOS MET DOORVERBINDING 2M | PRISE TV-FM PASSAGE 2M |  | TV FM PASSAGE SOCKET | [8 empty] | 09.07 | 1 | [8 empty] | 1 | 8420375114843 | 0 |  | 76 | 7 | 7 | 5 | 0.245 | 28420375114847 | 10 | 1020 | 1.36 | 0.44 | 3.35 |  | 48420375114841 | 40 | 3577 | 40 | 30 | 15 | [10 empty] | 16 | N | [12 empty] | SU2 | P5 | 8536691000 | [14 empty] | TV-FM contactdoos met doorverbinding, 2 modules, Unica Top, Aluminium | Prise TV-FM, de passage, 2 modules, Unica Top, Aluminium | [17 empty] | https://eref.se.com/be/nl/sis-tarif/product/MGU3.453.30 | https://eref.se.com/be/fr/sis-tarif/product/MGU3.453.30
Schneider Electric | Schneider Electric | 01022021 |  | Schneider Electric |  | SER | MGU3.454.12 |  |  | 30.96 |  | 1 |  | 10 | R-TV/SAT contactdoos 2m | R-TV/SAT Unique 2m |  | R-TV/SAT individual socket | [8 empty] | 09.07 | 1 | [8 empty] | 1 | 8420375152999 | 0 |  | 74 | 7 | 7 | 5 | 0.245 | 18420375152996 | 10 | 1020 | 13.6 | 4.4 | 33.5 |  | 48420375152997 | 40 | 3443 | 40 | 30 | 15 |  |  | 640 | 63088 | 60 | 80 | 75 |  |  |  | 16 | N | [12 empty] | SU2 | P5 | 8536691000 | [14 empty] | Radio-TV/SAT contactdoos, 2 modules, Unica Top, Grafiet | Prise Radio-TV/SAT, 2 modules, Unica Top, Graphite | [17 empty] | https://eref.se.com/be/nl/sis-tarif/product/MGU3.454.12 | https://eref.se.com/be/fr/sis-tarif/product/MGU3.454.12
Schneider Electric | Schneider Electric | 01022021 |  | Schneider Electric |  | SER | MGU3.454.18 |  |  | 26.3 |  | 1 |  | 10 | R-TV/SAT contactdoos 2m | R-TV/SAT Unique 2m |  | R-TV/SAT individual socket | [8 empty] | 09.07 | 1 | [8 empty] | 1 | 8420375126136 | 0 |  | 72.83 | 7 | 7 | 4 | 0.196 | 28420375126130 | 10 | 1020 | 13.6 | 4.4 | 33.5 |  | 38420375126137 | 40 | 3394 | 40 | 30 | 15 | [10 empty] | 16 | N | [12 empty] | SU1 | P4 | 8536691000 | [14 empty] | Radio-TV/SAT contactdoos, 2 modules, Unica Plus, Wir | Prise Radio-TV/SAT, 2 modules, Unica Plus, Blanc | [17 empty] | https://eref.se.com/be/nl/sis-tarif/product/MGU3.454.18 | https://eref.se.com/be/fr/sis-tarif/product/MGU3.454.18
Schneider Electric | Schneider Electric | 01022021 |  | Schneider Electric |  | SER | MGU3.454.25 |  |  | 26.3 |  | 1 |  | 10 | R-TV/SAT contactdoos 2m | R-TV/SAT Unique 2m |  | R-TV/SAT individual socket | [8 empty] | 09.07 | 1 | [8 empty] | 1 | 8420375126143 | 0 |  | 72.5 | 7 | 7 | 4 | 0.196 | 28420375126147 | 10 | 1020 | 13.6 | 4.4 | 33.5 |  | 38420375126144 | 40 | 3404 | 40 | 30 | 15 |  |  | 640 | 61447 | 60 | 80 | 75 |  |  |  | 16 | N | [12 empty] | SU1 | P4 | 8536691000 | [14 empty] | Radio-TV/SAT contactdoos, 2 modules, Unica Plus, Ivoor | Prise Radio-TV/SAT, 2 modules, Unica Plus, Ivoire | [17 empty] | https://eref.se.com/be/nl/sis-tarif/product/MGU3.454.25 | https://eref.se.com/be/fr/sis-tarif/product/MGU3.454.25
Schneider Electric | Schneider Electric | 01022021 |  | Schneider Electric |  | SER | MGU3.454.30 |  |  | 30.96 |  | 1 |  | 10 | R-TV/SAT contactdoos 2m | R-TV/SAT Unique 2m |  | R-TV/SAT | [8 empty] | 09.07 | 1 | [8 empty] | 1 | 8420375114850 | 0 |  | 76.6 | 7 | 7 | 4 | 0.196 | 18420375114857 | 10 | 1020 | 13.6 | 4.4 | 33.5 |  | 48420375114858 | 20 | 1865 | 40 | 15 | 15 | [10 empty] | 16 | N | [12 empty] | SU2 | P5 | 8536691000 | [14 empty] | Radio-TV/SAT contactdoos, 2 modules, Unica Top, Aluminium | Prise Radio-TV/SAT, 2 modules, Unica Top, Aluminium | [17 empty] | https://eref.se.com/be/nl/sis-tarif/product/MGU3.454.30 | https://eref.se.com/be/fr/sis-tarif/product/MGU3.454.30
Schneider Electric | Schneider Electric | 01022021 |  | Schneider Electric |  | SER | MGU3.462.18 |  |  | 15.32 |  | 1 |  | 10 | SAT CONTACTDOOS 2M | PRISE SAT 2M |  | SAT SINGLE SHIELDED MALE INDIV SOCKET | [8 empty] | 09.07 | 1 | [8 empty] | 1 | 8420375126235 | 0 |  | 58 | 7 | 7 | 4 | 0.196 | 18420375126232 | 10 | 550 | 13.6 | 4.4 | 33.5 |  | 48420375126233 | 40 | 2852 | 40 | 30 | 15 |  |  | 640 | 53632 | 60 | 80 | 73 |  |  |  | 10 | N | [12 empty] | SU1 | P4 | 8536691000 | [14 empty] | Unica - SAT stopcontact met enkele afscherming - mannelijk individueel - wit | Unica - prise blindée un SAT - mâle individuel - blanc | [17 empty] | https://eref.se.com/be/nl/sis-tarif/product/MGU3.462.18 | https://eref.se.com/be/fr/sis-tarif/product/MGU3.462.18
Schneider Electric | Schneider Electric | 01022021 |  | Schneider Electric |  | SER | MGU3.469.12 |  |  | 23.68 |  | 1 |  | 10 | TV/FM contactdoos Telenet-Interkabel 2m | TV/FM Unique Telenet-Interkabel 2m |  | TV/FM individual Telenet-Interkabel 2m | [8 empty] | 09.07 | 1 | [8 empty] | 1 | 8420375166118 | 0 |  | 102 | 5 | 5 | 4 | 0.1 | 28420375166112 | 10 | 1088 | 13.9 | 4.7 | 33.9 |  |  | 40 | 4809 | 40 | 30 | 15 |  |  | 640 | 85438 | 80 | 60 | 77 |  |  |  | 16 | N | [12 empty] | SU2 | P5 | 8536691000 | [14 empty] | TV-FM contactdoos, Telenet/Interkabel goedgekeurd, 2 modules, Unica Top, Grafiet | Prise TV-FM certifiée Telenet/Interkabel, 2 modules, Unica Top, Graphite | [17 empty] | https://eref.se.com/be/nl/sis-tarif/product/MGU3.469.12 | https://eref.se.com/be/fr/sis-tarif/product/MGU3.469.12
Schneider Electric | Schneider Electric | 01022021 |  | Schneider Electric |  | SER | MGU3.469.18 |  |  | 18.95 |  | 1 |  | 10 | TV/FM contactdoos Telenet-Interkabel 2m | TV/FM Unique Telenet-Interkabel 2m |  | TV/FM individual Telenet-Interkabel 2m | [8 empty] | 09.07 | 1 | [8 empty] | 1 | 8420375166125 | 0 |  | 78 | 7 | 7 | 5 | 0.245 | 28420375166129 | 10 | 1088 | 33.9 | 13.9 | 4.7 |  | 38420375166126 | 120 | 10476 | 40 | 30 | 30 | [10 empty] | 2 | Y | [12 empty] | SU1 | P4 | 8536691000 | [14 empty] | TV-FM contactdoos, Telenet/Interkabel goedgekeurd, 2 modules, Unica Plus, Wit | Prise TV-FM certifiée Telenet/Interkabel, 2 modules, Unica Plus, Blanc | [17 empty] | https://eref.se.com/be/nl/sis-tarif/product/MGU3.469.18 | https://eref.se.com/be/fr/sis-tarif/product/MGU3.469.18
Schneider Electric | Schneider Electric | 01022021 |  | Schneider Electric |  | SER | MGU3.469.25 |  |  | 18.95 |  | 1 |  | 10 | TV/FM contactdoos Telenet-Interkabel 2m | TV/FM Unique Telenet-Interkabel 2m |  | TV/FM individual Telenet-Interkabel 2m | [8 empty] | 09.07 | 1 | [8 empty] | 1 | 8420375166132 | 0 |  | 76 | 4 | 6 | 7 | 0.168 | 28420375166136 | 10 | 1088 | 13.9 | 4.7 | 33.9 |  |  | 120 | 13774 | 40 | 30 | 30 |  |  | 960 | 118690 | 80 | 60 | 77 |  |  |  | 2 | Y | [12 empty] | SU1 | P4 | 8536691000 | [14 empty] | TV-FM contactdoos, Telenet/Interkabel goedgekeurd, 2 modules, Unica Plus, Ivoor | Prise TV-FM certifiée Telenet/Interkabel, 2 modules, Unica Plus, Ivoire | [17 empty] | https://eref.se.com/be/nl/sis-tarif/product/MGU3.469.25 | https://eref.se.com/be/fr/sis-tarif/product/MGU3.469.25
Schneider Electric | Schneider Electric | 01022021 |  | Schneider Electric |  | SER | MGU3.469.30 |  |  | 23.68 |  | 1 |  | 10 | TV/FM contactdoos Telenet-Interkabel 2m | TV/FM Unique Telenet-Interkabel 2m |  | TV/FM individual Telenet-Interkabel 2m | [8 empty] | 09.07 | 1 | [8 empty] | 40 | 8420375166149 | 0 |  | 102 | 5 | 5 | 4 | 0.1 | 28420375166143 | 10 | 1088 | 13.9 | 4.7 | 33.9 |  |  | 40 | 4809 | 40 | 30 | 15 |  |  | 640 | 85438 | 80 | 60 | 77 |  |  |  | 16 | N | [12 empty] | SU2 | P5 | 8536691000 | [14 empty] | TV-FM contactdoos, Telenet/Interkabel goedgekeurd, 2 modules, Unica Top, Alu | Prise TV-FM certifiée Telenet/Interkabel, 2 modules, Unica Top, Aluminium | [17 empty] | https://eref.se.com/be/nl/sis-tarif/product/MGU3.469.30 | https://eref.se.com/be/fr/sis-tarif/product/MGU3.469.30
Schneider Electric | Schneider Electric | 01022021 |  | Schneider Electric |  | SER | MGU3.486.12 |  |  | 14.2 |  | 1 |  | 10 | Luidsprekeraansluiting 2m | Prise Haut-Parleur 2m |  | LOUDSPEAKER SOCKET 2 MODULES | [8 empty] | 09.07 | 1 | [8 empty] | 1 | 8420375153194 | 0 |  | 22 | 7 | 7 | 4 | 0.196 | 28420375153198 | 10 | 1560 | 13.6 | 4.4 | 33.5 |  | 18420375153191 | 20 | 640 | 40 | 15 | 15 |  |  | 640 | 28480 | 60 | 80 | 75 |  |  |  | 16 | N | [12 empty] | SU2 | P5 | 8536699099 | [14 empty] | Luidsprekeraansluiting, veerklemmen, 2 modules, Unica Top, Grafiet | Prise connexion haut-parleur, bornes à ressort, 2 modules, Unica Top, Graphite | [17 empty] | https://eref.se.com/be/nl/sis-tarif/product/MGU3.486.12 | https://eref.se.com/be/fr/sis-tarif/product/MGU3.486.12
Schneider Electric | Schneider Electric | 01022021 |  | Schneider Electric |  | SER | MGU3.486.18 |  |  | 12.07 |  | 1 |  | 10 | Luidsprekeraansluiting 2m | Prise Haut-Parleur 2m |  | LOUDSPEAKER SOCKET 2M | [8 empty] | 09.07 | 1 | [8 empty] | 1 | 8420375126532 | 0 |  | 21.6 | 7 | 7 | 5 | 0.245 | 18420375126539 | 10 | 282 | 3.35 | 1.35 | 0.45 |  | 48420375126530 | 40 | 1388 | 40 | 30 | 15 |  |  | 640 | 30208 | 60 | 80 | 75 |  |  |  | 16 | N | [12 empty] | SU1 | P4 | 8536699099 | [14 empty] | Luidsprekeraansluiting, veerklemmen, 2 modules, Unica Plus, Wit | Prise connexion haut-parleur, bornes à ressort, 2 modules, Unica Plus, Blanc | [17 empty] | https://eref.se.com/be/nl/sis-tarif/product/MGU3.486.18 | https://eref.se.com/be/fr/sis-tarif/product/MGU3.486.18
Schneider Electric | Schneider Electric | 01022021 |  | Schneider Electric |  | SER | MGU3.486.25 |  |  | 12.07 |  | 1 |  | 10 | Luidsprekeraansluiting 2m | Prise Haut-Parleur 2m |  | LOUDSPEAKER SOCKET 45X45 | [8 empty] | 09.07 | 1 | [8 empty] | 1 | 8420375126549 | 0 |  | 21.7 | 7 | 7 | 4 | 0.196 | 28420375126543 | 10 | 291 | 14 | 34 | 4.5 |  |  | 40 | 6240 | 40 | 30 | 15 |  |  | 640 | 99840 | 60 | 80 | 77 |  |  |  | 10 | N | [12 empty] | SU1 | P4 | 8536699099 | [14 empty] | Luidsprekeraansluiting, veerklemmen, 2 modules, Unica Plus, Ivoor | Prise connexion haut-parleur, bornes à ressort, 2 modules, Unica Plus, Ivoire | [17 empty] | https://eref.se.com/be/nl/sis-tarif/product/MGU3.486.25 | https://eref.se.com/be/fr/sis-tarif/product/MGU3.486.25
Schneider Electric | Schneider Electric | 01022021 |  | Schneider Electric |  | SER | MGU3.486.30 |  |  | 14.2 |  | 1 |  | 10 | Luidsprekeraansluiting 2m | Prise Haut-Parleur 2m |  | LOUDSPEAKER SOCKET 2 MODULES | [8 empty] | 09.07 | 1 | [8 empty] | 1 | 8420375115055 | 0 |  | 22 | 7 | 7 | 4 | 0.196 | 28420375115059 | 10 | 1560 | 13.6 | 4.4 | 33.5 |  | 48420375115053 | 60 | 1580 | 40 | 30 | 15 | [10 empty] | 16 | N | [12 empty] | SU2 | P5 | 8536699099 | [14 empty] | Luidsprekeraansluiting, veerklemmen, 2 modules, Unica Top, Aluminium | Prise connexion haut-parleur, bornes à ressort, 2 modules, Unica Top, Aluminium | [17 empty] | https://eref.se.com/be/nl/sis-tarif/product/MGU3.486.30 | https://eref.se.com/be/fr/sis-tarif/product/MGU3.486.30
Schneider Electric | Schneider Electric | 01022021 |  | Schneider Electric |  | SER | MGU3.487.12 |  |  | 16.7 |  | 1 |  | 10 | Luidsprekeraansluiting 1m | Prise Haut-Parleur 1m |  | LOUDSPEAKER SOCKET 1 MODULE | [8 empty] | 09.07 | 1 | [8 empty] | 1 | 8420375153200 | 0 |  | 16 | 5 | 3 | 2 | 0.03 | 28420375153204 | 10 | 160 | 13.6 | 4.4 | 33.5 |  | 48420375153208 | 120 | 3499 | 40 | 30 | 30 |  |  | 960 | 15360 | 60 | 80 | 77 |  |  |  | 10 | N | [12 empty] | SU2 | P5 | 8536699099 | [14 empty] | Luidsprekeraansluiting, veerklemmen, 1 module, Unica Top, Grafiet | Prise connexion haut-parleur, bornes à ressort, 1 module, Unica Top, Graphite | [17 empty] | https://eref.se.com/be/nl/sis-tarif/product/MGU3.487.12 | https://eref.se.com/be/fr/sis-tarif/product/MGU3.487.12
Schneider Electric | Schneider Electric | 01022021 |  | Schneider Electric |  | SER | MGU3.487.18 |  |  | 14.19 |  | 1 |  | 10 | Luidsprekeraansluiting 1m | Prise Haut-Parleur 1m |  | LOUDSPEAKER SOCKET 1M | [8 empty] | 09.07 | 1 | [8 empty] | 1 | 8420375126556 | 0 |  | 18.4 | 7 | 7 | 4 | 0.196 | 18420375126553 | 10 | 160 | 13.6 | 4.4 | 33.5 |  | 48420375126554 | 40 | 1208 | 40 | 30 | 15 | [10 empty] | 10 | N | [12 empty] | SU1 | P4 | 8536699099 | [14 empty] | Luidsprekeraansluiting, veerklemmen, 1 module, Unica Plus, Wit | Prise connexion haut-parleur, bornes à ressort, 1 module, Unica Plus, Blanc | [17 empty] | https://eref.se.com/be/nl/sis-tarif/product/MGU3.487.18 | https://eref.se.com/be/fr/sis-tarif/product/MGU3.487.18
Schneider Electric | Schneider Electric | 01022021 |  | Schneider Electric |  | SER | MGU3.487.25 |  |  | 14.19 |  | 1 |  | 10 | Luidsprekeraansluiting 1m | Prise Haut-Parleur 1m |  | Loudspeaker socket 22,5x45 | [8 empty] | 09.07 | 1 | [8 empty] | 1 | 8420375126563 | 0 |  | 16 | 2 | 5 | 3 | 0.03 | 28420375126567 | 10 | 160 | 0.335 | 0.136 | 0.044 |  |  | 40 | 640 | 40 | 30 | 15 |  |  | 640 | 10240 | 60 | 80 | 77 |  |  |  | 10 | N | [12 empty] | SU1 | P4 | 8536699099 | [14 empty] | Luidsprekeraansluiting, veerklemmen, 1 module, Unica Plus, Ivoor | Prise connexion haut-parleur, bornes à ressort, 1 module, Unica Plus, Ivoire | [17 empty] | https://eref.se.com/be/nl/sis-tarif/product/MGU3.487.25 | https://eref.se.com/be/fr/sis-tarif/product/MGU3.487.25
Schneider Electric | Schneider Electric | 01022021 |  | Schneider Electric |  | SER | MGU3.487.30 |  |  | 16.7 |  | 1 |  | 10 | Luidsprekeraansluiting 1m | Prise Haut-Parleur 1m |  | LOUDSPEAKER SOCKET 1 MODULE | [8 empty] | 09.07 | 1 | [8 empty] | 1 | 8420375115062 | 0 |  | 18 | 7 | 7 | 5 | 0.245 | 28420375115066 | 10 | 160 | 13.6 | 4.4 | 33.5 |  | 48420375115060 | 20 | 639 | 40 | 15 | 15 | [10 empty] | 16 | N | [12 empty] | SU2 | P5 | 8536699099 | [14 empty] | Luidsprekeraansluiting, veerklemmen, 1 module, Unica Top, Aluminium | Prise connexion haut-parleur, bornes à ressort, 1 module, Unica Top, Aluminium | [17 empty] | https://eref.se.com/be/nl/sis-tarif/product/MGU3.487.30 | https://eref.se.com/be/fr/sis-tarif/product/MGU3.487.30
Schneider Electric | Schneider Electric | 01022021 |  | Schneider Electric |  | SER | MGU3.490.12 |  |  | 12.81 |  | 1 |  | 10 | RJ11 telefooncontactdoos 1m | RJ11 tel 4 cont vis 1m |  | Telephone socket 4 contacts screws 1m | [8 empty] | 09.07 | 1 | [8 empty] | 1 | 8420375153217 | 0 |  | 18 | 7 | 7 | 4 | 0.196 | 28420375153211 | 10 | 230 | 13.6 | 4.4 | 33.5 |  |  | 120 | 3170 | 40 | 30 | 30 |  |  | 960 | 33840 | 60 | 80 | 77 |  |  |  | 10 | N | [12 empty] | SU2 | P5 | 8536699099 | [14 empty] | RJ11 telefooncontactdoos, schroefaansluting, 1 module, Unica Top, Grafiet | Prise téléphone RJ11, bornes à vis, 1 module, Unica Top, Graphite | [17 empty] | https://eref.se.com/be/nl/sis-tarif/product/MGU3.490.12 | https://eref.se.com/be/fr/sis-tarif/product/MGU3.490.12
Schneider Electric | Schneider Electric | 01022021 |  | Schneider Electric |  | SER | MGU3.490.18 |  |  | 10.73 |  | 1 |  | 10 | RJ11 telefooncontactdoos 1m | RJ11 tel 4 cont vis 1m |  | Telephone socket 4 contacts screws 1m | [18 empty] | 1 | 8420375126570 | 0 |  | 16 | 7 | 7 | 5 | 0.245 | 28420375126574 | 10 | 230 | 13.6 | 4.4 | 33.5 |  | 38420375126571 | 120 | 3000 | 40 | 30 | 30 |  |  | 960 | 33000 | 60 | 80 | 77 |  |  |  | 10 | N | [12 empty] | SU1 | P4 | 8536699099 | [14 empty] | RJ11 telefooncontactdoos, schroefaansluting, 1 module, Unica Plus, Wit | Prise téléphone RJ11, bornes à vis, 1 module, Unica Plus, Blanc | [17 empty] | https://eref.se.com/be/nl/sis-tarif/product/MGU3.490.18 | https://eref.se.com/be/fr/sis-tarif/product/MGU3.490.18
Schneider Electric | Schneider Electric | 01022021 |  | Schneider Electric |  | SER | MGU3.490.25 |  |  | 10.73 |  | 1 |  | 10 | RJ11 telefooncontactdoos 1m | RJ11 tel 4 cont vis 1m |  | Telephone socket 4 contacts screws 1m | [18 empty] | 1 | 8420375126587 | 0 |  | 16 | 7 | 4 | 7 | 0.196 | 28420375126581 | 10 | 226 | 3.35 | 1.36 | 0.48 |  |  | 120 | 3199 | 40 | 30 | 30 |  |  | 960 | 34090 | 60 | 80 | 77 |  |  |  | 10 | N | [12 empty] | SU1 | P4 | 8536699099 | [14 empty] | RJ11 telefooncontactdoos, schroefaansluting, 1 module, Unica Plus, Ivoor | Prise téléphone RJ11, bornes à vis, 1 module, Unica Plus, Ivoire | [17 empty] | https://eref.se.com/be/nl/sis-tarif/product/MGU3.490.25 | https://eref.se.com/be/fr/sis-tarif/product/MGU3.490.25
Schneider Electric | Schneider Electric | 01022021 |  | Schneider Electric |  | SER | MGU3.490.30 |  |  | 12.61 |  | 1 |  | 10 | RJ11 telefooncontactdoos 1m | RJ11 tel 4 cont vis 1m |  | Telephone socket 4 contacts screws 1m | [18 empty] | 1 | 8420375115079 | 0 |  | 18 | 7 | 4 | 7 | 0.196 | 18420375115076 | 10 | 230 | 13.6 | 4.4 | 33.5 |  | 48420375115077 | 40 | 1375 | 40 | 30 | 15 |  |  | 640 | 14720 | 60 | 80 | 77 |  |  |  | 10 | N | [12 empty] | SU2 | P5 | 8536699099 | [14 empty] | RJ11 telefooncontactdoos, schroefaansluting, 1 module, Unica Top, Aluminium | Prise téléphone RJ11, bornes à vis, 1 module, Unica Top, Aluminium | [17 empty] | https://eref.se.com/be/nl/sis-tarif/product/MGU3.490.30 | https://eref.se.com/be/fr/sis-tarif/product/MGU3.490.30
Schneider Electric | Schneider Electric | 01022021 |  | Schneider Electric |  | SER | MGU3.492.12 |  |  | 18.29 |  | 1 |  | 10 | RJ11 telefooncontactdoos 2m | RJ11 tel 4 cont vis 2m |  | Telephone socket 4 contacts screws 2m | [8 empty] | 09.07 | 1 | [8 empty] | 1 | 8420375153231 | 0 |  | 18 | 7 | 7 | 4 | 0.196 | 18420375153238 | 10 | 260 | 13.6 | 4.4 | 33.5 |  | 48420375153239 | 40 | 1463 | 40 | 30 | 15 |  |  | 640 | 31910 | 60 | 80 | 77 |  |  |  | 10 | N | [12 empty] | SU2 | P5 | 8536699099 | [14 empty] | RJ11 telefooncontactdoos, schroefaansluting, 2 modules, Unica Top, Grafiet | Prise téléphone RJ11, bornes à vis, 2 modules, Unica Top, Graphite | [17 empty] | https://eref.se.com/be/nl/sis-tarif/product/MGU3.492.12 | https://eref.se.com/be/fr/sis-tarif/product/MGU3.492.12
Schneider Electric | Schneider Electric | 01022021 |  | Schneider Electric |  | SER | MGU3.492.18 |  |  | 14.72 |  | 1 |  | 10 | RJ11 telefooncontactdoos 2m | RJ11 tel 4 cont vis 2m |  | Telephone socket 4 contacts screws 2m | [18 empty] | 1 | 8420375126617 | 0 |  | 19 | 7 | 7 | 5 | 0.245 | 28420375126611 | 10 | 260 | 34 | 14 | 4 |  | 38420375126618 | 120 | 4000 | 40 | 30 | 30 |  |  | 960 | 37000 | 60 | 80 | 77 |  |  |  | 10 | N | [12 empty] | SU1 | P4 | 8536699099 | [14 empty] | RJ11 telefooncontactdoos, schroefaansluting, 2 modules, Unica Plus, Wit | Prise téléphone RJ11, bornes à vis, 2 modules, Unica Plus, Blanc | [17 empty] | https://eref.se.com/be/nl/sis-tarif/product/MGU3.492.18 | https://eref.se.com/be/fr/sis-tarif/product/MGU3.492.18
Schneider Electric | Schneider Electric | 01022021 |  | Schneider Electric |  | SER | MGU3.492.25 |  |  | 14.95 |  | 1 |  | 10 | RJ11 telefooncontactdoos 2m | RJ11 tel 4 cont vis 2m |  | Telephone socket 4 contacts screws 2m | [8 empty] | 09.07 | 1 | [8 empty] | 1 | 8420375126624 | 0 |  | 19 | 7 | 7 | 5 | 0.245 | 28420375126628 | 10 | 260 | 34 | 14 | 4 |  | 38420375126625 | 120 | 4000 | 40 | 30 | 30 |  |  | 960 | 37000 | 60 | 80 | 77 |  |  |  | 10 | N | [12 empty] | SU1 | P4 | 8536699099 | [14 empty] | RJ11 telefooncontactdoos, schroefaansluting, 2 modules, Unica Plus, Ivoor | Prise téléphone RJ11, bornes à vis, 2 modules, Unica Plus, Ivoire | [17 empty] | https://eref.se.com/be/nl/sis-tarif/product/MGU3.492.25 | https://eref.se.com/be/fr/sis-tarif/product/MGU3.492.25
Schneider Electric | Schneider Electric | 01022021 |  | Schneider Electric |  | SER | MGU3.492.30 |  |  | 18.02 |  | 1 |  | 10 | RJ11 telefooncontactdoos 2m | RJ11 tel 4 cont vis 2m |  | Telephone socket 4 contacts screws 2m | [18 empty] | 1 | 8420375115093 | 0 |  | 18 | 7 | 4 | 7 | 0.196 | 28420375115097 | 10 | 252 | 3.4 | 1.4 | 1.4 |  |  | 40 | 1460 | 40 | 30 | 15 |  |  | 640 | 31910 | 60 | 80 | 77 |  |  |  | 10 | N | [12 empty] | SU2 | P5 | 8536699099 | [14 empty] | RJ11 telefooncontactdoos, schroefaansluting, 2 modules, Unica Top, Aluminium | Prise téléphone RJ11, bornes à vis, 2 modules, Unica Top, Aluminium | [17 empty] | https://eref.se.com/be/nl/sis-tarif/product/MGU3.492.30 | https://eref.se.com/be/fr/sis-tarif/product/MGU3.492.30
Schneider Electric | Schneider Electric | 01022021 |  | Schneider Electric |  | SER | MGU3.498.18 |  |  | 14.37 |  | 1 |  | 10 | Telefoonaansluiting Belgacom 2m | Prise Belgacom 2m |  | BELGACOM SOCKET OUTLET 2M | [8 empty] | 09.07 | 1 | [8 empty] | 1 | 3606480285578 | 0 |  | 32 | 6.6 | 6.6 | 4.5 | 196.02 |  | 10 | 384 | 3.33 | 1.35 | 0.45 |  |  | 120 | 3840 | 40 | 30 | 30 |  |  | 960 | 100241 | 80 | 60 | 77 |  |  |  | 2 | Y | [12 empty] | SU1 | P4 | 8536699099 | [14 empty] | Telefoonaansluiting Belgacom, schroefaansluiting, 2 modules, Unica Plus, Wit | Prise téléphone Belgacom, bornes à vis, 2 modules, Unica Plus, Blanc | [17 empty] | https://eref.se.com/be/nl/sis-tarif/product/MGU3.498.18 | https://eref.se.com/be/fr/sis-tarif/product/MGU3.498.18
Schneider Electric | Schneider Electric | 01022021 |  | Schneider Electric |  | SER | MGU3.498.25 |  |  | 14.37 |  | 1 |  | 10 | Telefoonaansluiting Belgacom 2m | Prise Belgacom 2m |  | Toma de Telefono Belgacom 2M Marfil | [8 empty] | 09.07 | 1 | [8 empty] | 1 | 3606480285585 | 0 |  | 35 | 7 | 4 | 7 | 0.196 |  | 10 | 418 | 13.9 | 4.7 | 33.9 |  |  | 120 | 5734 | 40 | 30 | 30 |  |  | 960 | 100241 | 80 | 60 | 77 |  |  |  | 16 | N | [12 empty] | SU1 | P4 | 8536699099 | [14 empty] | Telefoonaansluiting Belgacom, schroefaansluiting, 2 modules, Unica Plus, Ivoor | Prise téléphone Belgacom, bornes à vis, 2 modules, Unica Plus, Ivoire | [17 empty] | https://eref.se.com/be/nl/sis-tarif/product/MGU3.498.25 | https://eref.se.com/be/fr/sis-tarif/product/MGU3.498.25
Schneider Electric | Schneider Electric | 01022021 |  | Schneider Electric |  | SER | MGU3.501.12 |  |  | 103.03 |  | 1 |  | 1 | Kamerthermostaat 8A 2m | Basic thermostat 8A 2m |  | Termostato B#sico 8 A (5A) | [8 empty] | 09.07 | 1 | [8 empty] | 1 | 8420375123722 | 0 |  | 101 | 11 | 10 | 7 | 0.77 | [7 empty] | 48420375123720 | 15 | 1865 | 40 | 30 | 15 | [10 empty] | 6 | N | [12 empty] | SU2 | P5 | 9032108090 | [14 empty] | Thermostaat 8A, 2 modules, Unica Top, Grafiet | Thermostat 8A, 2 modules, Unica Top, Graphite | [17 empty] | https://eref.se.com/be/nl/sis-tarif/product/MGU3.501.12 | https://eref.se.com/be/fr/sis-tarif/product/MGU3.501.12
Schneider Electric | Schneider Electric | 01022021 |  | Schneider Electric |  | SER | MGU3.501.18 |  |  | 87.61 |  | 1 |  | 1 | Kamerthermostaat 8A 2m | Basic thermostat 8A 2m |  | Termostato B#sico 8 A (5A) | [8 empty] | 09.07 | 1 | [8 empty] | 1 | 8420375123739 | 0 |  | 101.9 | 11 | 10 | 7 | 0.77 | [7 empty] | 48420375123737 | 15 | 1866 | 40 | 30 | 15 | [10 empty] | 6 | N | [12 empty] | SU1 | P4 | 9032108090 | [14 empty] | Thermostaat 8A, 2 modules, Unica Plus, Wit | Thermostat 8A, 2 modules, Unica Plus, Blanc | [17 empty] | https://eref.se.com/be/nl/sis-tarif/product/MGU3.501.18 | https://eref.se.com/be/fr/sis-tarif/product/MGU3.501.18
Schneider Electric | Schneider Electric | 01022021 |  | Schneider Electric |  | SER | MGU3.501.25 |  |  | 87.61 |  | 1 |  | 1 | Kamerthermostaat 8A 2m | Basic thermostat 8A 2m |  | Termostato B#sico 8 A (5A) | [8 empty] | 09.07 | 1 | [8 empty] | 1 | 8420375123746 | 0 |  | 101 | 11 | 10 | 7 | 0.77 | [7 empty] | 48420375123744 | 15 | 1861 | 40 | 30 | 15 | [10 empty] | 6 | N | [12 empty] | SU1 | P4 | 9032108090 | [14 empty] | Thermostaat 8A, 2 modules, Unica Plus, ivoor | Thermostat 8A, 2 modules, Unica Plus, Ivoire | [17 empty] | https://eref.se.com/be/nl/sis-tarif/product/MGU3.501.25 | https://eref.se.com/be/fr/sis-tarif/product/MGU3.501.25
Schneider Electric | Schneider Electric | 01022021 |  | Schneider Electric |  | SER | MGU3.501.30 |  |  | 103.03 |  | 1 |  | 1 | Kamerthermostaat 8A 2m | Basic thermostat 8A 2m |  | BASIC THERMOSTAT 8A ALU | [8 empty] | 09.07 | 1 | [8 empty] | 1 | 8420375123753 | 0 |  | 101 | 11 | 10 | 6 | 0.66 | 8420375123753 | 1 | 99 | 10.7 | 6.3 | 9.9 |  | 8420375123753 | 15 | 1861 | 40 | 30 | 15 | [10 empty] | 6 | N | [12 empty] | SU2 | P5 | 9032108090 | [14 empty] | Thermostaat 8A, 2 modules, Unica Top, Aluminium | Thermostat 8A, 2 modules, Unica Top, Aluminium | [17 empty] | https://eref.se.com/be/nl/sis-tarif/product/MGU3.501.30 | https://eref.se.com/be/fr/sis-tarif/product/MGU3.501.30
Schneider Electric | Schneider Electric | 01022021 |  | Schneider Electric |  | SER | MGU3.505.12 |  |  | 155.3 |  | 1 |  | 1 | Thermostaat met weekprogrammering | Thermostat program hebdomaire 2m |  | WEEKLY PROGRAMMABLE THERMOSTAT | [8 empty] | 09.07 | 1 | [8 empty] | 1 | 8420375153293 | 0 |  | 94 | 9 | 8 | 6 | 0.432 |  | 1 | 64 | 4.7 | 4.5 | 4.5 |  | 48420375153291 | 9 | 1010 | 40 | 15 | 15 |  |  | 432 | 27648 | 80 | 60 | 77 |  |  |  | 17 | N | [12 empty] | SU2 | P5 | 9032108090 | [14 empty] | Elektronische thermostaat met weekprogrammering, 2 modules, Unica Top, Grafiet | Thermostat électronique programmable hebdomadaire, 2 modules, Unica Top,Graphite | [17 empty] | https://eref.se.com/be/nl/sis-tarif/product/MGU3.505.12 | https://eref.se.com/be/fr/sis-tarif/product/MGU3.505.12
Schneider Electric | Schneider Electric | 01022021 |  | Schneider Electric |  | SER | MGU3.505.18 |  |  | 120.84 |  | 1 |  | 1 | THERMOSTAAT MET WEEKPROGRAMMERING | THERMOSTAT PROGRAM HEBDOMAIRE |  | WEEKLY PROGRAMMABLE THERMOSTAT 2M | [8 empty] | 09.07 | 1 | [8 empty] | 1 | 8420375126730 | 0 |  | 93 | 9 | 8 | 6 | 0.432 |  | 1 | 64 | 4.5 | 4.7 | 4.5 |  | 48420375126738 | 9 | 996 | 40 | 15 | 15 |  |  | 288 | 39872 | 60 | 80 | 75 |  |  |  | 16 | N | [12 empty] | SU1 | P4 | 9032102090 | [14 empty] | Elektronische thermostaat met weekprogrammering, 2 modules, Unica Plus, Wit | Thermostat électronique programmable hebdomadaire, 2 modules, Unica Plus, Blanc | [17 empty] | https://eref.se.com/be/nl/sis-tarif/product/MGU3.505.18 | https://eref.se.com/be/fr/sis-tarif/product/MGU3.505.18
Schneider Electric | Schneider Electric | 01022021 |  | Schneider Electric |  | SER | MGU3.505.25 |  |  | 120.84 |  | 1 |  | 1 | THERMOSTAAT MET WEEKPROGRAMMERING | THERMOSTAT PROGRAM HEBDOMAIRE |  | Weekly programmable thermostat | [8 empty] | 09.07 | 1 | [8 empty] | 1 | 8420375126747 | 0 |  | 94 | 9 | 8 | 6 | 0.432 |  | 1 | 64 | 4.5 | 4.7 | 4.5 |  |  | 27 | 1728 | 40 | 15 | 30 |  |  | 432 | 27648 | 60 | 77 | 80 |  |  |  | 10 | N | [12 empty] | SU1 | P4 | 9032108090 | [14 empty] | Elektronische thermostaat met weekprogrammering, 2 modules, Unica Plus, Ivoor | Thermostat électronique programmable hebdomadaire, 2 modules, Unica Plus, Ivoire | [17 empty] | https://eref.se.com/be/nl/sis-tarif/product/MGU3.505.25 | https://eref.se.com/be/fr/sis-tarif/product/MGU3.505.25
Schneider Electric | Schneider Electric | 01022021 |  | Schneider Electric |  | SER | MGU3.505.30 |  |  | 155.3 |  | 1 |  | 1 | Thermostaat met weekprogrammering | Thermostat program hebdomaire 2m |  | WEEKLY PROGRAMMABLE THERMOSTAT | [8 empty] | 09.07 | 1 | [8 empty] | 1 | 8420375115154 | 0 |  | 94 | 9 | 8 | 6 | 0.432 |  | 1 | 64 | 7.5 | 7.5 | 5.8 |  | 48420375115152 | 9 | 1010 | 40 | 15 | 15 |  |  | 288 | 40320 | 60 | 80 | 75 |  |  |  | 16 | N | [12 empty] | SU2 | P5 | 9032108090 | [14 empty] | Elektronische thermostaat met weekprogrammering, 2 modules, Unica Top, Aluminium | Thermostat électronique programmable hebdomadaire, 2 modules, Unica Top, Alu | [17 empty] | https://eref.se.com/be/nl/sis-tarif/product/MGU3.505.30 | https://eref.se.com/be/fr/sis-tarif/product/MGU3.505.30
Schneider Electric | Schneider Electric | 01022021 |  | Schneider Electric |  | SER | MGU3.510.12 |  |  | 52.01 |  | 1 |  | 1 | Rotatieve dimmer 1-10V 2m | Variateur rot 400VA tubes fluo 1-10V 2m |  | ROTARY ONE WAY DIMMER SWITCH 1 10V 400VA | [8 empty] | 09.07 | 1 | [8 empty] | 1 | 8420375123760 | 0 |  | 92 | 11 | 10 | 7 | 0.77 | [7 empty] | 48420375123768 | 15 | 1835 | 40 | 30 | 15 | [10 empty] | 6 | N | [12 empty] | SU2 | P5 | 8536508090 | [14 empty] | Rotatieve dimmer 400VA voor TL-buizen 1-10V, 2 modules, Unica Top, Grafiet | Variateur rotatif 400VA pour tubes fluo 1-10V, 2 modules, Unica Top, Graphite | [17 empty] | https://eref.se.com/be/nl/sis-tarif/product/MGU3.510.12 | https://eref.se.com/be/fr/sis-tarif/product/MGU3.510.12
Schneider Electric | Schneider Electric | 01022021 |  | Schneider Electric |  | SER | MGU3.510.18 |  |  | 44.22 |  | 1 |  | 1 | Rotatieve dimmer 1-10V 2m | Variateur rot 400VA tubes fluo 1-10V 2m |  | ROTARY ONE WAY DIMMER SWITCH 1 10V 400VA | [8 empty] | 09.07 | 1 | [8 empty] | 1 | 8420375123777 | 0 |  | 91 | 11 | 10 | 6 | 0.66 | [7 empty] | 48420375123775 | 15 | 1694 | 40 | 30 | 15 | [10 empty] | 6 | N | [12 empty] | SU1 | P4 | 8536508090 | [14 empty] | Rotatieve dimmer 400VA voor TL-buizen 1-10V, 2 modules, Unica Top, Wit | Variateur rotatif 400VA pour tubes fluo 1-10V, 2 modules, Unica Plus, Blanc | [17 empty] | https://eref.se.com/be/nl/sis-tarif/product/MGU3.510.18 | https://eref.se.com/be/fr/sis-tarif/product/MGU3.510.18
Schneider Electric | Schneider Electric | 01022021 |  | Schneider Electric |  | SER | MGU3.510.25 |  |  | 44.22 |  | 1 |  | 1 | Unica - Rotary dimmer - 230V AC - 400 VA | Variateur rot 400VA tubes fluo 1-10V 2m |  | Regulador giratorio 1-10V | [8 empty] | 09.07 | 1 | [8 empty] | 1 | 8420375123784 | 0 |  | 91 | 11 | 9 | 6 | 0.594 | [7 empty] | 48420375123782 | 15 | 1715 | 40 | 30 | 15 | [10 empty] | 6 | N | [12 empty] | SU1 | P4 | 8536508090 | [14 empty] | Rotatieve dimmer 400VA voor TL-buizen 1-10V, 2 modules, Unica Top, Ivoor | Variateur rotatif 400VA pour tubes fluo 1-10V, 2 modules, Unica Plus, Ivoire | [17 empty] | https://eref.se.com/be/nl/sis-tarif/product/MGU3.510.25 | https://eref.se.com/be/fr/sis-tarif/product/MGU3.510.25
Schneider Electric | Schneider Electric | 01022021 |  | Schneider Electric |  | SER | MGU3.510.30 |  |  | 52.01 |  | 1 |  | 1 | Rotatieve dimmer 1-10V 2m | Variateur rot 400VA tubes fluo 1-10V 2m |  | Regulador giratorio 1-10V | [8 empty] | 09.07 | 1 | [8 empty] | 1 | 8420375123791 | 0 |  | 90 | 11 | 10 | 7 | 0.77 | [7 empty] | 48420375123799 | 15 | 1704 | 40 | 30 | 15 | [10 empty] | 6 | N | [12 empty] | SU2 | P5 | 8536508090 | [14 empty] | Rotatieve dimmer 400VA voor TL-buizen 1-10V, 2 modules, Unica Top, Aluminium | Variateur rotatif 400VA pour tubes fluo 1-10V, 2 modules, Unica Top, Aluminium | [17 empty] | https://eref.se.com/be/nl/sis-tarif/product/MGU3.510.30 | https://eref.se.com/be/fr/sis-tarif/product/MGU3.510.30
Schneider Electric | Schneider Electric | 01022021 |  | Schneider Electric |  | SER | MGU3.511.18 |  |  | 80.34 |  | 1 |  | 1 | Rotatieve dimmer 40-400 VA 2m | Variateur lumière rotatif blanc |  | ROTARY TWO WAY DIMMER SWITCH 40 400W VA | [8 empty] | 09.07 | 1 | [8 empty] | 1 | 8420375123814 | 0 |  | 121 | 11 | 10 | 6 | 0.66 |  | 1 | 101 | 10.7 | 6.3 | 9.9 |  | 48420375123812 | 15 | 2209 | 40 | 30 | 15 | [10 empty] | 6 | N | [12 empty] | SU1 | P4 | 8536508090 | [14 empty] | Rotatieve dimmer 40-400VA, schroefaansluiting, 2 modules, Unica Plus, Wit | Variateur rotatif 40-400 VA, connexion à vis, 2 modules, Unica Plus, Blanc | [17 empty] | https://eref.se.com/be/nl/sis-tarif/product/MGU3.511.18 | https://eref.se.com/be/fr/sis-tarif/product/MGU3.511.18
Schneider Electric | Schneider Electric | 01022021 |  | Schneider Electric |  | SER | MGU3.511.25 |  |  | 80.34 |  | 1 |  | 1 | Rotatieve dimmer 40-400 VA 2m | Variateur lumière rotatif ivoire |  | ROTARY TWO WAY DIMMER SWITCH 40 400W VA | [8 empty] | 09.07 | 1 | [8 empty] | 1 | 8420375123821 | 0 |  | 124 | 11 | 10 | 7 | 0.77 |  | 1 | 101 | 10.7 | 6.3 | 9.9 |  | 48420375123829 | 15 | 2222 | 40 | 30 | 15 | [10 empty] | 6 | N | [12 empty] | SU1 | P4 | 8536508090 | [14 empty] | Rotatieve dimmer 40-400VA, schroefaansluiting, 2 modules, Unica Plus, Ivoor | Variateur rotatif 40-400 VA, connexion à vis, 2 modules, Unica Plus, Ivoire | [17 empty] | https://eref.se.com/be/nl/sis-tarif/product/MGU3.511.25 | https://eref.se.com/be/fr/sis-tarif/product/MGU3.511.25
Schneider Electric | Schneider Electric | 01022021 |  | Schneider Electric |  | SER | MGU3.511.30 |  |  | 94.51 |  | 1 |  | 1 | Rotatieve dimmer 40-400 VA 2m | Variateur rot va et vient 40-400VA 2m |  | ROTARY TWO WAY DIMMER SWITCH 40 400W VA | [8 empty] | 09.07 | 1 | [8 empty] | 1 | 8420375123838 | 0 |  | 124 | 11 | 10 | 7 | 0.77 |  | 1 | 122 | 10.7 | 6.3 | 9.9 |  | 8420375123838 | 15 | 2212 | 40 | 30 | 15 | [10 empty] | 6 | N | [12 empty] | SU2 | P5 | 8536508090 | [14 empty] | Rotatieve dimmer 40-400VA, schroefaansluiting, 2 modules, Unica Top, Aluminium | Variateur rotatif 40-400 VA, connexion à vis, 2 modules, Unica Top, Aluminium | [17 empty] | https://eref.se.com/be/nl/sis-tarif/product/MGU3.511.30 | https://eref.se.com/be/fr/sis-tarif/product/MGU3.511.30
Schneider Electric | Schneider Electric | 01022021 |  | Schneider Electric |  | SER | MGU3.515.12 |  |  | 156.65 |  | 1 |  | 1 | Universele drukknopdimmer 350VA 2m | Variateur par bouton-poussoir graphite |  | MULTI LOAD PUSH BUTTON DIMMER SWITCH GRA | [8 empty] | 09.07 | 1 | [8 empty] | 1 | 8420375123845 | 0 |  | 98 | 11 | 10 | 7 | 0.77 |  | 1 | 97 | 9.9 | 10.7 | 6.3 |  | 48420375123843 | 15 | 1844 | 40 | 30 | 15 | [10 empty] | 6 | N | [12 empty] | SU2 | P5 | 8536508090 | [14 empty] | Drukknopdimmer 350VA, schroefaansluiting, 2 modules, Unica Top, Grafiet | Variateur poussoir 20-350 VA, connexion à vis, 2 modules, Unica Top, Graphite | [17 empty] | https://eref.se.com/be/nl/sis-tarif/product/MGU3.515.12 | https://eref.se.com/be/fr/sis-tarif/product/MGU3.515.12
Schneider Electric | Schneider Electric | 01022021 |  | Schneider Electric |  | SER | MGU3.515.18 |  |  | 133.18 |  | 1 |  | 1 | Universele drukknopdimmer 350VA 2m | Variateur par bouton-poussoir blanc |  | MULTI LOAD PUSH BUTTON DIMMER SWITCH SNO | [8 empty] | 09.07 | 1 | [8 empty] | 1 | 8420375123852 | 0 |  | 96 | 11 | 10 | 6 | 0.66 |  | 1 | 108 | 10.7 | 6.3 | 9.9 |  | 48420375123850 | 15 | 1793 | 40 | 30 | 15 | [10 empty] | 6 | N | [12 empty] | SU1 | P4 | 8536508090 | [14 empty] | Drukknopdimmer 350VA, schroefaansluiting, 2 modules, Unica Plus, Wit | Variateur poussoir 20-350 VA, connexion à vis, 2 modules, Unica Plus, Blanc | [17 empty] | https://eref.se.com/be/nl/sis-tarif/product/MGU3.515.18 | https://eref.se.com/be/fr/sis-tarif/product/MGU3.515.18
Schneider Electric | Schneider Electric | 01022021 |  | Schneider Electric |  | SER | MGU3.515.25 |  |  | 133.18 |  | 1 |  | 1 | Universele drukknopdimmer 350VA 2m | Variateur par bouton-poussoir ivoire |  | MULTI LOAD PUSH BUTTON DIMMER SWITCH IVO | [8 empty] | 09.07 | 1 | [8 empty] | 1 | 8420375123869 | 0 |  | 97 | 10 | 10 | 6 | 0.6 |  | 1 | 108 | 10.7 | 6.3 | 9.9 |  | 48420375123867 | 15 | 1805 | 40 | 30 | 15 |  |  | 240 | 41700 | 60 | 80 | 60 |  |  |  | 6 | N | [12 empty] | SU1 | P4 | 8536508090 | [14 empty] | Drukknopdimmer 350VA, schroefaansluiting, 2 modules, Unica Plus, Ivoor | Variateur poussoir 20-350 VA, connexion à vis, 2 modules, Unica Plus, Ivoire | [17 empty] | https://eref.se.com/be/nl/sis-tarif/product/MGU3.515.25 | https://eref.se.com/be/fr/sis-tarif/product/MGU3.515.25
Schneider Electric | Schneider Electric | 01022021 |  | Schneider Electric |  | SER | MGU3.515.30 |  |  | 156.65 |  | 1 |  | 15 | Universele drukknopdimmer 350VA 2m | Variateur par bouton-poussoir alu |  | MULTI LOAD PUSH BUTTON DIMMER SWITCH ALU | [8 empty] | 09.07 | 1 | [8 empty] | 1 | 8420375123876 | 0 |  | 98 | 11 | 10 | 7 | 0.77 | 48420375123874 | 15 | 3305 | 37.6 | 27.2 | 13.5 |  | 48420375123874 | 15 | 1816 | 40 | 30 | 15 | [10 empty] | 6 | N | [12 empty] | SU2 | P5 | 8536508090 | [14 empty] | Drukknopdimmer 350VA, schroefaansluiting, 2 modules, Unica Top, Aluminium | Variateur poussoir 20-350 VA, connexion à vis, 2 modules, Unica Top, Aluminium | [17 empty] | https://eref.se.com/be/nl/sis-tarif/product/MGU3.515.30 | https://eref.se.com/be/fr/sis-tarif/product/MGU3.515.30
Schneider Electric | Schneider Electric | 01022021 |  | Schneider Electric |  | SER | MGU3.524.12 |  |  | 119.89 |  | 1 |  | 1 | Bewegingsdetector 300W 2m | Detecteur de mouvement 300W graphite |  | MOVEMENT DETECTOR 300W GRA | [8 empty] | 09.07 | 1 | [8 empty] | 1 | 8420375123883 | 0 |  | 122 | 11 | 10 | 7 | 0.77 |  | 1 | 120 | 10.7 | 6.3 | 9.9 |  | 48420375123881 | 15 | 2285 | 40 | 30 | 15 | [10 empty] | 6 | N | [12 empty] | SU2 | P5 | 8536508090 | [14 empty] | Bewegingsdetector 180°, 300W, 2 modules, Unica Top, Grafiet | Détecteur de mouvements 180°, 300W, 2 modules, Unica Top, Graphite | [17 empty] | https://eref.se.com/be/nl/sis-tarif/product/MGU3.524.12 | https://eref.se.com/be/fr/sis-tarif/product/MGU3.524.12
Schneider Electric | Schneider Electric | 01022021 |  | Schneider Electric |  | SER | MGU3.524.18 |  |  | 101.95 |  | 1 |  | 1 | Bewegingsdetector 300W 2m | Detecteur de mouvement 300W blanc |  | MOVEMENT DETECTOR 300W SNO | [8 empty] | 09.07 | 1 | [8 empty] | 1 | 8420375123890 | 0 |  | 122 | 11 | 10 | 6 | 0.66 |  | 1 | 134 | 10.7 | 6.3 | 9.9 |  | 48420375123898 | 15 | 2180 | 40 | 30 | 15 | [10 empty] | 6 | N | [12 empty] | SU1 | P4 | 8536508090 | [14 empty] | Bewegingsdetector 180°, 300W, 2 modules, Unica Plus, Wit | Détecteur de mouvements 180°, 300W, 2 modules, Unica Plus, Blanc | [17 empty] | https://eref.se.com/be/nl/sis-tarif/product/MGU3.524.18 | https://eref.se.com/be/fr/sis-tarif/product/MGU3.524.18
Schneider Electric | Schneider Electric | 01022021 |  | Schneider Electric |  | SER | MGU3.524.25 |  |  | 101.95 |  | 1 |  | 1 | Bewegingsdetector 300W 2m | Detecteur de mouvement 300W ivoire |  | MOVEMENT DETECTOR 300W IVO | [8 empty] | 09.07 | 1 | [8 empty] | 1 | 8420375123906 | 0 |  | 121 | 11 | 10 | 6 | 0.66 |  | 1 | 134 | 10.7 | 6.3 | 9.9 |  | 48420375123904 | 15 | 2270 | 40 | 30 | 15 | [10 empty] | 6 | N | [12 empty] | SU1 | P4 | 8536508090 | [14 empty] | Bewegingsdetector 180°, 300W, 2 modules, Unica Plus, Ivoor | Détecteur de mouvements 180°, 300W, 2 modules, Unica Plus, Ivoire | [17 empty] | https://eref.se.com/be/nl/sis-tarif/product/MGU3.524.25 | https://eref.se.com/be/fr/sis-tarif/product/MGU3.524.25
Schneider Electric | Schneider Electric | 01022021 |  | Schneider Electric |  | SER | MGU3.524.30 |  |  | 119.89 |  | 1 |  | 1 | Bewegingsdetector 300W 2m | Detecteur de mouvement 300W alu |  | MOVEMENT DETECTOR 300W ALU | [8 empty] | 09.07 | 1 | [8 empty] | 1 | 8420375123913 | 0 |  | 122 | 11 | 10 | 7 | 0.77 |  | 1 | 127 | 10.7 | 6.3 | 9.9 |  | 48420375123911 | 15 | 2180 | 40 | 30 | 15 | [10 empty] | 6 | N | [12 empty] | SU2 | P5 | 8536508090 | [14 empty] | Bewegingsdetector 180°, 300W, 2 modules, Unica Top, Aluminium | Détecteur de mouvements 180°, 300W, 2 modules, Unica Top, Aluminium | [17 empty] | https://eref.se.com/be/nl/sis-tarif/product/MGU3.524.30 | https://eref.se.com/be/fr/sis-tarif/product/MGU3.524.30
Schneider Electric | Schneider Electric | 01022021 |  | Schneider Electric |  | SER | MGU3.525.12 |  |  | 135.71 |  | 1 |  | 1 | Bewegingsdetector 8A 2m | Detecteur de mouvement 2300W graphite |  | Detector de movimiento 8 A | [8 empty] | 09.07 | 1 | [8 empty] | 1 | 8420375123920 | 0 |  | 108 | 11 | 10 | 7 | 0.77 | [7 empty] | 48420375123928 | 15 | 1992 | 40 | 30 | 15 | [10 empty] | 6 | N | [12 empty] | SU2 | P5 | 8536508090 | [14 empty] | Bewegingsdetector 180°, 2300W, 2 modules, Unica Top, Grafiet | Détecteur de mouvements 180°, 2300W, 2 modules, Unica Top, Graphite | [17 empty] | https://eref.se.com/be/nl/sis-tarif/product/MGU3.525.12 | https://eref.se.com/be/fr/sis-tarif/product/MGU3.525.12
Schneider Electric | Schneider Electric | 01022021 |  | Schneider Electric |  | SER | MGU3.525.18 |  |  | 115.39 |  | 1 |  | 1 | Bewegingsdetector 8A 2m | Detecteur de mouvement 2300W blanc |  | MOVEMENT DETECTOR 2300W SNO | [8 empty] | 09.07 | 1 | [8 empty] | 1 | 8420375123937 | 0 |  | 110 | 11 | 10 | 7 | 0.77 |  | 1 | 129 | 10.7 | 6.3 | 9.9 |  | 48420375123935 | 15 | 1980 | 40 | 30 | 15 | [10 empty] | 2 | Y | [12 empty] | SU1 | P4 | 8536508090 | [14 empty] | Bewegingsdetector 180°, 2300W, 2 modules, Unica Plus, Wit | Détecteur de mouvements 180°, 2300W, 2 modules, Unica Plus, Blanc | [17 empty] | https://eref.se.com/be/nl/sis-tarif/product/MGU3.525.18 | https://eref.se.com/be/fr/sis-tarif/product/MGU3.525.18
Schneider Electric | Schneider Electric | 01022021 |  | Schneider Electric |  | SER | MGU3.525.25 |  |  | 115.39 |  | 1 |  | 1 | Bewegingsdetector 8A 2m | Detecteur de mouvement 2300W ivoire |  | MOVEMENT DETECTOR 2300W IVO | [8 empty] | 09.07 | 1 | [8 empty] | 1 | 8420375123944 | 0 |  | 110 | 11 | 10 | 6 | 0.66 |  | 1 | 129 | 10.7 | 6.3 | 9.9 |  | 48420375123942 | 15 | 2105 | 40 | 30 | 15 | [10 empty] | 6 | N | [12 empty] | SU1 | P4 | 8536508090 | [14 empty] | Bewegingsdetector 180°, 2300W, 2 modules, Unica Plus, Ivoor | Détecteur de mouvements 180°, 2300W, 2 modules, Unica Plus, Ivoire | [17 empty] | https://eref.se.com/be/nl/sis-tarif/product/MGU3.525.25 | https://eref.se.com/be/fr/sis-tarif/product/MGU3.525.25
Schneider Electric | Schneider Electric | 01022021 |  | Schneider Electric |  | SER | MGU3.525.30 |  |  | 135.71 |  | 1 |  | 1 | Bewegingsdetector 8A 2m | Detecteur de mouvement 2300W alu |  | MOVEMENT DETECTOR 2300W ALU | [8 empty] | 09.07 | 1 | [8 empty] | 1 | 8420375123951 | 0 |  | 109 | 11 | 10 | 7 | 0.77 |  | 1 | 115 | 10.7 | 6.3 | 9.9 |  | 48420375123959 | 15 | 1958 | 40 | 30 | 15 | [10 empty] | 6 | N | [12 empty] | SU2 | P5 | 8536508090 | [14 empty] | Bewegingsdetector 180°, 2300W, 2 modules, Unica Top, Aluminium | Détecteur de mouvements 180°, 2300W, 2 modules, Unica Top, Aluminium | [17 empty] | https://eref.se.com/be/nl/sis-tarif/product/MGU3.525.30 | https://eref.se.com/be/fr/sis-tarif/product/MGU3.525.30
Schneider Electric | Schneider Electric | 01022021 |  | Schneider Electric |  | SER | MGU3.530.12 |  |  | 103.64 |  | 1 |  | 24 | KNX 1-VOUDIGE DRUKKNOP,GRAFIET,UNICA TOP | B.POUSSOIR KNX SIMPLE , GRAPH, UNICA TOP |  | KNX push-btn.1g grp Unica | [18 empty] | 1 | 3606480213311 | 0 |  | 93 | 10 | 10 | 8 | 0.8 | 43606480213319 | 24 | 2592 | 40 | 30 | 18.5 |  | 43606480213319 | 24 | 2740 | 40 | 30 | 30 | [10 empty] | 4 | N | [12 empty] | MT1 | MI | 8536508090 | [14 empty] | KNX 1-voudige drukknop, grafiet, Unica Top | [18 empty] | https://eref.se.com/be/nl/sis-tarif/product/MGU3.530.12 | https://eref.se.com/be/fr/sis-tarif/product/MGU3.530.12
Schneider Electric | Schneider Electric | 01022021 |  | Schneider Electric |  | SER | MGU3.530.18 |  |  | 104.15 |  | 1 |  | 1 | KNX 1-VOUDIGE DRUKKNOP, WIT, UNICA PLUS | B.POUSSOIR KNX SIMPLE , BLANC,UNICA PLUS |  | KNX push-btn.1g w Unica | [18 empty] | 1 | 3606480213588 | 0 |  | 93 | 10 | 10 | 8 | 0.8 | [7 empty] | 43606480213586 | 24 | 2600 | 40 | 30 | 30 | [10 empty] | 4 | N | [12 empty] | MT1 | MI | 8536508090 | [33 empty] | https://eref.se.com/be/nl/sis-tarif/product/MGU3.530.18 | https://eref.se.com/be/fr/sis-tarif/product/MGU3.530.18
Schneider Electric | Schneider Electric | 01022021 |  | Schneider Electric |  | SER | MGU3.530.25 |  |  | 104.15 |  | 1 |  | 24 | KNX 1-VOUDIGE DRUKKNOP, IVOOR,UNICA PLUS | B.POUSSOIR KNX SIMPLE ,IVOIRE,UNICA PLUS |  | KNX push-btn.1g iv Unica | [18 empty] | 1 | 3606480213618 | 0 |  | 93 | 10 | 10 | 8 | 0.8 | 43606480213616 | 24 | 2590 | 40 | 30 | 18.5 | [17 empty] | 2 | Y | [12 empty] | MT1 | MI | 8536508090 | [14 empty] | KNX 1-voudige drukknop, ivoor, Unica Plus | [18 empty] | https://eref.se.com/be/nl/sis-tarif/product/MGU3.530.25 | https://eref.se.com/be/fr/sis-tarif/product/MGU3.530.25
Schneider Electric | Schneider Electric | 01022021 |  | Schneider Electric |  | SER | MGU3.530.30 |  |  | 103.64 |  | 1 |  | 1 | KNX 1-VOUDIGE DRUKKNOP, ALU, UNICA TOP | B.POUSSOIR KNX SIMPLE , ALU, UNICA TOP |  | KNX push-btn.1g alu Unica | [18 empty] | 1 | 3606480213281 | 0 |  | 93 | 10 | 10 | 8 | 0.8 | [7 empty] | 43606480213289 | 24 | 2640 | 40 | 30 | 30 | [10 empty] | 2 | Y | [12 empty] | MT1 | MI | 8536508090 | [14 empty] | KNX 1-voudige drukknop, aluminium, Unica Top | Poussoir simple KNX, aluminium, Unica Top | [17 empty] | https://eref.se.com/be/nl/sis-tarif/product/MGU3.530.30 | https://eref.se.com/be/fr/sis-tarif/product/MGU3.530.30
Schneider Electric | Schneider Electric | 01022021 |  | Schneider Electric |  | SER | MGU3.531.12 |  |  | 109.64 |  | 1 |  | 24 | KNX 2-VOUDIGE DRUKKNOP,GRAFIET,UNICA TOP | B.POUSSOIR KNX DOUBLE , GRAPH, UNICA TOP |  | KNX push-btn.2g grp Unica | [18 empty] | 1 | 3606480213373 | 0 |  | 94 | 10 | 10 | 8 | 0.8 | 43606480213371 | 24 | 2616 | 40 | 30 | 18.5 |  | 43606480213371 | 24 | 2880 | 40 | 30 | 30 | [10 empty] | 4 | N | [12 empty] | MT1 | MI | 8536508090 | [14 empty] | KNX 2-voudige drukknop, grafiet, Unica Top | [18 empty] | https://eref.se.com/be/nl/sis-tarif/product/MGU3.531.12 | https://eref.se.com/be/fr/sis-tarif/product/MGU3.531.12
Schneider Electric | Schneider Electric | 01022021 |  | Schneider Electric |  | SER | MGU3.531.18 |  |  | 111.28 |  | 1 |  | 1 | KNX 2-VOUDIGE DRUKKNOP, WIT, UNICA PLUS | B.POUSSOIR KNX DOUBLE , BLANC,UNICA PLUS |  | KNX push-btn.2g w Unica | [18 empty] | 1 | 3606480213649 | 0 |  | 94 | 10 | 10 | 8 | 0.8 | [7 empty] | 43606480213647 | 24 | 2760 | 40 | 30 | 30 | [10 empty] | 4 | N | [12 empty] | MT1 | MI | 8536508090 | [33 empty] | https://eref.se.com/be/nl/sis-tarif/product/MGU3.531.18 | https://eref.se.com/be/fr/sis-tarif/product/MGU3.531.18
Schneider Electric | Schneider Electric | 01022021 |  | Schneider Electric |  | SER | MGU3.531.25 |  |  | 111.28 |  | 1 |  | 24 | KNX 2-VOUDIGE DRUKKNOP, IVOOR,UNICA PLUS | B.POUSSOIR KNX DOUBLE ,IVOIRE,UNICA PLUS |  | KNX push-btn.2g iv Unica | [18 empty] | 1 | 3606480213670 | 0 |  | 94 | 10 | 10 | 8 | 0.8 | 43606480213678 | 24 | 2620 | 40 | 30 | 18.5 | [17 empty] | 8 | N | [12 empty] | MT1 | MI | 8536508090 | [14 empty] | KNX 2-voudige drukknop, ivoor, Unica Plus | [18 empty] | https://eref.se.com/be/nl/sis-tarif/product/MGU3.531.25 | https://eref.se.com/be/fr/sis-tarif/product/MGU3.531.25
Schneider Electric | Schneider Electric | 01022021 |  | Schneider Electric |  | SER | MGU3.531.30 |  |  | 109.64 |  | 1 |  | 1 | KNX 2-VOUDIGE DRUKKNOP, ALU, UNICA TOP | B.POUSSOIR KNX DOUBLE , ALU, UNICA TOP |  | KNX push-btn.2g alu Unica | [18 empty] | 1 | 3606480213342 | 0 |  | 94 | 10 | 10 | 8 | 0.8 | [7 empty] | 43606480213340 | 24 | 2870 | 40 | 30 | 30 | [10 empty] | 2 | Y | [12 empty] | MT1 | MI | 8536508090 | [14 empty] | KNX 2-voudige drukknop, aluminium, Unica Top | Poussoir double KNX, aluminium, Unica Top | [17 empty] | https://eref.se.com/be/nl/sis-tarif/product/MGU3.531.30 | https://eref.se.com/be/fr/sis-tarif/product/MGU3.531.30
Schneider Electric | Schneider Electric | 01022021 |  | Schneider Electric |  | SER | MGU3.532.12 |  |  | 114.54 |  | 1 |  | 24 | KNX 1-VOUDIGE DK/IR, GRAFIET, UNICA TOP | B.POUSSOIR KNX SIMPLE/IR,GRAPH,UNICA TOP |  | KNX push-btn.1g IR grp Unica | [18 empty] | 1 | 3606480213434 | 0 |  | 94 | 10 | 10 | 8 | 0.8 | 43606480213432 | 24 | 2620 | 40 | 30 | 18.5 | [17 empty] | 2 | Y | [12 empty] | MT1 | MI | 8536508090 | [14 empty] | KNX 1-voudige drukknop met IR-ontvanger, grafiet, Unica Top | Poussoir simple KNX avec récepteur infrarouge, graphite, Unica Top | [17 empty] | https://eref.se.com/be/nl/sis-tarif/product/MGU3.532.12 | https://eref.se.com/be/fr/sis-tarif/product/MGU3.532.12
Schneider Electric | Schneider Electric | 01022021 |  | Schneider Electric |  | SER | MGU3.532.18 |  |  | 114.54 |  | 1 |  | 1 | KNX 1-VOUDIGE DK/IR, WIT, UNICA PLUS | B.POUSS. KNX SIMPLE/IR,BLANC,UNICA PLUS |  | KNX push-btn.1g IR w Unica | [18 empty] | 1 | 3606480213700 | 0 |  | 94 | 10 | 10 | 8 | 0.8 | [7 empty] | 43606480213708 | 24 | 3040 | 40 | 30 | 30 | [10 empty] | 2 | Y | [12 empty] | MT1 | MI | 8536508090 | [14 empty] | KNX 1-voudige drukknop met IR-ontvanger, wit, Unica Plus | Poussoir simple KNX avec récepteur infrarouge, blanc, Unica Plus | [17 empty] | https://eref.se.com/be/nl/sis-tarif/product/MGU3.532.18 | https://eref.se.com/be/fr/sis-tarif/product/MGU3.532.18
Schneider Electric | Schneider Electric | 01022021 |  | Schneider Electric |  | SER | MGU3.532.25 |  |  | 114.54 |  | 1 |  | 24 | KNX 1-VOUDIGE DK/IR, IVOOR, UNICA PLUS | B.POUSS. KNX SIMPLE/IR,IVOIRE,UNICA PLUS |  | KNX push-btn.1g IR iv Unica | [18 empty] | 1 | 3606480213731 | 0 |  | 94 | 10 | 10 | 8 | 0.8 | 43606480213739 | 24 | 2620 | 40 | 30 | 18.5 | [17 empty] | 2 | Y | [12 empty] | MT1 | MI | 8536508090 | [14 empty] | KNX 1-voudige drukknop met IR-ontvanger, ivoor, Unica Plus | Poussoir simple KNX avec récepteur infrarouge, ivoire, Unica Plus | [17 empty] | https://eref.se.com/be/nl/sis-tarif/product/MGU3.532.25 | https://eref.se.com/be/fr/sis-tarif/product/MGU3.532.25
Schneider Electric | Schneider Electric | 01022021 |  | Schneider Electric |  | SER | MGU3.532.30 |  |  | 114.54 |  | 1 |  | 24 | KNX 1-VOUDIGE DK/IR, ALU, UNICA TOP | B.POUSSOIR KNX SIMPLE/IR, ALU, UNICA TOP |  | KNX push-btn.1g IR alu Unica | [18 empty] | 1 | 3606480213403 | 0 |  | 94 | 10 | 10 | 8 | 0.8 | 43606480213401 | 24 | 2620 | 40 | 30 | 18.5 | [17 empty] | 2 | Y | [12 empty] | MT1 | MI | 8536508090 | [14 empty] | KNX 1-voudige drukknop met IR-ontvanger, aluminium, Unica Top | Poussoir simple KNX avec récepteur infrarouge, aluminium, Unica Top | [17 empty] | https://eref.se.com/be/nl/sis-tarif/product/MGU3.532.30 | https://eref.se.com/be/fr/sis-tarif/product/MGU3.532.30
Schneider Electric | Schneider Electric | 01022021 |  | Schneider Electric |  | SER | MGU3.533.12 |  |  | 166.91 |  | 1 |  | 24 | KNX BEWEGINGSDET 180, GRAFIET, UNICA TOP | DÉTECT.DE MOUV. KNX 180, GRAPH,UNICA TOP |  | KNX mov.detec. grp Unica | [18 empty] | 1 | 3606480213496 | 0 |  | 111 | 10 | 10 | 8 | 0.8 | 43606480213494 | 24 | 3070 | 40 | 30 | 18.5 | [17 empty] | 2 | Y | [12 empty] | MT1 | MI | 8536508090 | [14 empty] | KNX bewegingsdetector 180, grafiet, Unica Top | Détecteur de mouvements KNX 180, graphite, Unica Top | [17 empty] | https://eref.se.com/be/nl/sis-tarif/product/MGU3.533.12 | https://eref.se.com/be/fr/sis-tarif/product/MGU3.533.12
Schneider Electric | Schneider Electric | 01022021 |  | Schneider Electric |  | SER | MGU3.533.18 |  |  | 166.91 |  | 1 |  | 24 | KNX BEWEGINGSDET 180, WIT, UNICA PLUS | DÉTECT.DE MOUV. KNX 180,BLANC,UNICA PLUS |  | KNX mov.detec. w Unica | [18 empty] | 1 | 3606480213762 | 0 |  | 111 | 10 | 10 | 8 | 0.8 | 43606480213760 | 24 | 3070 | 40 | 30 | 18.5 | [17 empty] | 8 | N | [12 empty] | MT1 | MI | 8536508090 | [14 empty] | KNX bewegingsdetector 180, wit, Unica Plus | Détecteur de mouvements KNX 180, blanc, Unica Plus | [17 empty] | https://eref.se.com/be/nl/sis-tarif/product/MGU3.533.18 | https://eref.se.com/be/fr/sis-tarif/product/MGU3.533.18
Schneider Electric | Schneider Electric | 01022021 |  | Schneider Electric |  | SER | MGU3.533.25 |  |  | 166.91 |  | 1 |  | 24 | KNX BEWEGINGSDET 180, IVOOR, UNICA PLUS | DÉTECT.DE MOUV. KNX 180,IVOIR,UNICA PLUS |  | KNX mov.detec. iv Unica | [18 empty] | 1 | 3606480213793 | 0 |  | 111 | 10 | 10 | 8 | 0.8 | 43606480213791 | 24 | 3070 | 40 | 30 | 18.5 | [17 empty] | 2 | Y | [12 empty] | MT1 | MI | 8536508090 | [14 empty] | KNX bewegingsdetector 180, ivoor, Unica Plus | Détecteur de mouvements KNX 180, ivoire, Unica Plus | [17 empty] | https://eref.se.com/be/nl/sis-tarif/product/MGU3.533.25 | https://eref.se.com/be/fr/sis-tarif/product/MGU3.533.25
Schneider Electric | Schneider Electric | 01022021 |  | Schneider Electric |  | SER | MGU3.533.30 |  |  | 166.91 |  | 1 |  | 24 | KNX BEWEGINGSDET 180, ALU, UNICA TOP | DÉTECT.DE MOUV. KNX 180, ALU, UNICA TOP |  | KNX mov.detec. alu Unica | [18 empty] | 1 | 3606480213465 | 0 |  | 111 | 10 | 10 | 8 | 0.8 | 43606480213463 | 24 | 3070 | 40 | 30 | 18.5 | [17 empty] | 2 | Y | [12 empty] | MT1 | MI | 8536508090 | [14 empty] | KNX bewegingsdetector 180, aluminium, Unica Top | Détecteur de mouvements KNX 180, aluminium, Unica Top | [17 empty] | https://eref.se.com/be/nl/sis-tarif/product/MGU3.533.30 | https://eref.se.com/be/fr/sis-tarif/product/MGU3.533.30
Schneider Electric | Schneider Electric | 01022021 |  | Schneider Electric |  | SER | MGU3.534.12 |  |  | 174.55 |  | 1 |  | 1 | KNX THERMOSTAAT/DISPL.,GRAFIET,UNICA TOP | THERMOSTAT KNX+AFFICHEUR,GRAPH,UNICA TOP |  | KNX RTC grp Unica | [18 empty] | 1 | 3606480213557 | 0 |  | 140 | 10 | 10 | 8 | 0.8 | [7 empty] | 43606480213555 | 24 | 3860 | 40 | 30 | 30 | [10 empty] | 8 | N | [12 empty] | MT1 | MI | 9032108090 | [14 empty] | KNX ruimtethermostaat met display, grafiet, Unica Top | Thermostat d'ambiance KNX avec écran, graphite, Unica Top | [17 empty] | https://eref.se.com/be/nl/sis-tarif/product/MGU3.534.12 | https://eref.se.com/be/fr/sis-tarif/product/MGU3.534.12
Schneider Electric | Schneider Electric | 01022021 |  | Schneider Electric |  | SER | MGU3.534.18 |  |  | 174.55 |  | 1 |  | 1 | KNX THERMOSTAA/DISPLAY, WIT, UNICA PLUS | THERMOSTAT KNX+AFFICHEUR,BLANC,UNICAPLUS |  | KNX RTC w Unica | [18 empty] | 1 | 3606480213823 | 0 |  | 140 | 10 | 10 | 8 | 0.8 | [7 empty] | 43606480213821 | 24 | 3900 | 40 | 30 | 30 | [10 empty] | 4 | N | [12 empty] | MT1 | MI | 9032108090 | [14 empty] | KNX ruimtethermostaat met display, wit, Unica Plus | Thermostat d'ambiance KNX avec écran, blanc, Unica Plus | [17 empty] | https://eref.se.com/be/nl/sis-tarif/product/MGU3.534.18 | https://eref.se.com/be/fr/sis-tarif/product/MGU3.534.18
Schneider Electric | Schneider Electric | 01022021 |  | Schneider Electric |  | SER | MGU3.534.25 |  |  | 174.55 |  | 1 |  | 24 | KNX THERMOSTAA/DISPLAY, IVOOR,UNICA PLUS | THERMOSTAT KNX+AFFICHEUR,IVOIR,UNICAPLUS |  | KNX RTC iv Unica | [18 empty] | 1 | 3606480213854 | 0 |  | 140 | 10 | 10 | 8 | 0.8 | 43606480213852 | 24 | 3720 | 40 | 30 | 18.5 | [17 empty] | 2 | Y | [12 empty] | MT1 | MI | 9032108090 | [14 empty] | KNX ruimtethermostaat met display, ivoor, Unica Plus | Thermostat d'ambiance KNX avec écran, ivoire, Unica Plus | [17 empty] | https://eref.se.com/be/nl/sis-tarif/product/MGU3.534.25 | https://eref.se.com/be/fr/sis-tarif/product/MGU3.534.25
Schneider Electric | Schneider Electric | 01022021 |  | Schneider Electric |  | SER | MGU3.534.30 |  |  | 174.55 |  | 1 |  | 1 | KNX THERMOSTAAT/DISPLAY, ALU, UNICA TOP | THERMOSTAT KNX + AFFICHEUR,ALU,UNICA TOP |  | KNX RTC alu Unica | [18 empty] | 1 | 3606480213526 | 0 |  | 140 | 10 | 10 | 8 | 0.8 | [7 empty] | 43606480213524 | 24 | 3990 | 40 | 30 | 30 | [10 empty] | 8 | N | [12 empty] | MT1 | MI | 9032108090 | [14 empty] | KNX ruimtethermostaat met display, aluminium, Unica Top | Thermostat d'ambiance KNX avec écran, aluminium, Unica Top | [17 empty] | https://eref.se.com/be/nl/sis-tarif/product/MGU3.534.30 | https://eref.se.com/be/fr/sis-tarif/product/MGU3.534.30
Schneider Electric | Schneider Electric | 01022021 |  | Schneider Electric |  | SER | MGU3.535.12 |  |  | 81.4 |  | 1 |  | 1 | Tijdschakelaar 8A / 1840W (2-12s) 2m | Interrupteur temporisé 8A graphite |  | TIME DELAY SWITCH 8A GRA | [8 empty] | 09.07 | 1 | [8 empty] | 1 | 8420375123968 | 0 |  | 101.9 | 11 | 10 | 6 | 0.66 | [7 empty] | 48420375123966 | 15 | 1897 | 40 | 30 | 15 | [10 empty] | 6 | N | [12 empty] | SU2 | P5 | 8536508090 | [14 empty] | Tijdschakelaar, 1840W, 2 sec - 12 min, 2 modules, Unica Top, Grafiet | Interrupteur temporisé, 1840W, 2 sec - 12 min, 2 modules, Unica Top, Graphite | [17 empty] | https://eref.se.com/be/nl/sis-tarif/product/MGU3.535.12 | https://eref.se.com/be/fr/sis-tarif/product/MGU3.535.12
Schneider Electric | Schneider Electric | 01022021 |  | Schneider Electric |  | SER | MGU3.535.18 |  |  | 69.52 |  | 1 |  | 1 | Tijdschakelaar 8A / 1840W (2-12s) 2m | Interrupteur temporisé 8A blanc |  | TIME DELAY SWITCH 8A SNO | [8 empty] | 09.07 | 1 | [8 empty] | 1 | 8420375123975 | 0 |  | 97 | 11 | 10 | 6 | 0.66 | [7 empty] | 48420375123973 | 15 | 1798 | 40 | 30 | 15 | [10 empty] | 6 | N | [12 empty] | SU1 | P4 | 8536508090 | [14 empty] | Tijdschakelaar, 1840W, 2 sec - 12 min, 2 modules, Unica Plus, Wit | Interrupteur temporisé, 1840W, 2 sec - 12 min, 2 modules, Unica Plus, Blanc | [17 empty] | https://eref.se.com/be/nl/sis-tarif/product/MGU3.535.18 | https://eref.se.com/be/fr/sis-tarif/product/MGU3.535.18
Schneider Electric | Schneider Electric | 01022021 |  | Schneider Electric |  | SER | MGU3.535.25 |  |  | 69.52 |  | 1 |  | 1 | Tijdschakelaar 8A / 1840W (2-12s) 2m | Interrupteur temporisé 8A ivoire |  | TIME DELAY SWITCH 8A IVO | [8 empty] | 09.07 | 1 | [8 empty] | 1 | 8420375123982 | 0 |  | 108 | 11 | 10 | 6 | 0.66 |  | 1 | 108 | 10.7 | 6.3 | 9.9 |  | 48420375123980 | 15 | 1895 | 40 | 30 | 15 |  |  | 240 | 35000 | 60 | 80 | 77 |  |  |  | 6 | N | [12 empty] | SU1 | P4 | 8536508090 | [14 empty] | Tijdschakelaar, 1840W, 2 sec - 12 min, 2 modules, Unica Plus, Ivoor | Interrupteur temporisé, 1840W, 2 sec - 12 min, 2 modules, Unica Plus, Ivoire | [17 empty] | https://eref.se.com/be/nl/sis-tarif/product/MGU3.535.25 | https://eref.se.com/be/fr/sis-tarif/product/MGU3.535.25
Schneider Electric | Schneider Electric | 01022021 |  | Schneider Electric |  | SER | MGU3.535.30 |  |  | 81.4 |  | 1 |  | 1 | Tijdschakelaar 8A / 1840W (2-12s) 2m | Interrupteur temporisé 8A alu |  | TIME DELAY SWITCH 8A ALU | [8 empty] | 09.07 | 1 | [8 empty] | 1 | 8420375123999 | 0 |  | 103 | 11 | 10 | 6 | 0.66 | [7 empty] | 48420375123997 | 15 | 1872 | 40 | 30 | 15 | [10 empty] | 6 | N | [12 empty] | SU2 | P5 | 8536508090 | [14 empty] | Tijdschakelaar, 1840W, 2 sec - 12 min, 2 modules, Unica Top, Aluminium | Interrupteur temporisé, 1840W, 2 sec - 12 min, 2 modules, Unica Top, Aluminium | [17 empty] | https://eref.se.com/be/nl/sis-tarif/product/MGU3.535.30 | https://eref.se.com/be/fr/sis-tarif/product/MGU3.535.30
Schneider Electric | Schneider Electric | 01022021 |  | Schneider Electric |  | SER | MGU3.540.12 |  |  | 110.84 |  | 1 |  | 1 | Tijdschakelaar met kaart 2m | Interrupteur temporisee a badge 2m |  | ELECTRONIC KEY CARD SWITCH 8A | [8 empty] | 09.07 | 1 | [8 empty] | 1 | 8420375153316 | 0 |  | 84 | 9 | 8 | 6 | 0.432 |  | 1 | 80 | 8.6 | 7.7 | 6.5 |  | 48420375153314 | 9 | 720 | 40 | 15 | 15 |  |  | 288 | 23040 | 80 | 60 | 77 |  |  |  | 16 | N | [12 empty] | SU2 | P5 | 9107000090 | [14 empty] | Kaartschakelaar met vertraging, 2 modules, Unica Top, Grafiet | Interrupteur à carte avec temporisation, 2 modules, Unica Top, Graphite | [17 empty] | https://eref.se.com/be/nl/sis-tarif/product/MGU3.540.12 | https://eref.se.com/be/fr/sis-tarif/product/MGU3.540.12
Schneider Electric | Schneider Electric | 01022021 |  | Schneider Electric |  | SER | MGU3.540.12CS |  |  | 119.57 |  | 1 |  | 1 | KAARTSCHAKELAAR GRAFIET CLASS | INTERRUPTEUR A CARTE GRAPHITE CLASS |  | UNICA CLASS TIMED KEY CARD SWITCH 8AGRA | [8 empty] | 09.07 | 1 | [8 empty] | 1 | 8420375170009 | 0 |  | 83 | 9 | 8 | 6 | 0.432 | 8420375170009 | 1 | 85 | 8.6 | 8 | 6.3 |  | 48420375170007 | 27 | 2529 | 40 | 30 | 15 | [10 empty] | 17 | N | [12 empty] | SU2 | P5 | 8536508090 | [14 empty] | Kaartschakelaar met vertraging, 2 modules, Unica Class, Grafiet | Interrupteur à carte avec temporisation, 2 modules, Unica Class, Graphite | [17 empty] | https://eref.se.com/be/nl/sis-tarif/product/MGU3.540.12CS | https://eref.se.com/be/fr/sis-tarif/product/MGU3.540.12CS
Schneider Electric | Schneider Electric | 01022021 |  | Schneider Electric |  | SER | MGU3.540.18 |  |  | 67.13 |  | 1 |  | 1 | TIJDSCHAKELAAR MET KAART 2M | INTERRUPTEUR TEMPORISEE A BADGE 2M |  | TIMED KEYCARD SWITCH 2M | [8 empty] | 09.07 | 1 | [8 empty] | 1 | 8420375126778 | 0 |  | 84 | 8 | 8 | 6 | 0.384 |  | 1 | 80 | 7.5 | 7.5 | 5.8 |  | 48420375126776 | 27 | 2529 | 40 | 30 | 15 | [10 empty] | 16 | N | [12 empty] | SU1 | P4 | 9107000090 | [14 empty] | Kaartschakelaar met vertraging, 2 modules, Unica Plus, Wit | Interrupteur à carte avec temporisation, 2 modules, Unica Plus, Blanc | [17 empty] | https://eref.se.com/be/nl/sis-tarif/product/MGU3.540.18 | https://eref.se.com/be/fr/sis-tarif/product/MGU3.540.18
Schneider Electric | Schneider Electric | 01022021 |  | Schneider Electric |  | SER | MGU3.540.25 |  |  | 67.13 |  | 1 |  | 1 | TIJDSCHAKELAAR MET KAART 2M | INTERRUPTEUR TEMPORISEE A BADGE 2M |  | Timed keycard switch | [8 empty] | 09.07 | 1 | [8 empty] | 1 | 8420375126785 | 0 |  | 80 | 8 | 8 | 6 | 0.384 |  | 1 | 80 | 7.5 | 7.5 | 5.8 |  |  | 9 | 720 | 40 | 15 | 15 |  |  | 288 | 23040 | 60 | 80 | 77 |  |  |  | 16 | N | [12 empty] | SU1 | P4 | 9107000090 | [14 empty] | Kaartschakelaar met vertraging, 2 modules, Unica Plus, Ivoor | Interrupteur à carte avec temporisation, 2 modules, Unica Plus, Ivoire | [17 empty] | https://eref.se.com/be/nl/sis-tarif/product/MGU3.540.25 | https://eref.se.com/be/fr/sis-tarif/product/MGU3.540.25
Schneider Electric | Schneider Electric | 01022021 |  | Schneider Electric |  | SER | MGU3.540.30 |  |  | 110.84 |  | 1 |  | 1 | Tijdschakelaar met kaart 2m | Interrupteur temporisee a badge 2m |  | TIMED KEYCARD SWITCH | [8 empty] | 09.07 | 1 | [8 empty] | 1 | 8420375115178 | 0 |  | 85 | 9 | 8 | 6 | 0.432 |  | 1 | 80 | 7.5 | 7.5 | 5.8 |  |  | 57 | 4560 | 40 | 30 | 30 |  |  | 456 | 36480 | 80 | 60 | 77 |  |  |  | 16 | N | [12 empty] | SU2 | P5 | 9107000090 | [14 empty] | Kaartschakelaar met vertraging, 2 modules, Unica Top, Aluminium | Interrupteur à carte avec temporisation, 2 modules, Unica Top, Aluminium | [17 empty] | https://eref.se.com/be/nl/sis-tarif/product/MGU3.540.30 | https://eref.se.com/be/fr/sis-tarif/product/MGU3.540.30
Schneider Electric | Schneider Electric | 01022021 |  | Schneider Electric |  | SER | MGU3.540.30CS |  |  | 119.57 |  | 1 |  | 1 | KAARTSCHAKELAAR GRAFIET CLASS | INTERRUPTEUR A CARTE GRAPHITE CLASS |  | UNICA CLASS TIMED KEY CARD SWITCH 8AALU | [8 empty] | 09.07 | 1 | [8 empty] | 1 | 8420375170016 | 0 |  | 83 | 9 | 8 | 6 | 0.432 | 8420375170016 | 1 | 85 | 8.6 | 8 | 6.3 |  | 48420375170014 | 27 | 2551 | 40 | 30 | 15 | [10 empty] | 17 | N | [12 empty] | SU2 | P5 | 8536508090 | [14 empty] | Kaartschakelaar met vertraging, 2 modules, Unica Class, Aluminium | Interrupteur à carte avec temporisation, 2 modules, Unica Class, Aluminium | [17 empty] | https://eref.se.com/be/nl/sis-tarif/product/MGU3.540.30CS | https://eref.se.com/be/fr/sis-tarif/product/MGU3.540.30CS
Schneider Electric | Schneider Electric | 01022021 |  | Schneider Electric |  | SER | MGU3.572.12 |  |  | 135.79 |  | 1 |  | 1 | Combiner relais (met nulleider) Grafiet | Combi RF relais 10A Graphite |  | RF COMBINED RELAY ON OFF | [8 empty] | 09.07 | 1 | [8 empty] | 1 | 3606485110417 | 0 |  | 128 | 11 | 10 | 6 | 0.66 |  | 1 | 143 | 63 | 10.9 | 10 |  | 43606485110415 | 34 | 4839 | 40 | 30 | 30 | [10 empty] | 6 | N | [12 empty] | G11 | OH | 8536490099 | [14 empty] | Unica Wireless - gecomb. relais - 230 V AC - 0...2300 W - 2 m - grafiet | Unica Wireless - relais combiné - 230 V CA - 0...2300 W - 2 m - graphite | [17 empty] | https://eref.se.com/be/nl/sis-tarif/product/MGU3.572.12 | https://eref.se.com/be/fr/sis-tarif/product/MGU3.572.12
Schneider Electric | Schneider Electric | 01022021 |  | Schneider Electric |  | SER | MGU3.572.18 |  |  | 118.78 |  | 1 |  | 1 | Combiner relais (met nulleider) Wit | Combi RF relais 10A Blanc |  | RF COMBINED RELAY 10A WHT | [8 empty] | 09.07 | 1 | [8 empty] | 1 | 3606485110387 | 0 |  | 128 | 11 | 10 | 6 | 0.66 |  | 1 | 143 | 10.8 | 9.8 | 6.3 |  | 43606485110385 | 34 | 4910 | 40 | 30 | 30 | [10 empty] | 6 | N | [12 empty] | G11 | OH | 8526920090 | [14 empty] | Unica Wireless - gecomb. relais - 230 V AC - 0...2300 W - 2 m - wit | Unica Wireless - relais combiné - 230 V CA - 0...2300 W - 2 m - blanc | [17 empty] | https://eref.se.com/be/nl/sis-tarif/product/MGU3.572.18 | https://eref.se.com/be/fr/sis-tarif/product/MGU3.572.18
Schneider Electric | Schneider Electric | 01022021 |  | Schneider Electric |  | SER | MGU3.572.25 |  |  | 118.78 |  | 1 |  | 1 | Combiner relais (met nulleider) Ivoor | Combi RF relais 10A Ivoire |  | RF COMBINED RELAY 10A IVO | [8 empty] | 09.07 | 1 | [8 empty] | 1 | 3606485110394 | 0 |  | 129 | 11 | 10 | 6 | 0.66 |  | 1 | 143 | 11 | 6.2 | 10 |  | 43606485110392 | 34 | 4907 | 40 | 30 | 30 |  |  | 272 | 57916 | 120 | 80 | 80 |  |  |  | 6 | N | [12 empty] | G11 | OH | 8526920090 | [14 empty] | Unica Wireless - gecomb. relais - 230 V AC - 0...2300 W - 2 m - ivoor | Unica Wireless - relais combiné - 230 V CA - 0...2300 W - 2 m - ivoire | [17 empty] | https://eref.se.com/be/nl/sis-tarif/product/MGU3.572.25 | https://eref.se.com/be/fr/sis-tarif/product/MGU3.572.25
Schneider Electric | Schneider Electric | 01022021 |  | Schneider Electric |  | SER | MGU3.572.30 |  |  | 135.79 |  | 1 |  | 1 | Combiner relais (met nulleider) Aluminiu | Combi RF relais 10A Alu |  | RF COMBINED RELAY ON OFF | [8 empty] | 09.07 | 1 | [8 empty] | 1 | 3606485110400 | 0 |  | 131 | 11 | 10 | 7 | 0.77 |  | 1 | 143 | 6.6 | 10.9 | 10.4 |  | 43606485110408 | 34 | 4941 | 40 | 30 | 30 | [10 empty] | 6 | N | [12 empty] | G11 | OH | 8536490099 | [14 empty] | Unica Wireless - gecomb. relais - 230 V AC - 0...2300 W - 2 m - aluminium | Unica Wireless - relais combiné - 230 V CA - 0...2300 W - 2 m - aluminium | [17 empty] | https://eref.se.com/be/nl/sis-tarif/product/MGU3.572.30 | https://eref.se.com/be/fr/sis-tarif/product/MGU3.572.30
Schneider Electric | Schneider Electric | 01022021 |  | Schneider Electric |  | SER | MGU3.573.12 |  |  | 162.5 |  | 1 |  | 1 | Combiner dimmer (zonder nulleider) Graf | Combi RF variateur 300W Graphite |  | RF COMBINED DIMMER | [8 empty] | 09.07 | 1 | [8 empty] | 1 | 3606485110455 | 0 |  | 134 | 11 | 10 | 7 | 0.77 |  | 1 | 146 | 6.6 | 10.8 | 10.1 |  | 43606485110453 | 34 | 5043 | 40 | 30 | 30 | [10 empty] | 6 | N | [12 empty] | G11 | OH | 8536490099 | [14 empty] | Unica Wireless - gecomb. dimmer zndr nulleider - 230 V AC - 2 m - grafiet | Unica Wireless - variateur combiné sans neutre - 230 V CA - 2 m - graphite | [17 empty] | https://eref.se.com/be/nl/sis-tarif/product/MGU3.573.12 | https://eref.se.com/be/fr/sis-tarif/product/MGU3.573.12
Schneider Electric | Schneider Electric | 01022021 |  | Schneider Electric |  | SER | MGU3.573.18 |  |  | 141.89 |  | 1 |  | 1 | Combiner dimmer (zonder nulleider) Wit | Combi RF variateur 300W Blanc |  | RF COMBINED DIMMER 300W WHT | [8 empty] | 09.07 | 1 | [8 empty] | 1 | 3606485110424 | 0 |  | 132 | 11 | 10 | 6 | 0.66 |  | 1 | 146 | 6.3 | 10.8 | 9.8 |  | 43606485110422 | 34 | 4975 | 40 | 30 | 30 | [10 empty] | 6 | N | [12 empty] | G11 | OH | 8526920090 | [14 empty] | Unica Wireless - gecomb. dimmer zndr nulleider - 230 V AC - 2 m - wit | Unica Wireless - variateur combiné sans neutre - 230 V CA - 2 m - blanc | [17 empty] | https://eref.se.com/be/nl/sis-tarif/product/MGU3.573.18 | https://eref.se.com/be/fr/sis-tarif/product/MGU3.573.18
Schneider Electric | Schneider Electric | 01022021 |  | Schneider Electric |  | SER | MGU3.573.25 |  |  | 141.89 |  | 1 |  | 1 | Combiner dimmer (zonder nulleider) Ivoor | Combi RF variateur 300W Ivoire |  | RF COMBINED DIMMER 300W IVO | [8 empty] | 09.07 | 1 | [8 empty] | 1 | 3606485110431 | 0 |  | 130 | 11 | 10 | 7 | 0.77 | 3606485110431 | 1 | 146 | 11 | 6.2 | 10 |  | 43606485110439 | 34 | 4907 | 40 | 30 | 30 | [10 empty] | 6 | N | [12 empty] | G11 | OH | 8526920090 | [14 empty] | Unica Wireless - gecomb. dimmer zndr nulleider - 230 V AC - 2 m - ivoor | Unica Wireless - variateur combiné sans neutre - 230 V CA - 2 m - ivoire | [17 empty] | https://eref.se.com/be/nl/sis-tarif/product/MGU3.573.25 | https://eref.se.com/be/fr/sis-tarif/product/MGU3.573.25
Schneider Electric | Schneider Electric | 01022021 |  | Schneider Electric |  | SER | MGU3.573.30 |  |  | 162.5 |  | 1 |  | 1 | Combiner dimmer (zonder nulleider) Alu | Combi RF variateur 300W Alu |  | RF COMBINED DIMMER | [8 empty] | 09.07 | 1 | [8 empty] | 1 | 3606485110448 | 0 |  | 135 | 11 | 10 | 6 | 0.66 |  | 1 | 146 | 10.7 | 10 | 6.3 |  | 43606485110446 | 34 | 5033 | 40 | 30 | 30 | [10 empty] | 6 | N | [12 empty] | G11 | OH | 8536490099 | [14 empty] | Unica Wireless- gecomb. dimmer zndr nulleider - 230 V AC - 2 m - aluminium | Unica Wireless - variateur combiné sans neutre - 230 V CA - 2 m - aluminium | [17 empty] | https://eref.se.com/be/nl/sis-tarif/product/MGU3.573.30 | https://eref.se.com/be/fr/sis-tarif/product/MGU3.573.30
Schneider Electric | Schneider Electric | 01022021 |  | Schneider Electric |  | SER | MGU3.574.12 |  |  | 133.34 |  | 1 |  | 1 | Combiner voor rolluik Grafiet | Combi RF Volet-roulent 3A Graphite |  | RF COMBINED ROLLER BLIND | [8 empty] | 09.07 | 1 | [8 empty] | 1 | 3606485110493 | 0 |  | 129 | 11 | 10 | 7 | 0.77 |  | 1 | 142 | 6.6 | 10.8 | 10.1 |  | 43606485110491 | 34 | 4873 | 40 | 30 | 30 | [10 empty] | 6 | N | [12 empty] | G11 | OH | 8536490099 | [14 empty] | Unica Wireless - gecomb. rolluik - 230 V AC - 0...690 W - 2 m - grafiet | Unica Wireless - volet roulant combiné - 230V CA - 0...690 W - 2 m - graphite | [17 empty] | https://eref.se.com/be/nl/sis-tarif/product/MGU3.574.12 | https://eref.se.com/be/fr/sis-tarif/product/MGU3.574.12
Schneider Electric | Schneider Electric | 01022021 |  | Schneider Electric |  | SER | MGU3.574.18 |  |  | 116.39 |  | 1 |  | 1 | Combiner voor rolluik Wit | Combi RF Volet-roulent 3A Blanc |  | RF COMBINED SHUTTER 3A WHT | [8 empty] | 09.07 | 1 | [8 empty] | 1 | 3606485110462 | 0 |  | 125 | 11 | 10 | 6 | 0.66 |  | 1 | 142 | 6.4 | 10.8 | 9.8 |  | 43606485110460 | 34 | 4737 | 40 | 30 | 30 | [10 empty] | 6 | N | [12 empty] | G11 | OH | 8526920090 | [14 empty] | Unica Wireless - gecomb. rolluik - 230 V AC - 0...690 W - 2 m - wit | Unica Wireless - volet roulant combiné - 230 V CA - 0...690 W - 2 m - blanc | [17 empty] | https://eref.se.com/be/nl/sis-tarif/product/MGU3.574.18 | https://eref.se.com/be/fr/sis-tarif/product/MGU3.574.18
Schneider Electric | Schneider Electric | 01022021 |  | Schneider Electric |  | SER | MGU3.574.25 |  |  | 116.39 |  | 1 |  | 1 | Combiner voor rolluik Ivoor | Combi RF Volet-roulent 3A Ivoire |  | RF COMBINED SHUTTER 3A IVO | [8 empty] | 09.07 | 1 | [8 empty] | 1 | 3606485110479 | 0 |  | 124 | 11 | 10 | 7 | 0.77 |  | 1 | 142 | 6.5 | 10.8 | 10 |  | 43606485110477 | 34 | 4703 | 40 | 30 | 30 | [10 empty] | 6 | N | [12 empty] | G11 | OH | 8526920090 | [14 empty] | Unica Wireless - gecomb. rolluik - 230 V AC - 0...690 W - 2 m - ivoor | Unica Wireless - volet roulant combiné - 230 V CA - 0...690 W - 2 m - ivoire | [17 empty] | https://eref.se.com/be/nl/sis-tarif/product/MGU3.574.25 | https://eref.se.com/be/fr/sis-tarif/product/MGU3.574.25
Schneider Electric | Schneider Electric | 01022021 |  | Schneider Electric |  | SER | MGU3.574.30 |  |  | 133.34 |  | 1 |  | 1 | Combiner voor rolluik Aluminium | Combi RF Volet-roulent 3A Alu |  | RF COMBINED ROLLER BLIND | [8 empty] | 09.07 | 1 | [8 empty] | 1 | 3606485110486 | 0 |  | 130 | 11 | 10 | 7 | 0.77 |  | 1 | 142 | 10.8 | 10.1 | 6.6 |  | 43606485110484 | 34 | 4725 | 40 | 30 | 30 |  |  | 272 | 57644 | 80 | 120 | 46.5 |  |  |  | 6 | N | [12 empty] | G11 | OH | 8536490099 | [14 empty] | Unica Wireless - gecomb. rolluik - 230 V AC - 0...690 W - 2 m - aluminium | Unica Wireless - volet roulant combiné - 230 V CA - 0...690 W - 2 m - alum | [17 empty] | https://eref.se.com/be/nl/sis-tarif/product/MGU3.574.30 | https://eref.se.com/be/fr/sis-tarif/product/MGU3.574.30
Schneider Electric | Schneider Electric | 01022021 |  | Schneider Electric |  | SER | MGU3.579.12 |  |  | 25.16 |  | 1 |  | 10 | DRAAISCHAKELAAR 4 STANDEN 2M | INTERRUPTEUR ROTATIF 4 POSITIONS 2M |  | ROTARY SW 4 POSITIONS | [8 empty] | 09.07 | 1 | [8 empty] | 1 | 8420375153408 | 0 |  | 29 | 7 | 7 | 5 | 0.245 | 28420375153402 | 10 | 291 | 33.5 | 13.6 | 4.4 |  | 48420375153406 | 40 | 1160 | 40 | 30 | 15 |  |  | 640 | 18560 | 60 | 80 | 77 |  |  |  | 16 | N | [12 empty] | SU2 | P5 | 8536508099 | [14 empty] | Draaischakelaar 4 standen, 2 modules, Unica Top, Grafiet | Interrupteur rotatif 4 positions, 2 modules, Unica Top, Graphite | [17 empty] | https://eref.se.com/be/nl/sis-tarif/product/MGU3.579.12 | https://eref.se.com/be/fr/sis-tarif/product/MGU3.579.12
Schneider Electric | Schneider Electric | 01022021 |  | Schneider Electric |  | SER | MGU3.579.18 |  |  | 21.68 |  | 1 |  | 10 | DRAAISCHAKELAAR 4 STANDEN 2M | INTERRUPTEUR ROTATIF 4 POSITIONS 2M |  | Rotary switch 4 positions | [8 empty] | 09.07 | 1 | [8 empty] | 1 | 8420375126952 | 0 |  | 34 | 7 | 5 | 7 | 0.245 |  | 10 | 390 | 33.4 | 13.5 | 4.8 |  |  | 20 | 1010 | 40 | 15 | 15 |  |  | 640 | 40660 | 60 | 80 | 77 |  |  |  | 16 | N | [12 empty] | SU1 | P4 | 8536508099 | [14 empty] | Draaischakelaar 4 standen, 2 modules, Unica Plus, Wit | Interrupteur rotatif 4 positions, 2 modules, Unica Plus, Blanc | [17 empty] | https://eref.se.com/be/nl/sis-tarif/product/MGU3.579.18 | https://eref.se.com/be/fr/sis-tarif/product/MGU3.579.18
Schneider Electric | Schneider Electric | 01022021 |  | Schneider Electric |  | SER | MGU3.579.25 |  |  | 21.68 |  | 1 |  | 10 | Draaischakelaar 4 standen 2m | Interrupteur rotatif 4 positions 2m |  | Rotary switch 4 positions | [8 empty] | 09.07 | 1 | [8 empty] | 1 | 8420375126969 | 0 |  | 29 | 7 | 5 | 7 | 0.245 | 28420375126963 | 10 | 290 | 13.6 | 4.4 | 33.5 |  |  | 20 | 580 | 40 | 15 | 15 |  |  | 640 | 18560 | 60 | 77 | 80 |  |  |  | 16 | N | [12 empty] | SU1 | P4 | 8536508099 | [14 empty] | Draaischakelaar 4 standen, 2 modules, Unica Plus, Ivoor | Interrupteur rotatif 4 positions, 2 modules, Unica Plus, Ivoire | [17 empty] | https://eref.se.com/be/nl/sis-tarif/product/MGU3.579.25 | https://eref.se.com/be/fr/sis-tarif/product/MGU3.579.25
Schneider Electric | Schneider Electric | 01022021 |  | Schneider Electric |  | SER | MGU3.701.12 |  |  | 109.71 |  | 1 |  | 5 | Sleutelschakelaar 2 standen | Interrupteur à clé 2 positions |  | KEY SW 2 POSITIONS | [8 empty] | 09.07 | 1 | [8 empty] | 1 | 8420375153538 | 0 |  | 57 | 5 | 5 | 7 | 0.175 | 28420375153532 | 5 | 340 | 6.6 | 18.5 | 12.5 |  | 48420375153536 | 20 | 1580 | 40 | 15 | 15 | [10 empty] | 16 | N | [12 empty] | SU2 | P5 | 8536508099 | [14 empty] | Sleutelschakelaar 2 standen, schroefaansluiting, 2 modules, Unica Top, Grafiet | Interrupteur à clé 2 positions, connexion à vis, 2 modules, Unica Top, Graphite | [17 empty] | https://eref.se.com/be/nl/sis-tarif/product/MGU3.701.12 | https://eref.se.com/be/fr/sis-tarif/product/MGU3.701.12
Schneider Electric | Schneider Electric | 01022021 |  | Schneider Electric |  | SER | MGU3.701.18 |  |  | 97.54 |  | 1 |  | 5 | Sleutelschakelaar 2 standen | Interrupteur à clé 2 positions |  | KEY SWITCH 2POSITIONS 2M | [8 empty] | 09.07 | 1 | [8 empty] | 1 | 8420375127218 | 0 |  | 50 | 5 | 5 | 3 | 0.075 | 18420375127215 | 5 | 250 | 6 | 17.5 | 12 |  | 48420375127216 | 20 | 1225 | 40 | 15 | 15 | [10 empty] | 10 | N | [12 empty] | SU1 | P4 | 8536508099 | [14 empty] | Sleutelschakelaar 2 standen, schroefaansluiting, 2 modules, Unica Plus, Wit | Interrupteur à clé 2 positions, connexion à vis, 2 modules, Unica Plus, Blanc | [17 empty] | https://eref.se.com/be/nl/sis-tarif/product/MGU3.701.18 | https://eref.se.com/be/fr/sis-tarif/product/MGU3.701.18
Schneider Electric | Schneider Electric | 01022021 |  | Schneider Electric |  | SER | MGU3.701.25 |  |  | 97.54 |  | 1 |  | 1 | Sleutelschakelaar 2 standen | Interrupteur à clé 2 positions |  | Key Switch 2m 2 positions | [8 empty] | 09.07 | 1 | [8 empty] | 1 | 8420375127225 | 0 |  | 50 | 5 | 5 | 3 | 0.075 | [23 empty] | 16 | N | [12 empty] | SU1 | P4 | 8536508099 | [14 empty] | Sleutelschakelaar 2 standen, schroefaansluiting, 2 modules, Unica Plus, Ivoor | Interrupteur à clé 2 positions, connexion à vis, 2 modules, Unica Plus, Ivoire | [17 empty] | https://eref.se.com/be/nl/sis-tarif/product/MGU3.701.25 | https://eref.se.com/be/fr/sis-tarif/product/MGU3.701.25
Schneider Electric | Schneider Electric | 01022021 |  | Schneider Electric |  | SER | MGU3.701.30 |  |  | 109.71 |  | 1 |  | 5 | Sleutelschakelaar 2 standen | Interrupteur à clé 2 positions |  | KEY SW 2 POSITIONS | [8 empty] | 09.07 | 1 | [8 empty] | 1 | 8420375115468 | 0 |  | 58 | 5 | 5 | 4 | 0.1 | 28420375115462 | 5 | 348 | 19 | 7 | 13 |  | 48420375115466 | 20 | 1540 | 40 | 15 | 15 | [10 empty] | 16 | N | [12 empty] | SU2 | P5 | 8536508099 | [14 empty] | Sleutelschakelaar 2 standen, schroefaansluiting, 2 modules, Unica Top, Aluminium | Interrupteur à clé 2 positions, connexion à vis, 2 modules, Unica Top, Aluminium | [17 empty] | https://eref.se.com/be/nl/sis-tarif/product/MGU3.701.30 | https://eref.se.com/be/fr/sis-tarif/product/MGU3.701.30
Schneider Electric | Schneider Electric | 01022021 |  | Schneider Electric |  | SER | MGU3.775.12A |  |  | 11.13 |  | 1 |  | 10 | LAMP ORANJE 1M GRA | VOYANT LUMINEUX ORANGE 1M GRA |  | INDICATOR LAMP 1 MODULE ORANGE | [8 empty] | 09.07 | 1 | [8 empty] | 1 | 8420375153545 | 0 |  | 65 | 4 | 2 | 5 | 0.04 |  | 10 | 700 | 0.185 | 0.125 | 0.065 |  |  | 80 | 5600 | 40 | 30 | 15 | [10 empty] | 16 | N | [12 empty] | SU2 | P5 | 8531109590 | [14 empty] | Unica Top/Class - platte verklikkerlamp - 220 VAC - 1 m - oranje - grafiet | Unica Top/Class - lampe témoin plate - 220 V CA - 1 m - orange - graphite | [17 empty] | https://eref.se.com/be/nl/sis-tarif/product/MGU3.775.12A | https://eref.se.com/be/fr/sis-tarif/product/MGU3.775.12A
Schneider Electric | Schneider Electric | 01022021 |  | Schneider Electric |  | SER | MGU3.775.12R |  |  | 11.13 |  | 1 |  | 10 | LAMP ROOD 1M GRA | VOYANT LUMINEUX ROUGE 1M GRA |  | INDICATOR LAMP 1 MODULE RED | [8 empty] | 09.07 | 1 | [8 empty] | 1 | 8420375153552 | 0 |  | 65 | 4 | 2 | 5 | 0.04 | 28420375153556 | 10 | 650 | 17.5 | 12 | 6 |  |  | 80 | 5600 | 40 | 30 | 15 | [10 empty] | 16 | N | [12 empty] | SU2 | P5 | 8531109590 | [14 empty] | Unica Top/Class - platte verklikkerlamp - 220 VAC - 1 m - rood - grafiet | Unica Top/Class - lampe témoin plate - 220 V CA - 1 m - rouge - graphite | [17 empty] | https://eref.se.com/be/nl/sis-tarif/product/MGU3.775.12R | https://eref.se.com/be/fr/sis-tarif/product/MGU3.775.12R
Schneider Electric | Schneider Electric | 01022021 |  | Schneider Electric |  | SER | MGU3.775.12T |  |  | 11.13 |  | 1 |  | 10 | LAMP KLEURLOOS 1M GRA | VOYANT LUMINEUX INCOLORE 1M GRA |  | INDICATOR LAMP 1 MODULE COLOURLESS | [8 empty] | 09.07 | 1 | [8 empty] | 1 | 8420375153569 | 0 |  | 65 | 4 | 2 | 5 | 0.04 | 28420375153563 | 10 | 650 | 17.5 | 12 | 6 |  |  | 80 | 5600 | 40 | 30 | 15 | [10 empty] | 16 | N | [12 empty] | SU2 | P5 | 8531109590 | [14 empty] | Unica Top/Class - platte verklikkerlamp - 220 VAC - 1 m - grafiet | Unica Top/Class - lampe témoin plate - 220 V CA - 1 m - graphite | [17 empty] | https://eref.se.com/be/nl/sis-tarif/product/MGU3.775.12T | https://eref.se.com/be/fr/sis-tarif/product/MGU3.775.12T
Schneider Electric | Schneider Electric | 01022021 |  | Schneider Electric |  | SER | MGU3.775.12V |  |  | 11.13 |  | 1 |  | 10 | LAMP GROEN 1M GRA | VOYANT LUMINEUX VERT 1M GRA |  | INDICATOR LAMP 1 MODULE GREEN | [8 empty] | 09.07 | 1 | [8 empty] | 1 | 8420375153576 | 0 |  | 65 | 5 | 4 | 2 | 0.04 | 28420375153570 | 10 | 650 | 17.5 | 12 | 6 |  |  | 80 | 5200 | 40 | 30 | 15 |  |  | 1280 | 83200 | 60 | 80 | 77 |  |  |  | 16 | N | [12 empty] | SU2 | P5 | 8531109590 | [14 empty] | Unica Top/Class - platte verklikkerlamp - 220 VAC - 1 m - groen - grafiet | Unica Top/Class - lampe témoin plate - 220 V CA - 1 m - vert - graphite | [17 empty] | https://eref.se.com/be/nl/sis-tarif/product/MGU3.775.12V | https://eref.se.com/be/fr/sis-tarif/product/MGU3.775.12V
Schneider Electric | Schneider Electric | 01022021 |  | Schneider Electric |  | SER | MGU3.775.18A |  |  | 9.6 |  | 1 |  | 10 | LAMP ORANJE 1M | VOYANT LUMINEUX ORANGE 1M |  | FLAT INDICATOR ORANGE 1M | [8 empty] | 09.07 | 1 | [8 empty] | 1 | 8420375127232 | 0 |  | 30 | 5 | 5 | 2 | 0.05 | 18420375127239 | 10 | 650 | 17.5 | 12 | 6 |  | 48420375127230 | 40 | 1604 | 40 | 15 | 15 | [10 empty] | 16 | N | [12 empty] | SU1 | P4 | 8531807000 | [14 empty] | Unica - platte verklikkerlamp - 220 VAC - 1 m - oranje - wit | Unica - lampe témoin plate - 220 V CA - 1 m - orange - blanc | [17 empty] | https://eref.se.com/be/nl/sis-tarif/product/MGU3.775.18A | https://eref.se.com/be/fr/sis-tarif/product/MGU3.775.18A
Schneider Electric | Schneider Electric | 01022021 |  | Schneider Electric |  | SER | MGU3.775.18R |  |  | 9.6 |  | 1 |  | 10 | LAMP ROOD 1M | VOYANT LUMINEUX ROUGE 1M |  | FLAT INDICATOR RED 1M | [8 empty] | 09.07 | 1 | [8 empty] | 1 | 8420375127249 | 0 |  | 31 | 5 | 5 | 2 | 0.05 | 18420375127246 | 10 | 650 | 17.5 | 12 | 6 |  | 48420375127247 | 40 | 1680 | 40 | 15 | 15 |  |  | 1280 | 61760 | 60 | 80 | 75 |  |  |  | 16 | N | [12 empty] | SU1 | P4 | 8531807000 | [14 empty] | Unica - platte verklikkerlamp - 220 VAC - 1 m - rood - wit | Unica - lampe témoin plate - 220 V CA - 1 m - rouge - blanc | [17 empty] | https://eref.se.com/be/nl/sis-tarif/product/MGU3.775.18R | https://eref.se.com/be/fr/sis-tarif/product/MGU3.775.18R
Schneider Electric | Schneider Electric | 01022021 |  | Schneider Electric |  | SER | MGU3.775.18T |  |  | 9.6 |  | 1 |  | 10 | LAMP KLEURLOOS 1M | VOYANT LUMINEUX INCOLORE 1M |  | FLAT INDICATOR COLOURLESS 1M | [8 empty] | 09.07 | 1 | [8 empty] | 1 | 8420375127256 | 0 |  | 30 | 5 | 4 | 2 | 0.04 | 18420375127253 | 10 | 650 | 17.5 | 12 | 6 |  | 48420375127254 | 40 | 1607 | 40 | 15 | 15 |  |  | 1280 | 83200 | 60 | 80 | 60 |  |  |  | 16 | N | [12 empty] | SU1 | P4 | 8531807000 | [14 empty] | Unica - platte verklikkerlamp - 220 VAC - 1 m - wit | Unica - lampe témoin plate - 220 V CA - 1 m - blanc | [17 empty] | https://eref.se.com/be/nl/sis-tarif/product/MGU3.775.18T | https://eref.se.com/be/fr/sis-tarif/product/MGU3.775.18T
Schneider Electric | Schneider Electric | 01022021 |  | Schneider Electric |  | SER | MGU3.775.18V |  |  | 9.6 |  | 1 |  | 10 | LAMP GROEN 1M | VOYANT LUMINEUX VERT 1M |  | GREEN FLAT INDICATOR | [8 empty] | 09.07 | 1 | [8 empty] | 1 | 8420375127263 | 0 |  | 30 | 7 | 5 | 3 | 0.105 | 18420375127260 | 10 | 650 | 17.5 | 12 | 6 |  | 48420375127261 | 40 | 1594 | 40 | 15 | 15 | [10 empty] | 16 | N | [12 empty] | SU1 | P4 | 8531807000 | [14 empty] | Unica - platte verklikkerlamp - 220 VAC - 1 m - groen - wit | Unica - lampe témoin plate - 220 V CA - 1 m - vert - blanc | [17 empty] | https://eref.se.com/be/nl/sis-tarif/product/MGU3.775.18V | https://eref.se.com/be/fr/sis-tarif/product/MGU3.775.18V
Schneider Electric | Schneider Electric | 01022021 |  | Schneider Electric |  | SER | MGU3.775.25A |  |  | 9.6 |  | 1 |  | 10 | LAMP ORANJE 1M | VOYANT LUMINEUX ORANGE 1M |  | Orange flat indicator | [8 empty] | 09.07 | 1 | [8 empty] | 1 | 8420375127270 | 0 |  | 65 | 5 | 2 | 4 | 0.04 | 28420375127274 | 10 | 650 | 17.5 | 12 | 6 |  |  | 40 | 2600 | 40 | 15 | 15 |  |  | 1280 | 83200 | 60 | 80 | 77 |  |  |  | 16 | N | [12 empty] | SU1 | P4 | 8539299290 | [14 empty] | Unica - platte verklikkerlamp - 220 VAC - 1 m - oranje - ivoor | Unica - lampe témoin plate - 220 V CA - 1 m - orange - ivoire | [17 empty] | https://eref.se.com/be/nl/sis-tarif/product/MGU3.775.25A | https://eref.se.com/be/fr/sis-tarif/product/MGU3.775.25A
Schneider Electric | Schneider Electric | 01022021 |  | Schneider Electric |  | SER | MGU3.775.25R |  |  | 9.6 |  | 1 |  | 10 | LAMP ROOD 1M | VOYANT LUMINEUX ROUGE 1M |  | Red flat indicator | [8 empty] | 09.07 | 1 | [8 empty] | 1 | 8420375127287 | 0 |  | 65 | 5 | 2 | 4 | 0.04 | 28420375127281 | 10 | 650 | 17.5 | 12 | 6 |  |  | 40 | 2600 | 40 | 15 | 15 |  |  | 1280 | 83200 | 60 | 80 | 77 |  |  |  | 16 | N | [12 empty] | SU1 | P4 | 8539299290 | [14 empty] | Unica - platte verklikkerlamp - 220 VAC - 1 m - rood - ivoor | Unica - lampe témoin plate - 220 V CA - 1 m - rouge - ivoire | [17 empty] | https://eref.se.com/be/nl/sis-tarif/product/MGU3.775.25R | https://eref.se.com/be/fr/sis-tarif/product/MGU3.775.25R
Schneider Electric | Schneider Electric | 01022021 |  | Schneider Electric |  | SER | MGU3.775.25T |  |  | 9.6 |  | 1 |  | 10 | LAMP KLEURLOOS 1M | VOYANT LUMINEUX INCOLORE 1M |  | Colourless flat indicator | [8 empty] | 09.07 | 1 | [8 empty] | 1 | 8420375127294 | 0 |  | 65 | 5 | 4 | 2 | 0.04 | 28420375127298 | 10 | 650 | 17.5 | 12 | 6 |  |  | 40 | 2600 | 40 | 15 | 15 |  |  | 1280 | 83200 | 60 | 80 | 77 |  |  |  | 16 | N | [12 empty] | SU1 | P4 | 8539299290 | [14 empty] | Unica - platte verklikkerlamp - 220 VAC - 1 m - ivoor | Unica - lampe témoin plate - 220 V CA - 1 m - ivoire | [17 empty] | https://eref.se.com/be/nl/sis-tarif/product/MGU3.775.25T | https://eref.se.com/be/fr/sis-tarif/product/MGU3.775.25T
Schneider Electric | Schneider Electric | 01022021 |  | Schneider Electric |  | SER | MGU3.775.25V |  |  | 9.6 |  | 1 |  | 10 | LAMP GROEN 1M | VOYANT LUMINEUX VERT 1M |  | Green flat indicator | [8 empty] | 09.07 | 1 | [8 empty] | 1 | 8420375127300 | 0 |  | 65 | 5 | 2 | 4 | 0.04 | 28420375127304 | 10 | 650 | 17.5 | 12 | 6 |  |  | 40 | 2600 | 40 | 15 | 15 |  |  | 1280 | 83200 | 60 | 80 | 77 |  |  |  | 16 | N | [12 empty] | SU1 | P4 | 8539299290 | [14 empty] | Unica - platte verklikkerlamp - 220 VAC - 1 m - groen - ivoor | Unica - lampe témoin plate - 220 V CA - 1 m - vert - ivoire | [17 empty] | https://eref.se.com/be/nl/sis-tarif/product/MGU3.775.25V | https://eref.se.com/be/fr/sis-tarif/product/MGU3.775.25V
Schneider Electric | Schneider Electric | 01022021 |  | Schneider Electric |  | SER | MGU3.775.30R |  |  | 11.13 |  | 1 |  | 10 | LAMP ROOD 1M ALU | VOYANT LUMINEUX ROUGE 1M ALU |  | INDICATOR LAMP 1 MODULE RED | [8 empty] | 09.07 | 1 | [8 empty] | 1 | 8420375115482 | 0 |  | 65 | 5 | 4 | 2 | 0.04 | 28420375115486 | 10 | 650 | 17.5 | 12 | 6 |  |  | 40 | 2600 | 40 | 15 | 15 |  |  | 1280 | 83200 | 60 | 80 | 77 |  |  |  | 16 | N | [12 empty] | SU2 | P5 | 8531109590 | [14 empty] | Unica Top/Class - platte verklikkerlamp - 220 VAC - 1 m - rood - aluminium | Unica Top/Class - lampe témoin plate - 220 V CA - 1 m - rouge - aluminium | [17 empty] | https://eref.se.com/be/nl/sis-tarif/product/MGU3.775.30R | https://eref.se.com/be/fr/sis-tarif/product/MGU3.775.30R
Schneider Electric | Schneider Electric | 01022021 |  | Schneider Electric |  | SER | MGU3.775.30T |  |  | 11.13 |  | 1 |  | 10 | LAMP KLEURLOOS 1M ALU | VOYANT LUMINEUX INCOLORE 1M ALU |  | INDICATOR LAMP 1 MODULE COLOURLESS | [8 empty] | 09.07 | 1 | [8 empty] | 1 | 8420375115499 | 0 |  | 65 | 5 | 5 | 2 | 0.05 | 28420375115493 | 10 | 650 | 17.5 | 12 | 6 |  |  | 40 | 2600 | 40 | 15 | 15 |  |  | 1280 | 83200 | 60 | 80 | 77 |  |  |  | 16 | N | [12 empty] | SU2 | P5 | 8531109590 | [14 empty] | Unica Top/Class - platte verklikkerlamp - 220 VAC - 1 m - aluminium | Unica Top/Class - lampe témoin plate - 220 V CA - 1 m - aluminium | [17 empty] | https://eref.se.com/be/nl/sis-tarif/product/MGU3.775.30T | https://eref.se.com/be/fr/sis-tarif/product/MGU3.775.30T
Schneider Electric | Schneider Electric | 01022021 |  | Schneider Electric |  | SER | MGU3.775.30V |  |  | 11.13 |  | 1 |  | 10 | LAMP GROEN 1M ALU | VOYANT LUMINEUX VERT 1M ALU |  | INDICATOR LAMP 1 MODULE GREEN | [8 empty] | 09.07 | 1 | [8 empty] | 1 | 8420375115505 | 0 |  | 65 | 5 | 5 | 2 | 0.05 | 28420375115509 | 10 | 650 | 17.5 | 12 | 6 |  |  | 40 | 2600 | 40 | 15 | 15 |  |  | 1280 | 83200 | 60 | 80 | 77 |  |  |  | 16 | N | [12 empty] | SU2 | P5 | 8531109590 | [14 empty] | Unica Top/Class - platte verklikkerlamp - 220 VAC - 1 m - groen - aluminium | Unica Top/Class - lampe témoin plate - 220 V CA - 1 m - vert - aluminium | [17 empty] | https://eref.se.com/be/nl/sis-tarif/product/MGU3.775.30V | https://eref.se.com/be/fr/sis-tarif/product/MGU3.775.30V
Schneider Electric | Schneider Electric | 01022021 |  | Schneider Electric |  | SER | MGU3.785.12 |  |  | 17.89 |  | 1 |  | 10 | Zoemer 230V 2m | Ronfleur regulation ton 2m |  | BUZZER MGU3.785.12 | [8 empty] | 09.07 | 1 | [8 empty] | 1 | 8420375153583 | 0 |  | 50 | 7 | 4 | 7 | 0.196 | 28420375153587 | 10 | 500 | 17.5 | 12 | 12.5 |  | 48420375153581 | 40 | 2294 | 40 | 30 | 15 | [10 empty] | 18 | N | [12 empty] | SU2 | P5 | 8531109590 | [14 empty] | Buzzer 50-60Hz, 230V, schroefaansluiting, 2 modules, Unica Top, Grafiet | Buzzer 50-60Hz, 230V, connexion à vis, 2 modules, Unica Top, Graphite | [17 empty] | https://eref.se.com/be/nl/sis-tarif/product/MGU3.785.12 | https://eref.se.com/be/fr/sis-tarif/product/MGU3.785.12
Schneider Electric | Schneider Electric | 01022021 |  | Schneider Electric |  | SER | MGU3.785.18 |  |  | 15.21 |  | 1 |  | 10 | Zoemer 230V 2m | Ronfleur regulation ton 2m |  | Buzzer 2m MGU3.785.18 | [8 empty] | 09.07 | 1 | [8 empty] | 1 | 8420375127317 | 0 |  | 40 | 6 | 18 | 5 | 0.54 | 18420375127314 | 10 | 500 | 17.5 | 12 | 12.5 |  | 48420375127315 | 40 | 2000 | 40 | 30 | 15 |  |  | 640 | 48000 | 60 | 80 | 77 |  |  |  | 10 | N | [12 empty] | SU1 | P4 | 8531109590 | [14 empty] | Buzzer 50-60Hz, 230V, schroefaansluiting, 2 modules, Unica Plus, Wit | Buzzer 50-60Hz, 230V, connexion à vis, 2 modules, Unica Plus, Blanc | [17 empty] | https://eref.se.com/be/nl/sis-tarif/product/MGU3.785.18 | https://eref.se.com/be/fr/sis-tarif/product/MGU3.785.18
Schneider Electric | Schneider Electric | 01022021 |  | Schneider Electric |  | SER | MGU3.785.25 |  |  | 15.21 |  | 1 |  | 10 | Zoemer 230V 2m | Ronfleur regulation ton 2m |  | Unica buzzer 230V AC 2 m clip in ivory | [8 empty] | 09.07 | 1 | [8 empty] | 1 | 8420375127324 | 0 |  | 50 | 7 | 7 | 4 | 0.196 | 28420375127328 | 10 | 500 | 17.5 | 12 | 12.5 |  |  | 40 | 2000 | 40 | 30 | 15 |  |  | 640 | 32000 | 60 | 80 | 77 |  |  |  | 17 | N | [12 empty] | SU1 | P4 | 8536508099 | [14 empty] | Buzzer 50-60Hz, 230V, schroefaansluiting, 2 modules, Unica Plus, Ivoor | Buzzer 50-60Hz, 230V, connexion à vis, 2 modules, Unica Plus, Ivoire | [17 empty] | https://eref.se.com/be/nl/sis-tarif/product/MGU3.785.25 | https://eref.se.com/be/fr/sis-tarif/product/MGU3.785.25
Schneider Electric | Schneider Electric | 01022021 |  | Schneider Electric |  | SER | MGU3.785.30 |  |  | 17.89 |  | 1 |  | 10 | Zoemer 230V 2m | Ronfleur regulation ton 2m |  | Buzzer 230V AC 2m clip in aluminium | [8 empty] | 09.07 | 1 | [8 empty] | 1 | 8420375115512 | 0 |  | 40 | 5 | 5 | 4 | 0.1 | 28420375115516 | 10 | 504 | 18.5 | 12 | 13 |  | 48420375115510 | 40 | 2000 | 40 | 30 | 15 |  |  | 640 | 46000 | 60 | 80 | 77 |  |  |  | 17 | N | [12 empty] | SU2 | P5 | 8531109590 | [14 empty] | Buzzer 50-60Hz, 230V, schroefaansluiting, 2 modules, Unica Top, Aluminium | Buzzer 50-60Hz, 230V, connexion à vis, 2 modules, Unica Top, Aluminium | [17 empty] | https://eref.se.com/be/nl/sis-tarif/product/MGU3.785.30 | https://eref.se.com/be/fr/sis-tarif/product/MGU3.785.30
Schneider Electric | Schneider Electric | 01022021 |  | Schneider Electric |  | SER | MGU3.786.12 |  |  | 73.87 |  | 1 |  | 1 | Elektronische bel 5 geluiden 2m | Sonnette electronique 2m |  | ELECTRONIC BELL | [8 empty] | 09.07 | 1 | [8 empty] | 1 | 8420375153590 | 0 |  | 150 | 9 | 8 | 7 | 0.504 |  | 1 | 151 | 8 | 8.5 | 6.5 |  | 48420375153598 | 9 | 1359 | 40 | 15 | 15 |  |  | 288 | 43488 | 80 | 60 | 77 |  |  |  | 16 | N | [12 empty] | SU2 | P5 | 8531109590 | [14 empty] | Elektronische bel 5 melodieën, schroefaansluiting, 2 modules, Unica Top, Grafiet | Sonnette électronique 5 mélodies, connexion à vis, 2 modules, Unica Top,Graphite | [17 empty] | https://eref.se.com/be/nl/sis-tarif/product/MGU3.786.12 | https://eref.se.com/be/fr/sis-tarif/product/MGU3.786.12
Schneider Electric | Schneider Electric | 01022021 |  | Schneider Electric |  | SER | MGU3.786.18 |  |  | 62.8 |  | 1 |  | 1 | Elektronische bel 5 geluiden 2m | Sonnette electronique 2m |  | Electronic doorbell | [8 empty] | 09.07 | 1 | [8 empty] | 1 | 8420375127331 | 0 |  | 146 | 9 | 8 | 6 | 0.432 |  | 1 | 157 | 8.6 | 7.8 | 6.4 |  |  | 9 | 1638 | 40 | 15 | 15 |  |  | 288 | 60916 | 80 | 60 | 77 |  |  |  | 10 | N | [12 empty] | SU1 | P4 | 8531109590 | [14 empty] | Elektronische bel 5 melodieën, schroefaansluiting, 2 modules, Unica Plus, Wit | Sonnette électronique 5 mélodies, connexion à vis, 2 modules, Unica Plus, Blanc | [17 empty] | https://eref.se.com/be/nl/sis-tarif/product/MGU3.786.18 | https://eref.se.com/be/fr/sis-tarif/product/MGU3.786.18
Schneider Electric | Schneider Electric | 01022021 |  | Schneider Electric |  | SER | MGU3.786.25 |  |  | 62.8 |  | 1 |  | 1 | Elektronische bel 5 geluiden 2m | Sonnette electronique 2m |  | Electronic doorbell | [8 empty] | 09.07 | 1 | [8 empty] | 1 | 8420375127348 | 0 |  | 115 | 5 | 5 | 5 | 0.125 |  | 1 | 115 | 4.5 | 4.5 | 4.5 |  |  | 27 | 3105 | 40 | 30 | 15 |  |  | 432 | 49680 | 80 | 60 | 77 |  |  |  | 16 | N | [12 empty] | SU1 | P4 | 8536508099 | [14 empty] | Elektronische bel 5 melodieën, schroefaansluiting, 2 modules, Unica Plus, Ivoor | Sonnette électronique 5 mélodies, connexion à vis, 2 modules, Unica Plus, Ivoire | [17 empty] | https://eref.se.com/be/nl/sis-tarif/product/MGU3.786.25 | https://eref.se.com/be/fr/sis-tarif/product/MGU3.786.25
Schneider Electric | Schneider Electric | 01022021 |  | Schneider Electric |  | SER | MGU3.786.30 |  |  | 73.87 |  | 1 |  | 1 | Elektronische bel 5 geluiden 2m | Sonnette electronique 2m |  | ELECTRONIC DOORBELL | [8 empty] | 09.07 | 1 | [8 empty] | 1 | 8420375115529 | 0 |  | 146 | 9 | 8 | 7 | 0.504 |  | 1 | 115 | 4.5 | 4.5 | 4.5 |  | 48420375115527 | 27 | 3105 | 40 | 30 | 15 |  |  | 432 | 49680 | 80 | 60 | 77 |  |  |  | 16 | N | [12 empty] | SU2 | P5 | 8531109590 | [14 empty] | Elektronische bel 5 melodieën, schroefaansluiting, 2 modules, Unica Top, Alu | Sonnette électronique 5 mélodies, connexion à vis, 2 modules, Unica Top, Alu | [17 empty] | https://eref.se.com/be/nl/sis-tarif/product/MGU3.786.30 | https://eref.se.com/be/fr/sis-tarif/product/MGU3.786.30
Schneider Electric | Schneider Electric | 01022021 |  | Schneider Electric |  | SER | MGU3.860.12 |  |  | 4.34 |  | 1 |  | 10 | Kabeluitgang 3 klemmen 16A 1m | Sortie de câble 3 bornes 1m |  | CABLE OUTLET 1 MODULE | [18 empty] | 1 | 8420375153606 | 0 |  | 18 | 7 | 7 | 4 | 0.196 | 28420375153600 | 10 | 240 | 3.4 | 0.5 | 1.4 |  | 48420375153604 | 40 | 1415 | 40 | 30 | 15 | [10 empty] | 17 | N | [12 empty] | SU2 | P5 | 3926909790 | [14 empty] | Kabeluitgang 16A, 3x2,5², 1 module, Unica Top, Grafiet | Sortie de câbles 16A, 3x2,5², 1 module, Unica Top, Graphite | [17 empty] | https://eref.se.com/be/nl/sis-tarif/product/MGU3.860.12 | https://eref.se.com/be/fr/sis-tarif/product/MGU3.860.12
Schneider Electric | Schneider Electric | 01022021 |  | Schneider Electric |  | SER | MGU3.860.18 |  |  | 3.69 |  | 1 |  | 10 | Kabeluitgang 3 klemmen 16A 1m | Sortie de câble 3 bornes 1m |  | Cable outlets 3 terminals 1m | [18 empty] | 1 | 8420375127355 | 0 |  | 17 | 7 | 7 | 4 | 0.196 | 18420375127352 | 10 | 240 | 13.6 | 4.4 | 33.5 |  | 48420375127353 | 20 | 631 | 40 | 15 | 15 |  |  | 640 | 28192 | 60 | 80 | 75 |  |  |  | 17 | N | [12 empty] | SU1 | P4 | 3926909790 | [14 empty] | Kabeluitgang 16A, 3x2,5², 1 module, Unica Plus, Wit | Sortie de câbles 16A, 3x2,5², 1 module, Unica Plus, Blanc | [17 empty] | https://eref.se.com/be/nl/sis-tarif/product/MGU3.860.18 | https://eref.se.com/be/fr/sis-tarif/product/MGU3.860.18
Schneider Electric | Schneider Electric | 01022021 |  | Schneider Electric |  | SER | MGU3.860.25 |  |  | 3.69 |  | 1 |  | 10 | Kabeluitgang 3 klemmen 16A 1m | Sortie de câble 3 bornes 1m |  | Cable outlets 3 terminals 1m | [18 empty] | 1 | 8420375127362 | 0 |  | 24 | 7 | 4 | 7 | 0.196 | 28420375127366 | 10 | 240 | 13.6 | 4.4 | 33.5 |  |  | 40 | 960 | 40 | 30 | 15 | [10 empty] | 16 | N | [12 empty] | SU1 | P4 | 8538909999 | [14 empty] | Kabeluitgang 16A, 3x2,5², 1 module, Unica Plus, Ivoor | Sortie de câbles 16A, 3x2,5², 1 module, Unica Plus, Ivoire | [17 empty] | https://eref.se.com/be/nl/sis-tarif/product/MGU3.860.25 | https://eref.se.com/be/fr/sis-tarif/product/MGU3.860.25
Schneider Electric | Schneider Electric | 01022021 |  | Schneider Electric |  | SER | MGU3.860.30 |  |  | 4.34 |  | 1 |  | 10 | Kabeluitgang 3 klemmen 16A 1m | Sortie de câble 3 bornes 1m |  | CABLE OUTLET 1 MODULE | [18 empty] | 1 | 8420375115536 | 0 |  | 23 | 7 | 7 | 4 | 0.196 | 28420375115530 | 10 | 240 | 13.6 | 4.4 | 33.5 |  | 48420375115534 | 40 | 1395 | 40 | 30 | 15 |  |  | 640 | 15360 | 60 | 80 | 77 |  |  |  | 16 | N | [12 empty] | SU2 | P5 | 3926909790 | [14 empty] | Kabeluitgang 16A, 3x2,5², 1 module, Unica Top, Aluminium | Sortie de câbles 16A, 3x2,5², 1 module, Unica Top, Aluminium | [17 empty] | https://eref.se.com/be/nl/sis-tarif/product/MGU3.860.30 | https://eref.se.com/be/fr/sis-tarif/product/MGU3.860.30
Schneider Electric | Schneider Electric | 01022021 |  | Schneider Electric |  | SER | MGU3.862.12 |  |  | 5.07 |  | 1 |  | 10 | Kabeluitgang 3 klemmen 16A 2m | Sortie de câble 3 bornes 1m |  | CABLE OUTLET 2 MODULES | [18 empty] | 1 | 8420375153613 | 0 |  | 20 | 7 | 6 | 5 | 0.21 | 28420375153617 | 10 | 269 | 34 | 13 | 4.5 |  | 48420375153611 | 40 | 1364 | 40 | 30 | 15 |  |  | 640 | 30324 | 60 | 80 | 77 |  |  |  | 16 | N | [12 empty] | SU2 | P5 | 3926909790 | [14 empty] | Kabeluitgang 16A, 3x2,5², 2 modules, Unica Top, Grafiet | Sortie de câbles 16A, 3x2,5², 2 modules, Unica Top, Graphite | [17 empty] | https://eref.se.com/be/nl/sis-tarif/product/MGU3.862.12 | https://eref.se.com/be/fr/sis-tarif/product/MGU3.862.12
Schneider Electric | Schneider Electric | 01022021 |  | Schneider Electric |  | SER | MGU3.862.18 |  |  | 4.34 |  | 1 |  | 10 | Unica cable outlet 16A 2m white | Sortie de câble 3 bornes 1m |  | Cable outlets 3 terminals 2m | [18 empty] | 1 | 8420375127379 | 0 |  | 19.75 | 7 | 7 | 4 | 0.196 | 18420375127376 | 10 | 263.2 | 3.3 | 1.35 | 0.45 |  | 48420375127377 | 40 | 1288 | 40 | 30 | 15 |  |  | 640 | 28605 | 60 | 80 | 75 |  |  |  | 10 | N | [12 empty] | SU1 | P4 | 3926909790 | [14 empty] | Kabeluitgang 16A, 3x2,5², 2 modules, Unica Plus, Wit | Sortie de câbles 16A, 3x2,5², 2 modules, Unica Plus, Blanc | [17 empty] | https://eref.se.com/be/nl/sis-tarif/product/MGU3.862.18 | https://eref.se.com/be/fr/sis-tarif/product/MGU3.862.18
Schneider Electric | Schneider Electric | 01022021 |  | Schneider Electric |  | SER | MGU3.862.25 |  |  | 4.34 |  | 1 |  | 10 | Kabeluitgang 3 klemmen 16A 2m | Sortie de câble 3 bornes 1m |  | Cable outlets 3 terminals 2m | [18 empty] | 1 | 8420375127386 | 0 |  | 19.75 | 7 | 7 | 4 | 0.196 | 28420375127380 | 10 | 240 | 13.6 | 4.4 | 33.5 |  | 38420375127387 | 40 | 1288 | 40 | 30 | 15 |  |  | 640 | 28608 | 60 | 80 | 75 |  |  |  | 16 | N | [12 empty] | SU1 | P4 | 8538909999 | [14 empty] | Kabeluitgang 16A, 3x2,5², 2 modules, Unica Plus, Ivoor | Sortie de câbles 16A, 3x2,5², 2 modules, Unica Plus, Ivoire | [17 empty] | https://eref.se.com/be/nl/sis-tarif/product/MGU3.862.25 | https://eref.se.com/be/fr/sis-tarif/product/MGU3.862.25
Schneider Electric | Schneider Electric | 01022021 |  | Schneider Electric |  | SER | MGU3.862.30 |  |  | 5.07 |  | 1 |  | 10 | Kabeluitgang 3 klemmen 16A 2m | Sortie de câble 3 bornes 1m |  | CABLE OUTLET 2 MODULES | [18 empty] | 1 | 8420375115543 | 0 |  | 21 | 7 | 7 | 4 | 0.196 | 28420375115547 | 10 | 272 | 14 | 34 | 4.5 |  | 48420375115541 | 40 | 1324 | 40 | 30 | 15 | [10 empty] | 10 | N | [12 empty] | SU2 | P5 | 3926909790 | [14 empty] | Kabeluitgang 16A, 3x2,5², 2 modules, Unica Top, Aluminium | Sortie de câbles 16A, 3x2,5², 2 modules, Unica Top, Aluminium | [17 empty] | https://eref.se.com/be/nl/sis-tarif/product/MGU3.862.30 | https://eref.se.com/be/fr/sis-tarif/product/MGU3.862.30
Schneider Electric | Schneider Electric | 01022021 |  | Schneider Electric |  | SER | MGU4.103.18 |  |  | 2.13 |  | 1 |  | 20 | Afdekplaat 3m Wit | Plaque 3m Blanc |  | 3 MOD COVER FRAME WHITE | [18 empty] | 1 | 8420375131277 | 0 |  | 24 | 9 | 12 | 2 | 0.216 | 18420375131274 | 20 | 510 | 11.8 | 25 | 17.2 |  | 48420375131275 | 80 | 2449 | 40 | 30 | 30 |  |  | 640 | 28092 | 60 | 80 | 77 |  |  |  | 10 | N | [12 empty] | SU1 | P4 | 3926909790 | [14 empty] | Afdekplaat, 3 modules, Unica Plus, Wit | Plaque de finition, 3 modules, Unica Plus, Blanc | [17 empty] | https://eref.se.com/be/nl/sis-tarif/product/MGU4.103.18 | https://eref.se.com/be/fr/sis-tarif/product/MGU4.103.18
Schneider Electric | Schneider Electric | 01022021 |  | Schneider Electric |  | SER | MGU4.103.25 |  |  | 2.13 |  | 1 |  | 20 | Afdekplaat 3m Ivoor | Plaque 3m Ivoire |  | 3 MODULES COVER FRAME IVORY | [18 empty] | 1 | 8420375131291 | 0 |  | 18 | 9 | 12 | 2 | 0.216 | 18420375131298 | 20 | 488 | 2.6 | 1.8 | 1.25 |  | 48420375131299 | 80 | 2121 | 40 | 30 | 30 |  |  | 640 | 25468 | 60 | 80 | 77 |  |  |  | 10 | N | [12 empty] | SU1 | P4 | 3926909790 | [14 empty] | Afdekplaat, 3 modules, Unica Plus, Ivoor | Plaque de finition, 3 modules, Unica Plus, Ivoire | [17 empty] | https://eref.se.com/be/nl/sis-tarif/product/MGU4.103.25 | https://eref.se.com/be/fr/sis-tarif/product/MGU4.103.25
Schneider Electric | Schneider Electric | 01022021 |  | Schneider Electric |  | SER | MGU4.104.18 |  |  | 2.93 |  | 1 |  | 5 | Afdekplaat 4m Wit | Plaque 4m Blanc |  | 4 MOD COVER FRAME WHITE | [18 empty] | 1 | 8420375131413 | 0 |  | 26 | 14 | 8 | 1 | 0.112 | 28420375131417 | 5 | 172.5 | 0.25 | 0.095 | 0.075 |  | 48420375131411 | 75 | 2943 | 40 | 30 | 30 |  |  | 600 | 30520 | 60 | 80 | 75 |  |  |  | 10 | N | [12 empty] | SU1 | P4 | 3926909790 | [14 empty] | Afdekplaat, 4 modules, Unica Plus, Wit | Plaque de finition, 4 modules, Unica Plus, Blanc | [17 empty] | https://eref.se.com/be/nl/sis-tarif/product/MGU4.104.18 | https://eref.se.com/be/fr/sis-tarif/product/MGU4.104.18
Schneider Electric | Schneider Electric | 01022021 |  | Schneider Electric |  | SER | MGU4.104.25 |  |  | 2.93 |  | 1 |  | 5 | Afdekplaat 4m Ivoor | Plaque 4m Ivoire |  | 4 MODULES COVER FRAME IVORY | [18 empty] | 1 | 8420375131437 | 0 |  | 23 | 8 | 14 | 1 | 0.112 | 18420375131434 | 5 | 110 | 24 | 7 | 9 |  | 48420375131435 | 75 | 3000 | 40 | 30 | 30 |  |  | 600 | 33000 | 60 | 80 | 77 |  |  |  | 10 | N | [12 empty] | SU1 | P4 | 3926909790 | [14 empty] | Afdekplaat, 4 modules, Unica Plus, Ivoor | Plaque de finition, 4 modules, Unica Plus, Ivoire | [17 empty] | https://eref.se.com/be/nl/sis-tarif/product/MGU4.104.25 | https://eref.se.com/be/fr/sis-tarif/product/MGU4.104.25
Schneider Electric | Schneider Electric | 01022021 |  | Schneider Electric |  | SER | MGU4.106.18 |  |  | 3.79 |  | 1 |  | 5 | AFDEKPLAAT 6M WIT | PLAQUE 6M BLANC |  | 6 MOD COVER FRAME WHITE | [18 empty] | 1 | 8420375155990 | 0 |  | 27.6 | 20 | 8 | 1 | 0.16 | 18420375155997 | 5 | 203 | 7.5 | 25 | 9.5 |  | 48420375155998 | 60 | 2738 | 40 | 30 | 30 |  |  | 480 | 28884 | 60 | 80 | 75 |  |  |  | 10 | N | [12 empty] | SU1 | P4 | 3926909790 | [14 empty] | Afdekplaat, 6 modules, Unica Plus, Wit | Plaque de finition, 6 modules, Unica Plus, Blanc | [17 empty] | https://eref.se.com/be/nl/sis-tarif/product/MGU4.106.18 | https://eref.se.com/be/fr/sis-tarif/product/MGU4.106.18
Schneider Electric | Schneider Electric | 01022021 |  | Schneider Electric |  | SER | MGU4.106.25 |  |  | 3.79 |  | 1 |  | 5 | AFDEKPLAAT 6M IVOOR | PLAQUE 6M IVOIRE |  | 6 MODULES COVER FRAME IVORY | [18 empty] | 1 | 8420375156010 | 0 |  | 28 | 8 | 20 | 1 | 0.16 |  | 5 | 198 | 25.1 | 9.2 | 7.5 |  | 48420375156018 | 60 | 3000 | 40 | 30 | 30 |  |  | 480 | 31000 | 60 | 80 | 77 |  |  |  | 10 | N | [12 empty] | SU1 | P4 | 3926909790 | [14 empty] | Afdekplaat, 6 modules, Unica Plus, Ivoor | Plaque de finition, 6 modules, Unica Plus, Ivoire | [17 empty] | https://eref.se.com/be/nl/sis-tarif/product/MGU4.106.25 | https://eref.se.com/be/fr/sis-tarif/product/MGU4.106.25
Schneider Electric | Schneider Electric | 01022021 |  | Schneider Electric |  | SER | MGU48.424.18 |  |  | 13.94 |  | 1 |  | 3 | Afdekplaat met kader 2x 4m Wit | Plaque et support 2x 4m Blanc |  | COVER FIXING FRAME 2X4 WHITE | [18 empty] | 1 | 8420375134346 | 0 |  | 129 | 16 | 15 | 3 | 0.72 |  | 3 | 502 | 0.8 | 2.25 | 2 |  | 28420375134340 | 3 | 503.001 | 22.5 | 20 | 8 | [10 empty] | 10 | N | [12 empty] | SU1 | P4 | 3926909790 | [14 empty] | Afdekplaat met bevestigingsframe, 2x4 modules, Unica Plus, Wit | Plaque de finition avec support, 2x4 modules, Unica Plus, Blanc | [17 empty] | https://eref.se.com/be/nl/sis-tarif/product/MGU48.424.18 | https://eref.se.com/be/fr/sis-tarif/product/MGU48.424.18
Schneider Electric | Schneider Electric | 01022021 |  | Schneider Electric |  | SER | MGU48.424.25 |  |  | 13.94 |  | 1 |  | 3 | Afdekplaat met kader 2x 4m Ivoor | Plaque et support 2x 4m Ivoire |  | COVER FIXING FRAME 2X4 IVORY | [18 empty] | 1 | 8420375134353 | 0 |  | 132 | 16 | 15 | 2 | 0.48 | 18420375134350 | 3 | 393 | 21.5 | 19.5 | 7.5 |  | 28420375134357 | 3 | 504 | 40 | 30 | 15 | [10 empty] | 16 | N | [12 empty] | SU1 | P4 | 3926909790 | [14 empty] | Afdekplaat met bevestigingsframe, 2x4 modules, Unica Plus, Ivoor | Plaque de finition avec support, 2x4 modules, Unica Plus, Ivoire | [17 empty] | https://eref.se.com/be/nl/sis-tarif/product/MGU48.424.25 | https://eref.se.com/be/fr/sis-tarif/product/MGU48.424.25
Schneider Electric | Schneider Electric | 01022021 |  | Schneider Electric |  | SER | MGU48.424.524 |  |  | 26.5 |  | 1 |  | 3 | Afdekplaat met kader 2x 4m Champagne | Plaque et support 2x 4m Champagne |  | Cover&Fixing frame 2X4 Light Grey/Iv | [18 empty] | 1 | 8420375134360 | 0 |  | 131 | 15 | 16 | 2 | 0.48 | 28420375134364 | 3 | 393 | 21.5 | 19.5 | 7.5 | [9 empty] | 48 | 6288 | 80 | 60 | 77 |  |  |  | 16 | N | [12 empty] | SU1 | P4 | 8538909999 | [14 empty] | Afdekplaat met bevestigingsframe, 2x4 modules, Unica Plus Wit, Champagne | Plaque de finition avec support, 2x4 modules, Unica Plus Blanc, Champagne | [17 empty] | https://eref.se.com/be/nl/sis-tarif/product/MGU48.424.524 | https://eref.se.com/be/fr/sis-tarif/product/MGU48.424.524
Schneider Electric | Schneider Electric | 01022021 |  | Schneider Electric |  | SER | MGU48.424.567 |  |  | 20.6 |  | 1 |  | 3 | Afdekplaat met kader 2x 4m Zand | Plaque et support 2x 4m Sable |  | Cover&Fixing frame 2X4 Sand/Iv | [18 empty] | 1 | 8420375134438 | 0 |  | 131 | 15 | 16 | 2 | 0.48 | 28420375134432 | 3 | 393 | 21.5 | 19.5 | 7.5 | [9 empty] | 48 | 6288 | 80 | 60 | 77 |  |  |  | 16 | N | [12 empty] | SU1 | P4 | 8538909999 | [14 empty] | Afdekplaat met bevestigingsframe, 2x4 modules, Unica Plus Wit, Zand | Plaque de finition avec support, 2x4 modules, Unica Plus Blanc, Sable | [17 empty] | https://eref.se.com/be/nl/sis-tarif/product/MGU48.424.567 | https://eref.se.com/be/fr/sis-tarif/product/MGU48.424.567
Schneider Electric | Schneider Electric | 01022021 |  | Schneider Electric |  | SER | MGU48.424.824 |  |  | 26.5 |  | 1 |  | 3 | Afdekplaat met kader 2x 4m Champagne | Plaque et support 2x 4m Champ |  | COVER FIXING FRAME 2X4 Light Grey WH | [18 empty] | 1 | 8420375134520 | 0 |  | 128 | 16 | 15 | 2 | 0.48 | 18420375134527 | 3 | 393 | 21.5 | 19.5 | 7.5 |  | 48420375134528 | 3 | 812 | 40 | 30 | 15 | [10 empty] | 16 | N | [12 empty] | SU1 | P4 | 3926909790 | [14 empty] | Afdekplaat met bevestigingsframe, 2x4 modules, Unica Plus Ivoor, Champagne | Plaque de finition avec support, 2x4 modules, Unica Plus Ivoire, Champagne | [17 empty] | https://eref.se.com/be/nl/sis-tarif/product/MGU48.424.824 | https://eref.se.com/be/fr/sis-tarif/product/MGU48.424.824
Schneider Electric | Schneider Electric | 01022021 |  | Schneider Electric |  | SER | MGU48.424.851 |  |  | 26.5 |  | 1 |  | 3 | Afdekplaat met kader 2x 4m Terracota | Plaque et support 2x 4m Blanc terracota |  | Cover&Fixing frame 2X4 Terracotta/Wh | [18 empty] | 1 | 8420375134544 | 0 |  | 131 | 15 | 16 | 2 | 0.48 | 28420375134548 | 3 | 393 | 21.5 | 19.5 | 7.5 | [9 empty] | 48 | 6288 | 80 | 60 | 77 |  |  |  | 16 | N | [12 empty] | SU1 | P4 | 8538909999 | [14 empty] | Afdekplaat met bevestigingsframe, 2x4 modules, Unica Plus Ivoor, Terracotta | Plaque de finition avec support, 2x4 modules, Unica Plus Ivoire, Terracotta | [17 empty] | https://eref.se.com/be/nl/sis-tarif/product/MGU48.424.851 | https://eref.se.com/be/fr/sis-tarif/product/MGU48.424.851
Schneider Electric | Schneider Electric | 01022021 |  | Schneider Electric |  | SER | MGU48.424.865 |  |  | 20.6 |  | 1 |  | 3 | Afdekplaat met kader 2x 4m Mistig grijs | Plaque et support 2x 4m Gris brume |  | COVER N FIXING FRAME 2X4 MIST GREY/WH | [18 empty] | 1 | 8420375134575 | 0 |  | 131 | 15 | 2 | 16 | 0.48 | 18420375134572 | 3 | 393 | 21.5 | 19.5 | 7.5 | [9 empty] | 48 | 6288 | 80 | 60 | 77 |  |  |  | 16 | N | [12 empty] | SU1 | P4 | 8538909999 | [14 empty] | Afdekplaat met bevestigingsframe, 2x4 modules, Unica Plus Ivoor, Mistig grijs | Plaque de finition avec support, 2x4 modules, Unica Plus Ivoire, Gris brouillard | [17 empty] | https://eref.se.com/be/nl/sis-tarif/product/MGU48.424.865 | https://eref.se.com/be/fr/sis-tarif/product/MGU48.424.865
Schneider Electric | Schneider Electric | 01022021 |  | Schneider Electric |  | SER | MGU48.424.867 |  |  | 20.6 |  | 1 |  | 3 | Afdekplaat met kader 2x 4m Zand | Plaque et support 2x 4m Sable |  | COVER FIXING FRAME 2X4 SAND WH | [18 empty] | 1 | 8420375134599 | 0 |  | 131 | 16 | 15 | 2 | 0.48 | 18420375134596 | 3 | 393 | 21.5 | 19.5 | 7.5 |  | 48420375134597 | 3 | 782 | 40 | 30 | 15 |  |  | 48 | 6290 | 60 | 80 | 77 |  |  |  | 16 | N | [12 empty] | SU1 | P4 | 3926909790 | [14 empty] | Afdekplaat met bevestigingsframe, 2x4 modules, Unica Plus Ivoor, Zand | Plaque de finition avec support, 2x4 modules, Unica Plus Ivoire, Sable | [17 empty] | https://eref.se.com/be/nl/sis-tarif/product/MGU48.424.867 | https://eref.se.com/be/fr/sis-tarif/product/MGU48.424.867
Schneider Electric | Schneider Electric | 01022021 |  | Schneider Electric |  | SER | MGU48.424.871 |  |  | 20.6 |  | 1 |  | 3 | Afdekplaat met kader 2x 4m Cacao | Plaque et support 2x 4m Cacao |  | COVER FIXING FRAME 2X4 CACAO WH | [18 empty] | 1 | 8420375134629 | 0 |  | 132 | 16 | 15 | 2 | 0.48 | 18420375134626 | 3 | 393 | 21.5 | 19.5 | 7.5 |  | 48420375134627 | 3 | 786 | 40 | 30 | 15 |  |  | 48 | 12336 | 60 | 80 | 77 |  |  |  | 16 | N | [12 empty] | SU1 | P4 | 3926909790 | [14 empty] | Afdekplaat met bevestigingsframe, 2x4 modules, Unica Plus Ivoor, Cacao | Plaque de finition avec support, 2x4 modules, Unica Plus Ivoire, Cacao | [17 empty] | https://eref.se.com/be/nl/sis-tarif/product/MGU48.424.871 | https://eref.se.com/be/fr/sis-tarif/product/MGU48.424.871
Schneider Electric | Schneider Electric | 01022021 |  | Schneider Electric |  | SER | MGU48.424.874 |  |  | 20.6 |  | 1 |  | 3 | Afdekplaat met kader 2x 4m Nerts | Plaque et support 2x 4m Vison |  | COVER FIXING FRAME 2X4 MINK WH | [18 empty] | 1 | 8420375134650 | 0 |  | 128 | 16 | 15 | 2 | 0.48 | 18420375134657 | 3 | 393 | 21.5 | 19.5 | 7.5 |  | 48420375134658 | 3 | 778 | 40 | 30 | 15 |  |  | 48 | 6290 | 60 | 80 | 77 |  |  |  | 16 | N | [12 empty] | SU1 | P4 | 3926909790 | [14 empty] | Afdekplaat met bevestigingsframe, 2x4 modules, Unica Plus Ivoor, Nerts | Plaque de finition avec support, 2x4 modules, Unica Plus Ivoire, Vison | [17 empty] | https://eref.se.com/be/nl/sis-tarif/product/MGU48.424.874 | https://eref.se.com/be/fr/sis-tarif/product/MGU48.424.874
Schneider Electric | Schneider Electric | 01022021 |  | Schneider Electric |  | SER | MGU48.424.877 |  |  | 20.6 |  | 1 |  | 3 | Afdekplaat met kader 2x 4m Leigrijs | Plaque et support 2x 4m Ardoise grise |  | COVER FIXING FRAME 2X4 SLATE GREY/WH | [18 empty] | 1 | 8420375134674 | 0 |  | 131 | 15 | 2 | 16 | 0.48 | 18420375134671 | 3 | 393 | 21.5 | 19.5 | 7.5 | [9 empty] | 48 | 6288 | 80 | 60 | 77 |  |  |  | 16 | N | [12 empty] | SU1 | P4 | 8538909999 | [14 empty] | Afdekplaat met bevestigingsframe, 2x4 modules, Unica Plus Ivoor, Leigrijs | Plaque de finition avec support, 2x4 modules, Unica Plus Ivoire, gris ardoise | [17 empty] | https://eref.se.com/be/nl/sis-tarif/product/MGU48.424.877 | https://eref.se.com/be/fr/sis-tarif/product/MGU48.424.877
Schneider Electric | Schneider Electric | 01022021 |  | Schneider Electric |  | SER | MGU48.426.18 |  |  | 20.9 |  | 1 |  | 3 | Afdekplaat met kader 2x 6m Wit | Plaque et support 2x 6m Blanc |  | COVER FIXING FRAME 2X6 WHITE | [18 empty] | 1 | 8420375134681 | 0 |  | 186 | 20 | 18 | 3 | 1.08 | 18420375134688 | 3 | 679 | 8 | 22.5 | 20 |  | 28420375134685 | 36 | 9214 | 60 | 40 | 30 |  | 58420375134686 | 144 | 24768 | 60 | 80 | 77 |  |  |  | 10 | N | [12 empty] | SU1 | P4 | 3926909790 | [14 empty] | Afdekplaat met bevestigingsframe, 2x6 modules, Unica Plus, Wit | Plaque de finition avec support, 2x6 modules, Unica Plus, Blanc | [17 empty] | https://eref.se.com/be/nl/sis-tarif/product/MGU48.426.18 | https://eref.se.com/be/fr/sis-tarif/product/MGU48.426.18
Schneider Electric | Schneider Electric | 01022021 |  | Schneider Electric |  | SER | MGU48.426.25 |  |  | 20.9 |  | 1 |  | 3 | Afdekplaat met kader 2x 6m Ivoor | Plaque et support 2x 6m Ivoire |  | COVER AND FIXING FRAME 2X6 IVORY | [18 empty] | 1 | 8420375134698 | 0 |  | 195 | 20 | 18 | 2 | 0.72 | 18420375134695 | 3 | 698 | 20 | 22.5 | 8 | [9 empty] | 48 | 9346 | 80 | 60 | 77 |  |  |  | 16 | N | [12 empty] | SU1 | P4 | 3926909790 | [14 empty] | Afdekplaat met bevestigingsframe, 2x6 modules, Unica Plus, Ivoor | Plaque de finition avec support, 2x6 modules, Unica Plus, Ivoire | [17 empty] | https://eref.se.com/be/nl/sis-tarif/product/MGU48.426.25 | https://eref.se.com/be/fr/sis-tarif/product/MGU48.426.25
Schneider Electric | Schneider Electric | 01022021 |  | Schneider Electric |  | SER | MGU48.426.524 |  |  | 52.97 |  | 1 |  | 3 | Afdekplaat met kader 2x 6m Champagne | Plaque et support 2x 6m Champagne |  | Cover&Fixing frame 2x6 Light Grey/Iv | [18 empty] | 1 | 8420375134704 | 0 |  | 194.7 | 20 | 18 | 2 | 0.72 | 28420375134708 | 3 | 584 | 21.5 | 19.5 | 7.5 | [9 empty] | 48 | 9346 | 80 | 60 | 77 |  |  |  | 16 | N | [12 empty] | SU1 | P4 | 8538909999 | [14 empty] | Afdekplaat met bevestigingsframe, 2x6 modules, Unica Plus Wit, Champagne | Plaque de finition avec support, 2x6 modules, Unica Plus Blanc, Champagne | [17 empty] | https://eref.se.com/be/nl/sis-tarif/product/MGU48.426.524 | https://eref.se.com/be/fr/sis-tarif/product/MGU48.426.524
Schneider Electric | Schneider Electric | 01022021 |  | Schneider Electric |  | SER | MGU48.426.567 |  |  | 41.2 |  | 1 |  | 3 | Afdekplaat met kader 2x 6m Zand | Plaque et support 2x 6m Sable |  | Cover&Fixing frame 2x6 Sand/Iv | [18 empty] | 1 | 8420375134773 | 0 |  | 195 | 20 | 18 | 2 | 0.72 | 28420375134777 | 3 | 584 | 21.5 | 19.5 | 7.5 | [9 empty] | 48 | 9346 | 80 | 60 | 77 |  |  |  | 16 | N | [12 empty] | SU1 | P4 | 8538909999 | [14 empty] | Afdekplaat met bevestigingsframe, 2x6 modules, Unica Plus Wit, Zand | Plaque de finition avec support, 2x6 modules, Unica Plus Blanc, Sable | [17 empty] | https://eref.se.com/be/nl/sis-tarif/product/MGU48.426.567 | https://eref.se.com/be/fr/sis-tarif/product/MGU48.426.567
Schneider Electric | Schneider Electric | 01022021 |  | Schneider Electric |  | SER | MGU48.426.824 |  |  | 52.97 |  | 1 |  | 3 | Afdekplaat met kader 2x 6m Champagne | Plaque et support 2x 6m Champagne |  | COVER FIXING FRAME 2X6 Light Grey WH | [18 empty] | 1 | 8420375134865 | 0 |  | 188 | 20 | 18 | 2 | 0.72 | 18420375134862 | 3 | 584 | 21.5 | 19.5 | 7.5 |  | 48420375134863 | 3 | 951 | 40 | 30 | 15 |  |  | 48 | 9350 | 60 | 80 | 77 |  |  |  | 16 | N | [12 empty] | SU1 | P4 | 3926909790 | [14 empty] | Afdekplaat met bevestigingsframe, 2x6 modules, Unica Plus Ivoor, Champagne | Plaque de finition avec support, 2x6 modules, Unica Plus Ivoire, Champagne | [17 empty] | https://eref.se.com/be/nl/sis-tarif/product/MGU48.426.824 | https://eref.se.com/be/fr/sis-tarif/product/MGU48.426.824
Schneider Electric | Schneider Electric | 01022021 |  | Schneider Electric |  | SER | MGU48.426.851 |  |  | 52.97 |  | 1 |  | 3 | Afdekplaat met kader 2x 6m Terracota | Plaque et support 2x 6m Blanc Terracota |  | Cover&Fixing frame 2x6 Terracotta/Wh | [18 empty] | 1 | 8420375134889 | 0 |  | 194.7 | 20 | 18 | 2 | 0.72 | 28420375134883 | 3 | 584 | 21.5 | 19.5 | 7.5 | [9 empty] | 48 | 9346 | 80 | 60 | 77 |  |  |  | 16 | N | [12 empty] | SU1 | P4 | 8538909999 | [14 empty] | Afdekplaat met bevestigingsframe, 2x6 modules, Unica Plus Ivoor, Terracotta | Plaque de finition avec support, 2x6 modules, Unica Plus Ivoire, Terracotta | [17 empty] | https://eref.se.com/be/nl/sis-tarif/product/MGU48.426.851 | https://eref.se.com/be/fr/sis-tarif/product/MGU48.426.851
Schneider Electric | Schneider Electric | 01022021 |  | Schneider Electric |  | SER | MGU48.426.867 |  |  | 41.2 |  | 1 |  | 3 | Afdekplaat met kader 2x 6m Zand | Plaque et support 2x 6m Sable |  | COVER FIXING FRAME 2X6 SAND WH | [18 empty] | 1 | 8420375134933 | 0 |  | 183 | 20 | 18 | 2 | 0.72 | 18420375134930 | 3 | 584 | 21.5 | 19.5 | 7.5 |  | 48420375134931 | 3 | 934 | 40 | 30 | 15 |  |  | 48 | 9350 | 60 | 80 | 77 |  |  |  | 16 | N | [12 empty] | SU1 | P4 | 3926909790 | [14 empty] | Afdekplaat met bevestigingsframe, 2x6 modules, Unica Plus Ivoor, Zand | Plaque de finition avec support, 2x6 modules, Unica Plus Ivoire, Sable | [17 empty] | https://eref.se.com/be/nl/sis-tarif/product/MGU48.426.867 | https://eref.se.com/be/fr/sis-tarif/product/MGU48.426.867
Schneider Electric | Schneider Electric | 01022021 |  | Schneider Electric |  | SER | MGU48.426.872 |  |  | 41.2 |  | 1 |  | 3 | Afdekplaat met kader 2x 6m Granaat | Plaque et support 2x 6m Grenat |  | Cover&Fixing frame 2x6 Garnet/Wh | [18 empty] | 1 | 8420375134971 | 0 |  | 194.7 | 20 | 18 | 2 | 0.72 | 28420375134975 | 3 | 584 | 21.5 | 19.5 | 7.5 | [9 empty] | 48 | 9346 | 80 | 60 | 77 |  |  |  | 16 | N | [12 empty] | SU1 | P4 | 8538909999 | [14 empty] | Afdekplaat met bevestigingsframe, 2x6 modules, Unica Plus Ivoor, Granaat | Plaque de finition avec support, 2x6 modules, Unica Plus Ivoire, Grenat | [17 empty] | https://eref.se.com/be/nl/sis-tarif/product/MGU48.426.872 | https://eref.se.com/be/fr/sis-tarif/product/MGU48.426.872
Schneider Electric | Schneider Electric | 01022021 |  | Schneider Electric |  | SER | MGU48.426.874 |  |  | 41.2 |  | 1 |  | 3 | Afdekplaat met kader 2x 6m Nerts | Plaque et support 2x 6m Vison |  | COVER FIXING FRAME 2X6 MINK WH | [18 empty] | 1 | 8420375134995 | 0 |  | 183 | 20 | 18 | 2 | 0.72 | 18420375134992 | 3 | 584 | 21.5 | 19.5 | 7.5 |  | 48420375134993 | 3 | 939 | 40 | 30 | 15 | [10 empty] | 16 | N | [12 empty] | SU1 | P4 | 3926909790 | [14 empty] | Afdekplaat met bevestigingsframe, 2x6 modules, Unica Plus Ivoor, Nerts | Plaque de finition avec support, 2x6 modules, Unica Plus Ivoire, Vison | [17 empty] | https://eref.se.com/be/nl/sis-tarif/product/MGU48.426.874 | https://eref.se.com/be/fr/sis-tarif/product/MGU48.426.874
Schneider Electric | Schneider Electric | 01022021 |  | Schneider Electric |  | SER | MGU48.426.877 |  |  | 41.2 |  | 1 |  | 3 | Afdekplaat met kader 2x 6m Leigrijs | Plaque et support 2x 6m Ardoise grise |  | Cover&Fixing frame 2x6 Slate grey/Wh | [18 empty] | 1 | 8420375135015 | 0 |  | 184 | 22 | 18 | 3 | 1.188 | 28420375135019 | 3 | 584 | 7.5 | 21.5 | 19.5 | [9 empty] | 48 | 9346 | 80 | 60 | 77 |  |  |  | 10 | N | [12 empty] | SU1 | P4 | 8538909999 | [14 empty] | Afdekplaat met bevestigingsframe, 2x6 modules, Unica Plus Ivoor, Leigrijs | Plaque de finition avec support, 2x6 modules, Unica Plus Ivoire, gris ardoise | [17 empty] | https://eref.se.com/be/nl/sis-tarif/product/MGU48.426.877 | https://eref.se.com/be/fr/sis-tarif/product/MGU48.426.877
Schneider Electric | Schneider Electric | 01022021 |  | Schneider Electric |  | SER | MGU49.424.038 |  |  | 53.6 |  | 1 |  | 3 | Afdekplaat met kader 2x 4m Chroom mat | Plaque et support 2x 4m Crome satine |  | 2X4M OUTER PLATE ALUM GLOSSY CHROME | [18 empty] | 1 | 8420375115710 | 0 |  | 252 | 15 | 16 | 2 | 0.48 | 28420375115714 | 3 | 753 | 21.5 | 19.5 | 7.5 |  | 48420375115718 | 15 | 4787 | 40 | 30 | 30 | [10 empty] | 16 | N | [12 empty] | SU2 | P5 | 7907000000 | [14 empty] | Afdekplaat met bevestigingsframe, 2x4 modules, Unica Top Aluminium, Chroom mat | Plaque de finition avec support, 2x4 modules, Unica Top Aluminium, Chrome mat | [17 empty] | https://eref.se.com/be/nl/sis-tarif/product/MGU49.424.038 | https://eref.se.com/be/fr/sis-tarif/product/MGU49.424.038
Schneider Electric | Schneider Electric | 01022021 |  | Schneider Electric |  | SER | MGU49.424.039 |  |  | 53.6 |  | 1 |  | 3 | Afdekplaat met kader 2x 4m Nikkel mat | Plaque et support 2x 4m Niquel mate |  | 2X4M OUTER PLATE ALUM MATT NICKEL | [18 empty] | 1 | 8420375115727 | 0 |  | 257 | 16 | 16 | 2 | 0.512 | 28420375115721 | 3 | 753 | 21.5 | 19.5 | 7.5 |  | 48420375115725 | 15 | 4897 | 40 | 30 | 30 | [10 empty] | 16 | N | [12 empty] | SU2 | P5 | 7907000000 | [14 empty] | Afdekplaat met bevestigingsframe, 2x4 modules, Unica Top Aluminium, Nikkel mat | Plaque de finition avec support, 2x4 modules, Unica Top Aluminium, Nickel mat | [17 empty] | https://eref.se.com/be/nl/sis-tarif/product/MGU49.424.039 | https://eref.se.com/be/fr/sis-tarif/product/MGU49.424.039
Schneider Electric | Schneider Electric | 01022021 |  | Schneider Electric |  | SER | MGU49.424.238 |  |  | 53.6 |  | 1 |  | 3 | Afdekplaat met kader 2x 4m Chroom mat | Plaque et support 2x 4m Crome satine |  | 2X4M OUTER PLATE GRAPH GLOSSY CHROME | [18 empty] | 1 | 8420375153651 | 0 |  | 255 | 16 | 15 | 2 | 0.48 | 28420375153655 | 3 | 753 | 21.5 | 19.5 | 7.5 |  | 48420375153659 | 15 | 4870 | 40 | 30 | 30 |  |  | 120 | 36600 | 60 | 80 | 77 |  |  |  | 16 | N | [12 empty] | SU2 | P5 | 7907000000 | [14 empty] | Afdekplaat met bevestigingsframe, 2x4 modules, Unica Top Grafiet, Chroom mat | Plaque de finition avec support, 2x4 modules, Unica Top Graphite, Chrome mat | [17 empty] | https://eref.se.com/be/nl/sis-tarif/product/MGU49.424.238 | https://eref.se.com/be/fr/sis-tarif/product/MGU49.424.238
Schneider Electric | Schneider Electric | 01022021 |  | Schneider Electric |  | SER | MGU49.424.239 |  |  | 53.6 |  | 1 |  | 3 | Afdekplaat met kader 2x 4m Mat Nikkel | Plaque et support 2x 4m Nikel mat |  | 2X4M OUTER PLATE GRAPH MATT NICKEL | [18 empty] | 1 | 8420375153668 | 0 |  | 259 | 16 | 15 | 2 | 0.48 | 28420375153662 | 3 | 753 | 21.5 | 19.5 | 7.5 |  | 48420375153666 | 15 | 4982 | 40 | 30 | 30 | [10 empty] | 16 | N | [12 empty] | SU2 | P5 | 7907000000 | [14 empty] | Afdekplaat met bevestigingsframe, 2x4 modules, Unica Top Grafiet, Nikkel mat | Plaque de finition avec support, 2x4 modules, Unica Top Graphite, Nickel mat | [17 empty] | https://eref.se.com/be/nl/sis-tarif/product/MGU49.424.239 | https://eref.se.com/be/fr/sis-tarif/product/MGU49.424.239
Schneider Electric | Schneider Electric | 01022021 |  | Schneider Electric |  | SER | MGU49.426.038 |  |  | 61.67 |  | 1 |  | 3 | Afdekplaat met kader 2x 6m Chroom mat | Plaque et support 2x 6m Crome satine |  | 2X6M OUTER PLATE ALUM GLOSSY CHROME | [18 empty] | 1 | 8420375115741 | 0 |  | 340 | 20 | 18 | 2 | 0.72 | 28420375115745 | 3 | 1021000 | 21.5 | 19.5 | 7.5 |  | 48420375115749 | 15 | 6152 | 40 | 30 | 30 | [10 empty] | 16 | N | [12 empty] | SU2 | P5 | 7907000000 | [14 empty] | Afdekplaat met bevestigingsframe, 2x6 modules, Unica Top Aluminium, Chroom mat | Plaque de finition avec support, 2x6 modules, Unica Top Aluminium, Chrome mat | [17 empty] | https://eref.se.com/be/nl/sis-tarif/product/MGU49.426.038 | https://eref.se.com/be/fr/sis-tarif/product/MGU49.426.038
Schneider Electric | Schneider Electric | 01022021 |  | Schneider Electric |  | SER | MGU49.426.039 |  |  | 61.67 |  | 1 |  | 3 | Afdekplaat met kader 2x 6m Nikkel mat | Plaque et support 2x 6m Niquel mate |  | 2X6M OUTER PLATE ALUM MATT NICKEL | [18 empty] | 1 | 8420375115758 | 0 |  | 333 | 20 | 18 | 2 | 0.72 | 28420375115752 | 3 | 1021000 | 21.5 | 19.5 | 7.5 |  | 48420375115756 | 15 | 6007 | 40 | 30 | 30 |  |  | 120 | 52870 | 60 | 80 | 77 |  |  |  | 16 | N | [12 empty] | SU2 | P5 | 7907000000 | [14 empty] | Afdekplaat met bevestigingsframe, 2x6 modules, Unica Top Aluminium, Nikkel mat | Plaque de finition avec support, 2x6 modules, Unica Top Aluminium, Nickel mat | [17 empty] | https://eref.se.com/be/nl/sis-tarif/product/MGU49.426.039 | https://eref.se.com/be/fr/sis-tarif/product/MGU49.426.039
Schneider Electric | Schneider Electric | 01022021 |  | Schneider Electric |  | SER | MGU49.426.210 |  |  | 72.58 |  | 1 |  | 3 | Afdekplaat + kader 2x 6m Chroom blinkend | Plaque et support 2x 6m Crome brillant |  | Cover&Fixing frame 2X6 Bright chrome/Gr | [18 empty] | 1 | 8420375153675 | 0 |  | 340.3 | 20 | 18 | 2 | 0.72 | 28420375153679 | 3 | 1021 | 21.5 | 19.5 | 7.5 |  |  | 15 | 5105 | 40 | 30 | 30 |  |  | 120 | 40836 | 80 | 60 | 77 |  |  |  | 16 | N | [12 empty] | SU2 | P5 | 8538100090 | [14 empty] | Afdekplaat met bevestigingsframe, 2x6 modules, Unica Top Grafiet,Chroom blinkend | Plaque de finition avec support, 2x6 modules, Unica Top Graphite,Chrome brillant | [17 empty] | https://eref.se.com/be/nl/sis-tarif/product/MGU49.426.210 | https://eref.se.com/be/fr/sis-tarif/product/MGU49.426.210
Schneider Electric | Schneider Electric | 01022021 |  | Schneider Electric |  | SER | MGU49.426.238 |  |  | 61.67 |  | 1 |  | 3 | Afdekplaat met kader 2x 6m Chroom mat | Plaque et support 2x 6m Crome satine |  | 2X6M OUTER PLATE GRAPH GLOSSY CHROME | [18 empty] | 1 | 8420375153682 | 0 |  | 331 | 20 | 18 | 2 | 0.72 | 28420375153686 | 3 | 1021000 | 21.5 | 19.5 | 7.5 |  | 48420375153680 | 15 | 6017 | 40 | 30 | 30 | [10 empty] | 16 | N | [12 empty] | SU2 | P5 | 7907000000 | [14 empty] | Afdekplaat met bevestigingsframe, 2x6 modules, Unica Top Grafiet, Chroom mat | Plaque de finition avec support, 2x6 modules, Unica Top Graphite, Chrome mat | [17 empty] | https://eref.se.com/be/nl/sis-tarif/product/MGU49.426.238 | https://eref.se.com/be/fr/sis-tarif/product/MGU49.426.238
Schneider Electric | Schneider Electric | 01022021 |  | Schneider Electric |  | SER | MGU49.426.239 |  |  | 61.67 |  | 1 |  | 3 | Afdekplaat met kader 2x 6m Nikkel mat | Plaque et support 2x 6m Niquel mate |  | 2X6M OUTER PLATE GRAPH MATT NICKEL | [18 empty] | 1 | 8420375153699 | 0 |  | 337 | 20 | 18 | 1 | 0.36 | 28420375153693 | 3 | 1021000 | 21.5 | 19.5 | 7.5 |  | 48420375153697 | 15 | 6097 | 40 | 30 | 30 | [10 empty] | 16 | N | [12 empty] | SU2 | P5 | 7907000000 | [14 empty] | Afdekplaat met bevestigingsframe, 2x6 modules, Unica Top Grafiet, Nikkel mat | Plaque de finition avec support, 2x6 modules, Unica Top Graphite, Nickel mat | [17 empty] | https://eref.se.com/be/nl/sis-tarif/product/MGU49.426.239 | https://eref.se.com/be/fr/sis-tarif/product/MGU49.426.239
Schneider Electric | Schneider Electric | 01022021 |  | Schneider Electric |  | SER | MGU5.064.18 |  |  | 49.34 |  | 1 |  | 1 | STOPCONTACT VOOR SCHEERAPPARAAT WIT | PRISE RASOIR BLANCHE |  | SHAVER SOCKET WHITE | [8 empty] | 09.07 | 1 | [8 empty] | 1 | 4892552850730 | 0 |  | 524 | 13 | 8 | 7 | 0.728 | [7 empty] | 44892552850738 | 18 | 10064 | 40 | 30 | 15 | [10 empty] | 6 | N | [12 empty] | SU1 | P4 | 8536699099 | [14 empty] | Stopcontact voor scheerapparaat met bevestigingsframe, 3 modules, Wit | Prise rasoir avec support de fixation à vis, 3 modules, Blanc | [17 empty] | https://eref.se.com/be/nl/sis-tarif/product/MGU5.064.18 | https://eref.se.com/be/fr/sis-tarif/product/MGU5.064.18
Schneider Electric | Schneider Electric | 01022021 |  | Schneider Electric |  | SER | MGU5.064.30 |  |  | 57.17 |  | 1 |  | 1 | STOPCONTACT VOOR SCHEERAPPARAAT ALU | PRISE RASOIR ALUMINIUM |  | SHAVER SOCKET ALU | [8 empty] | 09.07 | 1 | [8 empty] | 1 | 4892552850778 | 0 |  | 525 | 13 | 8 | 7 | 0.728 | [7 empty] | 44892552850776 | 18 | 10045 | 40 | 30 | 15 | [10 empty] | 6 | N | [12 empty] | SU2 | P5 | 8536699099 | [14 empty] | Stopcontact voor scheerapparaat met bevestigingsframe, 3 modules, Aluminium | Prise rasoir avec support de fixation à vis, 3 modules, Aluminium | [17 empty] | https://eref.se.com/be/nl/sis-tarif/product/MGU5.064.30 | https://eref.se.com/be/fr/sis-tarif/product/MGU5.064.30
Schneider Electric | Schneider Electric | 01022021 |  | Schneider Electric |  | SER | MGU5.512.12ZD |  |  | 195.79 |  | 1 |  | 1 | Rotatieve dimmer 40-1000W | Variateur rotatif (RL) 40-1000W/VA |  | ROTARY ONE WAY DIMMER SWITCH 40 1000W VA | [8 empty] | 09.07 | 1 | [8 empty] | 1 | 8420375144543 | 0 |  | 177 | 11 | 10 | 6 | 0.66 | 8420375144543 | 1 | 170 | 10.7 | 9.9 | 6.3 |  | 8420375144543 | 15 | 3710 | 40 | 30 | 15 | [10 empty] | 6 | N | [12 empty] | SU2 | P5 | 8536508090 | [14 empty] | Rotatieve dimmer 40-1000W met bevestigingsframe, schroefbevest, Unica Plus, Wit | Variateur rotatif 40-1000W, support de fixation à vis inclus, Unica Plus, Blanc | [17 empty] | https://eref.se.com/be/nl/sis-tarif/product/MGU5.512.12ZD | https://eref.se.com/be/fr/sis-tarif/product/MGU5.512.12ZD
Schneider Electric | Schneider Electric | 01022021 |  | Schneider Electric |  | SER | MGU5.512.18ZD |  |  | 166.47 |  | 1 |  | 15 | Rotatieve dimmer 40-1000W | Variateur rotatif (RL) 40-1000W/VA |  | ROTARY ONE WAY DIMMER SWITCH 40 1000W VA | [8 empty] | 09.07 | 1 | [8 empty] | 1 | 8420375144550 | 0 |  | 172.9 | 11 | 10 | 6 | 0.66 | 48420375144558 | 15 | 6005 | 37.6 | 27.2 | 13.5 |  | 48420375144558 | 15 | 2980 | 40 | 30 | 15 | [10 empty] | 6 | N | [12 empty] | SU1 | P4 | 8536508090 | [14 empty] | Rotatieve dimmer 40-1000W met bevestigingsframe, schroefbevest, Unica Plus,Ivoor | Variateur rotatif 40-1000W, support de fixation à vis inclus, Unica Plus, Ivoire | [17 empty] | https://eref.se.com/be/nl/sis-tarif/product/MGU5.512.18ZD | https://eref.se.com/be/fr/sis-tarif/product/MGU5.512.18ZD
Schneider Electric | Schneider Electric | 01022021 |  | Schneider Electric |  | SER | MGU5.512.25ZD |  |  | 166.47 |  | 1 |  | 1 | Rotatieve dimmer 40-1000W | Variateur rotatif (RL) 40-1000W/VA |  | Regulador Giratorio 1000VA MARFIL | [8 empty] | 09.07 | 1 | [8 empty] | 1 | 8420375144567 | 0 |  | 172.9 | 11 | 10 | 7 | 0.77 | [7 empty] | 48420375144565 | 15 | 2950 | 40 | 30 | 15 |  |  | 240 | 56100 | 60 | 80 | 77 |  |  |  | 6 | N | [12 empty] | SU1 | P4 | 8536508090 | [14 empty] | Rotatieve dimmer 40-1000W met bevestigingsframe, schroefbevest,Unica Top,Grafiet | Variateur rotatif 40-1000W, support de fixation à vis inclus, Unica Top,Graphite | [17 empty] | https://eref.se.com/be/nl/sis-tarif/product/MGU5.512.25ZD | https://eref.se.com/be/fr/sis-tarif/product/MGU5.512.25ZD
Schneider Electric | Schneider Electric | 01022021 |  | Schneider Electric |  | SER | MGU5.512.30ZD |  |  | 195.79 |  | 1 |  | 1 | Rotatieve dimmer 40-1000W | Variateur rotatif 1000W alu |  | ROTARY ONE WAY DIMMER SWITCH 40 1000W VA | [8 empty] | 09.07 | 1 | [8 empty] | 1 | 8420375144574 | 0 |  | 177 | 11 | 11 | 7 | 0.847 | 8420375144574 | 1 | 168 | 10.7 | 6.3 | 9 |  | 48420375144572 | 15 | 3110 | 40 | 30 | 15 | [10 empty] | 6 | N | [12 empty] | SU2 | P5 | 8536508090 | [14 empty] | Rotatieve dimmer 40-1000W met bevestigingsframe, schroefbevest, Unica Top, Alu | Variateur rotatif 40-1000W, support de fixation à vis inclus, Unica Top, Alu | [17 empty] | https://eref.se.com/be/nl/sis-tarif/product/MGU5.512.30ZD | https://eref.se.com/be/fr/sis-tarif/product/MGU5.512.30ZD
Schneider Electric | Schneider Electric | 01022021 |  | Schneider Electric |  | SER | MGU50.059.18ZS |  |  | 6.8 |  | 1 |  | 10 | STPCT 2P+A KADER MET KLAUWEN AFSTAND 71 | PC 2P+T SUPPORT GRIFFES ENTRAXE 71MM |  | French S.O. 2P+E shutt. screwless 71mm | [8 empty] | 09.07 | 1 | [8 empty] | 10 | 3606480462160 | 0 |  | 84 | 8 | 8 | 4 | 0.256 | 13606480462167 | 10 | 961 | 8.2 | 22.6 | 19.7 |  |  | 110 | 11723 | 60 | 40 | 30 |  |  | 440 | 55392 | 80 | 77 | 60 |  |  |  | 2 | Y | [12 empty] | SU1 | P4 | 8536699099 | [14 empty] | Stopcontact 2P+A met bevestigingsframe, klauwbevestiging, Unica Plus, Wit | Prise de courant 2P+T, support de fixation à griffes inclus, Unica Plus, Blanc | [17 empty] | https://eref.se.com/be/nl/sis-tarif/product/MGU50.059.18ZS | https://eref.se.com/be/fr/sis-tarif/product/MGU50.059.18ZS
Schneider Electric | Schneider Electric | 01022021 |  | Schneider Electric |  | SER | MGU50.059.25ZS |  |  | 6.8 |  | 1 |  | 10 | STPCT 2P+A KADER MET KLAUWEN AFSTAND 71 | PC 2P+T SUPPORT GRIFFES ENTRAXE 71MM |  | French S.O. 2P+E shutt. screwless 71mm | [8 empty] | 09.07 | 1 | [8 empty] | 10 | 3606480462177 | 0 |  | 84 | 8 | 8 | 4 | 0.256 | 13606480462174 | 10 | 961 | 8.2 | 22.6 | 19.7 |  |  | 110 | 11723 | 60 | 40 | 30 |  |  | 440 | 55392 | 80 | 77 | 60 |  |  |  | 16 | N | [12 empty] | SU1 | P4 | 8536699099 | [14 empty] | Stopcontact 2P+A met bevestigingsframe, klauwbevestiging, Unica Plus, Ivoor | Prise de courant 2P+T, support de fixation à griffes inclus, Unica Plus, Ivoire | [17 empty] | https://eref.se.com/be/nl/sis-tarif/product/MGU50.059.25ZS | https://eref.se.com/be/fr/sis-tarif/product/MGU50.059.25ZS
Schneider Electric | Schneider Electric | 01022021 |  | Schneider Electric |  | SER | MGU50.203.18ZS |  |  | 5.9 |  | 1 |  | 10 | WISSELSCHAKELAAR KADER + KLAUWEN AFST 71 | VA-ET-VIENT SUPPORT GRIFFES ENTRAXE 71MM |  | Two-way switch 71mm interaxis | [8 empty] | 09.07 | 1 | [8 empty] | 10 | 3606480462184 | 0 |  | 59 | 8 | 8 | 4 | 0.256 | 13606480462181 | 10 | 706 | 8.2 | 22.6 | 19.7 |  |  | 110 | 8918 | 60 | 40 | 30 |  |  | 440 | 44172 | 80 | 77 | 60 |  |  |  | 16 | N | [12 empty] | SU1 | P4 | 8536508099 | [14 empty] | Wisselschakelaar + bevestigingsframe afstand 71, klauwbevest, Unica Plus, Wit | Va-et-vient avec support de fixation à griffes, entraxe 71, Unica Plus, Blanc | [17 empty] | https://eref.se.com/be/nl/sis-tarif/product/MGU50.203.18ZS | https://eref.se.com/be/fr/sis-tarif/product/MGU50.203.18ZS
Schneider Electric | Schneider Electric | 01022021 |  | Schneider Electric |  | SER | MGU50.203.25ZS |  |  | 5.9 |  | 1 |  | 10 | WISSELSCHAKELAAR KADER + KLAUWEN AFST 71 | VA-ET-VIENT SUPPORT GRIFFES ENTRAXE 71MM |  | Two-way switch 71mm interaxis | [8 empty] | 09.07 | 1 | [8 empty] | 50 | 3606480462191 | 0 |  | 59 | 8 | 8 | 4 | 0.256 | 13606480462198 | 10 | 706 | 8.2 | 22.6 | 19.7 |  |  | 50 | 4243 | 40 | 30 | 30 |  |  | 400 | 42444 | 60 | 77 | 80 |  |  |  | 16 | N | [12 empty] | SU1 | P4 | 8536508099 | [14 empty] | Wisselschakelaar + bevestigingsframe afstand 71, klauwbevest, Unica Plus, Ivoor | Va-et-vient avec support de fixation à griffes, entraxe 71, Unica Plus, Ivoire | [17 empty] | https://eref.se.com/be/nl/sis-tarif/product/MGU50.203.25ZS | https://eref.se.com/be/fr/sis-tarif/product/MGU50.203.25ZS
Schneider Electric | Schneider Electric | 01022021 |  | Schneider Electric |  | SER | MGU57.203.18ZS |  |  | 5.9 |  | 1 |  | 10 | WISSELSCHAKELAAR KADER + KLAUWEN AFST 57 | VA-ET-VIENT SUPPORT GRIFFES ENTRAXE 57MM |  | Two-way switch 57mm interaxis | [8 empty] | 09.07 | 1 | [8 empty] | 10 | 3606480462207 | 0 |  | 59 | 8 | 8 | 4 | 0.256 | 13606480462204 | 10 | 706 | 8.2 | 22.6 | 19.7 |  |  | 110 | 8918 | 60 | 40 | 30 |  |  | 440 | 44172 | 60 | 77 | 80 |  |  |  | 16 | N | [12 empty] | SU1 | P4 | 8536508099 | [14 empty] | Wisselschakelaar + bevestigingsframe afstand 57, klauwbevest, Unica Plus, Wit | Va-et-vient avec support de fixation à griffes, entraxe 57, Unica Plus, Blanc | [17 empty] | https://eref.se.com/be/nl/sis-tarif/product/MGU57.203.18ZS | https://eref.se.com/be/fr/sis-tarif/product/MGU57.203.18ZS
Schneider Electric | Schneider Electric | 01022021 |  | Schneider Electric |  | SER | MGU57.203.25ZS |  |  | 5.9 |  | 1 |  | 10 | WISSELSCHAKELAAR KADER + KLAUWEN AFST 57 | VA-ET-VIENT SUPPORT GRIFFES ENTRAXE 57MM |  | TWO-WAY SWITCH 57MM INTERAXIS | [8 empty] | 09.07 | 1 | [8 empty] | 50 | 3606480462214 | 0 |  | 59 | 4 | 8 | 8 | 0.256 | 13606480462211 | 10 | 706 | 8 | 23 | 20 |  |  | 50 | 4243 | 40 | 30 | 30 |  |  | 160 | 42444 | 60 | 77 | 80 |  |  |  | 16 | N | [12 empty] | SU1 | P4 | 8536508099 | [14 empty] | Wisselschakelaar + bevestigingsframe afstand 57, klauwbevest, Unica Plus, Ivoor | Va-et-vient avec support de fixation à griffes, entraxe 57, Unica Plus, Ivoire
Schneider Electric | Schneider Electric | 01022021 |  | Schneider Electric |  | SER | MGU6.002.18 |  |  | 1.59 |  | 1 |  | 20 | 1GANG C. FRAME WH/WH | Plaque 1 poste Blanc |  | 1 GANG COVER FRAME WHITE/WHITE | [18 empty] | 1 | 8420375131543 | 0 |  | 20.3 | 9 | 8 | 2 | 0.144 | 18420375131540 | 20 | 464 | 12.7 | 18.5 | 12.5 |  | 48420375131541 | 160 | 4044 | 40 | 30 | 30 |  | 78420375131542 | 1280 | 44540 | 60 | 80 | 80 |  |  |  | 2 | Y | [12 empty] | SU1 | P4 | 3925901000 | [14 empty] | Afdekplaat, enkelvoudig, Unica Plus, Wit | Plaque de finition, simple, Unica Plus, Blanc | [17 empty] | https://eref.se.com/be/nl/sis-tarif/product/MGU6.002.18 | https://eref.se.com/be/fr/sis-tarif/product/MGU6.002.18
Schneider Electric | Schneider Electric | 01022021 |  | Schneider Electric |  | SER | MGU6.002.25 |  |  | 1.59 |  | 1 |  | 20 | 1GANG C. FRAME IVORY | Plaque 1 poste Ivoire |  | 1 GANG COVER FRAME | [18 empty] | 1 | 8420375131550 | 0 |  | 20.2 | 9 | 8 | 2 | 0.144 | 18420375131557 | 20 | 488 | 12 | 17.5 | 12.5 |  | 48420375131558 | 160 | 4173 | 40 | 30 | 30 |  |  | 1280 | 41384 | 60 | 80 | 75 |  |  |  | 10 | N | [12 empty] | SU1 | P4 | 3925901000 | [14 empty] | Afdekplaat, enkelvoudig, Unica Plus, Ivoor | Plaque de finition, simple, Unica Plus, Ivoire | [17 empty] | https://eref.se.com/be/nl/sis-tarif/product/MGU6.002.25 | https://eref.se.com/be/fr/sis-tarif/product/MGU6.002.25
Schneider Electric | Schneider Electric | 01022021 |  | Schneider Electric |  | SER | MGU6.002.524 |  |  | 4.81 |  | 1 |  | 10 | Enkelvoudige plaat Champagne | Plaque 1 poste Champagne |  | 1gang c. frame Light Grey/Iv | [18 empty] | 1 | 8420375131567 | 0 |  | 21.2 | 9 | 8 | 2 | 0.144 | 28420375131561 | 10 | 270 | 6 | 17.5 | 12 |  | 38420375131568 | 160 | 4495 | 40 | 30 | 30 | [10 empty] | 10 | N | [12 empty] | SU1 | P4 | 8538909999 | [14 empty] | Afdekplaat, enkelvoudig, Unica Plus Ivoor, Champagne | Plaque de finition, simple, Unica Plus Ivoire, Champagne | [17 empty] | https://eref.se.com/be/nl/sis-tarif/product/MGU6.002.524 | https://eref.se.com/be/fr/sis-tarif/product/MGU6.002.524
Schneider Electric | Schneider Electric | 01022021 |  | Schneider Electric |  | SER | MGU6.002.551 |  |  | 4.81 |  | 1 |  | 10 | Enkelvoudige plaat Terracota | Plaque 1 poste Terracota |  | 1gang c. frame Terracotta/Iv | [18 empty] | 1 | 8420375131581 | 0 |  | 20.4 | 9 | 8 | 2 | 0.144 | 28420375131585 | 10 | 270 | 17.5 | 12 | 6 |  | 38420375131582 | 80 | 2290 | 40 | 30 | 15 |  |  | 1280 | 44640 | 60 | 80 | 75 |  |  |  | 16 | N | [12 empty] | SU1 | P4 | 8538909999 | [14 empty] | Afdekplaat, enkelvoudig, Unica Plus Ivoor, Terracotta | Plaque de finition, simple, Unica Plus Ivoire, Terracotta | [17 empty] | https://eref.se.com/be/nl/sis-tarif/product/MGU6.002.551 | https://eref.se.com/be/fr/sis-tarif/product/MGU6.002.551
Schneider Electric | Schneider Electric | 01022021 |  | Schneider Electric |  | SER | MGU6.002.554 |  |  | 4.81 |  | 1 |  | 10 | Enkelvoudige plaat Gletsjerblauw | Plaque 1 poste Blue glacier |  | 1gang c. frame Glacier blue/Iv | [18 empty] | 1 | 8420375131598 | 0 |  | 20 | 9 | 8 | 2 | 0.144 | 28420375131592 | 10 | 270 | 17.5 | 12 | 6 |  | 38420375131599 | 80 | 2302 | 40 | 30 | 15 |  |  | 1280 | 44832 | 60 | 80 | 75 |  |  |  | 16 | N | [12 empty] | SU1 | P4 | 8538909999 | [14 empty] | Afdekplaat, enkelvoudig, Unica Plus Ivoor, Gletsjerblauw | Plaque de finition, simple, Unica Plus Ivoire, Glacier | [17 empty] | https://eref.se.com/be/nl/sis-tarif/product/MGU6.002.554 | https://eref.se.com/be/fr/sis-tarif/product/MGU6.002.554
Schneider Electric | Schneider Electric | 01022021 |  | Schneider Electric |  | SER | MGU6.002.565 |  |  | 3.4 |  | 1 |  | 10 | Enkelvoudige plaat Mistig grijs | Plaque 1 poste Gris brouillard |  | 1gang c. frame Mist grey/Iv | [18 empty] | 1 | 8420375131611 | 0 |  | 21 | 9 | 8 | 2 | 0.144 | 28420375131615 | 10 | 270 | 17.5 | 12 | 6 |  | 38420375131612 | 80 | 2268 | 40 | 30 | 15 |  |  | 1280 | 44288 | 60 | 80 | 75 |  |  |  | 16 | N | [12 empty] | SU1 | P4 | 8538909999 | [14 empty] | Afdekplaat, enkelvoudig, Unica Plus Ivoor, Mistig grijs | Plaque de finition, simple, Unica Plus Ivoire, Gris brouillard | [17 empty] | https://eref.se.com/be/nl/sis-tarif/product/MGU6.002.565 | https://eref.se.com/be/fr/sis-tarif/product/MGU6.002.565
Schneider Electric | Schneider Electric | 01022021 |  | Schneider Electric |  | SER | MGU6.002.567 |  |  | 3.4 |  | 1 |  | 10 | Enkelvoudige plaat Zand | Plaque 1 poste Sable |  | 1gang c. frame Sand/Iv | [18 empty] | 1 | 8420375131635 | 0 |  | 20 | 9 | 8 | 2 | 0.144 | 28420375131639 | 10 | 253 | 1.85 | 1.25 | 0.65 |  | 38420375131636 | 160 | 4402 | 40 | 30 | 30 | [10 empty] | 10 | N | [12 empty] | SU1 | P4 | 8538909999 | [14 empty] | Afdekplaat, enkelvoudig, Unica Plus Ivoor, Zand | Plaque de finition, simple, Unica Plus Ivoire, Sable | [17 empty] | https://eref.se.com/be/nl/sis-tarif/product/MGU6.002.567 | https://eref.se.com/be/fr/sis-tarif/product/MGU6.002.567
Schneider Electric | Schneider Electric | 01022021 |  | Schneider Electric |  | SER | MGU6.002.571 |  |  | 3.4 |  | 1 |  | 10 | Enkelvoudige plaat Cacao | Plaque 1 poste Cacao |  | 1gang c. frame Cacao/Iv | [18 empty] | 1 | 8420375131666 | 0 |  | 19.1 | 9 | 8 | 2 | 0.144 | 28420375131660 | 10 | 270 | 17.5 | 12 | 6 |  | 38420375131667 | 80 | 2262 | 40 | 30 | 15 |  |  | 1280 | 44198 | 60 | 80 | 75 |  |  |  | 18 | N | [12 empty] | SU1 | P4 | 8538909999 | [14 empty] | Afdekplaat, enkelvoudig, Unica Plus Ivoor, Cacao | Plaque de finition, simple, Unica Plus Ivoire, Cacao | [17 empty] | https://eref.se.com/be/nl/sis-tarif/product/MGU6.002.571 | https://eref.se.com/be/fr/sis-tarif/product/MGU6.002.571
Schneider Electric | Schneider Electric | 01022021 |  | Schneider Electric |  | SER | MGU6.002.572 |  |  | 3.4 |  | 1 |  | 10 | Enkelvoudige plaat Granaat | Plaque 1 poste Grenat |  | 1gang c. frame Garnet/Iv | [18 empty] | 1 | 8420375131673 | 0 |  | 20 | 8 | 9 | 1 | 0.072 | 28420375131677 | 10 | 270 | 17.5 | 12 | 6 |  | 38420375131674 | 80 | 2000 | 40 | 30 | 15 |  |  | 1280 | 48000 | 60 | 80 | 77 |  |  |  | 17 | N | [12 empty] | SU1 | P4 | 8538909999 | [14 empty] | Afdekplaat, enkelvoudig, Unica Plus Ivoor, Granaat | Plaque de finition, simple, Unica Plus Ivoire, Grenat | [17 empty] | https://eref.se.com/be/nl/sis-tarif/product/MGU6.002.572 | https://eref.se.com/be/fr/sis-tarif/product/MGU6.002.572
Schneider Electric | Schneider Electric | 01022021 |  | Schneider Electric |  | SER | MGU6.002.574 |  |  | 3.4 |  | 1 |  | 10 | Enkelvoudige plaat Nerts | Plaque 1 poste Vison |  | 1gang c. frame Mink/Iv | [18 empty] | 1 | 8420375131697 | 0 |  | 20.1 | 9 | 8 | 2 | 0.144 | 28420375131691 | 10 | 257.7 | 1.85 | 1.25 | 0.65 |  | 38420375131698 | 160 | 4500 | 40 | 30 | 30 |  |  | 1280 | 44000 | 60 | 80 | 75 |  |  |  | 10 | N | [12 empty] | SU1 | P4 | 8538909999 | [14 empty] | Afdekplaat, enkelvoudig, Unica Plus Ivoor, Nerts | Plaque de finition, simple, Unica Plus Ivoire, Vison | [17 empty] | https://eref.se.com/be/nl/sis-tarif/product/MGU6.002.574 | https://eref.se.com/be/fr/sis-tarif/product/MGU6.002.574
Schneider Electric | Schneider Electric | 01022021 |  | Schneider Electric |  | SER | MGU6.002.577 |  |  | 3.4 |  | 1 |  | 10 | Enkelvoudige plaat Leigrijs | Plaque 1 poste Gris ardoise |  | 1gang c. frame Slate grey/Iv | [18 empty] | 1 | 8420375131710 | 0 |  | 19.75 | 9 | 8 | 2 | 0.144 | 28420375131714 | 10 | 252.5 | 1.85 | 1.2 | 0.65 |  | 38420375131711 | 80 | 2254 | 40 | 30 | 15 |  |  | 1280 | 44064 | 60 | 80 | 75 |  |  |  | 17 | N | [12 empty] | SU1 | P4 | 8538909999 | [14 empty] | Afdekplaat, enkelvoudig, Unica Plus Ivoor, Leigrijs | Plaque de finition, simple, Unica Plus Ivoire, Gris ardoise | [17 empty] | https://eref.se.com/be/nl/sis-tarif/product/MGU6.002.577 | https://eref.se.com/be/fr/sis-tarif/product/MGU6.002.577
Schneider Electric | Schneider Electric | 01022021 |  | Schneider Electric |  | SER | MGU6.002.824 |  |  | 4.81 |  | 1 |  | 10 | Enkelvoudige plaat Champagne | Plaque 1 poste Champagne |  | 1 GANG COVER FRAME Light Grey/WHITE | [18 empty] | 1 | 8420375131727 | 0 |  | 20 | 8 | 9 | 1 | 0.072 | 18420375131724 | 10 | 260 | 6.5 | 18.5 | 12.5 |  | 48420375131725 | 80 | 2393 | 40 | 30 | 15 | [10 empty] | 10 | N | [12 empty] | SU1 | P4 | 3925901000 | [14 empty] | Afdekplaat, enkelvoudig, Unica Plus Wit, Champagne | Plaque de finition, simple, Unica Plus Blanc, Champagne | [17 empty] | https://eref.se.com/be/nl/sis-tarif/product/MGU6.002.824 | https://eref.se.com/be/fr/sis-tarif/product/MGU6.002.824
Schneider Electric | Schneider Electric | 01022021 |  | Schneider Electric |  | SER | MGU6.002.851 |  |  | 4.81 |  | 1 |  | 10 | Enkelvoudige plaat Terracota | Plaque 1 poste Terracota |  | 1gang c. frame Terracotta/Wh | [18 empty] | 1 | 8420375131741 | 0 |  | 20.3 | 9 | 8 | 1 | 0.072 | 28420375131745 | 10 | 270 | 6 | 17.5 | 12 |  | 38420375131742 | 80 | 2350 | 40 | 30 | 15 |  |  | 1280 | 45600 | 60 | 80 | 75 |  |  |  | 10 | N | [12 empty] | SU1 | P4 | 8538909999 | [14 empty] | Afdekplaat, enkelvoudig, Unica Plus Wit, Terracotta | Plaque de finition, simple, Unica Plus Blanc, Terracotta | [17 empty] | https://eref.se.com/be/nl/sis-tarif/product/MGU6.002.851 | https://eref.se.com/be/fr/sis-tarif/product/MGU6.002.851
Schneider Electric | Schneider Electric | 01022021 |  | Schneider Electric |  | SER | MGU6.002.854 |  |  | 4.81 |  | 1 |  | 10 | Enkelvoudige plaat Gletsjerblauw | Plaque 1 poste Blue glacier |  | 1gang c. frame Glacier blue/Wh | [18 empty] | 1 | 8420375131758 | 0 |  | 20 | 8 | 9 | 1 | 0.072 | 28420375131752 | 10 | 270 | 17.5 | 12 | 6 |  | 38420375131759 | 160 | 5000 | 40 | 30 | 30 |  |  | 1280 | 45000 | 60 | 80 | 77 |  |  |  | 10 | N | [12 empty] | SU1 | P4 | 8538909999 | [14 empty] | Afdekplaat, enkelvoudig, Unica Plus Wit, Gletsjerblauw | Plaque de finition, simple, Unica Plus Blanc, Glacier | [17 empty] | https://eref.se.com/be/nl/sis-tarif/product/MGU6.002.854 | https://eref.se.com/be/fr/sis-tarif/product/MGU6.002.854
Schneider Electric | Schneider Electric | 01022021 |  | Schneider Electric |  | SER | MGU6.002.865 |  |  | 3.29 |  | 1 |  | 10 | UNICA window mist grey | Plaque 1 poste Gris brouillard |  | 1gang c. frame Mist grey/Wh | [18 empty] | 1 | 8420375131772 | 0 |  | 20 | 9 | 8 | 2 | 0.144 | 28420375131776 | 10 | 270 | 6 | 17.5 | 12 |  | 38420375131773 | 80 | 2275 | 40 | 30 | 15 |  |  | 1280 | 43380 | 60 | 80 | 75 |  |  |  | 10 | N | [12 empty] | SU1 | P4 | 8538909999 | [14 empty] | Afdekplaat, enkelvoudig, Unica Plus Wit, Mistig grijs | Plaque de finition, simple, Unica Plus Blanc, Gris brouillard | [17 empty] | https://eref.se.com/be/nl/sis-tarif/product/MGU6.002.865 | https://eref.se.com/be/fr/sis-tarif/product/MGU6.002.865
Schneider Electric | Schneider Electric | 01022021 |  | Schneider Electric |  | SER | MGU6.002.867 |  |  | 3.4 |  | 1 |  | 10 | Unica Plus cover frame 1g sand/white | Plaque 1 poste Sable |  | 1 GANG COVER FRAME SAND WHITE | [18 empty] | 1 | 8420375131796 | 0 |  | 19.5 | 9 | 8 | 2 | 0.144 | 18420375131793 | 10 | 252.75 | 1.85 | 1.25 | 0.65 |  | 48420375131794 | 80 | 2257 | 40 | 30 | 15 | [10 empty] | 10 | N | [12 empty] | SU1 | P4 | 3925901000 | [14 empty] | Afdekplaat, enkelvoudig, Unica Plus Wit, Zand | Plaque de finition, simple, Unica Plus Blanc, Sable | [17 empty] | https://eref.se.com/be/nl/sis-tarif/product/MGU6.002.867 | https://eref.se.com/be/fr/sis-tarif/product/MGU6.002.867
Schneider Electric | Schneider Electric | 01022021 |  | Schneider Electric |  | SER | MGU6.002.871 |  |  | 3.4 |  | 1 |  | 10 | Unica Plus cover frame 1g cacao/white | Plaque 1 poste Cacao |  | 1 GANG COVER FRAME CACAO WHITE | [18 empty] | 1 | 8420375131826 | 0 |  | 20.4 | 9 | 8 | 2 | 0.144 | 18420375131823 | 10 | 254 | 6.5 | 18.5 | 12.5 |  | 48420375131824 | 80 | 2265 | 40 | 30 | 15 | [10 empty] | 10 | N | [12 empty] | SU1 | P4 | 3925901000 | [14 empty] | Afdekplaat, enkelvoudig, Unica Plus Wit, Cacao | Plaque de finition, simple, Unica Plus Blanc, Cacao | [17 empty] | https://eref.se.com/be/nl/sis-tarif/product/MGU6.002.871 | https://eref.se.com/be/fr/sis-tarif/product/MGU6.002.871
Schneider Electric | Schneider Electric | 01022021 |  | Schneider Electric |  | SER | MGU6.002.872 |  |  | 3.4 |  | 1 |  | 10 | Enkelvoudige plaat Granaat | Plaque 1 poste Grenat |  | 1gang c. frame Garnet/Wh | [18 empty] | 1 | 8420375131833 | 0 |  | 20.2 | 9 | 8 | 2 | 0.144 | 28420375131837 | 10 | 295 | 12.5 | 18.5 | 6.5 |  | 38420375131834 | 160 | 4335 | 40 | 30 | 30 |  |  | 1280 | 42680 | 60 | 80 | 75 |  |  |  | 16 | N | [12 empty] | SU1 | P4 | 8538909999 | [14 empty] | Afdekplaat, enkelvoudig, Unica Plus Wit, Granaat | Plaque de finition, simple, Unica Plus Blanc, Grenat | [17 empty] | https://eref.se.com/be/nl/sis-tarif/product/MGU6.002.872 | https://eref.se.com/be/fr/sis-tarif/product/MGU6.002.872
Schneider Electric | Schneider Electric | 01022021 |  | Schneider Electric |  | SER | MGU6.002.874 |  |  | 3.4 |  | 1 |  | 10 | Unica Plus cover frame 1g mink/white | Plaque 1 poste Vison |  | 1 GANG COVER FRAME MINK WHITE | [18 empty] | 1 | 8420375131857 | 0 |  | 20.25 | 9 | 8 | 2 | 0.144 | 18420375131854 | 10 | 263 | 6.5 | 18.5 | 12.5 |  | 48420375131855 | 80 | 2292 | 40 | 30 | 15 | [10 empty] | 10 | N | [12 empty] | SU1 | P4 | 3925901000 | [14 empty] | Afdekplaat, enkelvoudig, Unica Plus Wit, Nerts | Plaque de finition, simple, Unica Plus Blanc, Vison | [17 empty] | https://eref.se.com/be/nl/sis-tarif/product/MGU6.002.874 | https://eref.se.com/be/fr/sis-tarif/product/MGU6.002.874
Schneider Electric | Schneider Electric | 01022021 |  | Schneider Electric |  | SER | MGU6.002.877 |  |  | 3.4 |  | 1 |  | 10 | Enkelvoudige plaat Leigrijs | Plaque 1 poste Gris ardoise |  | 1gang c. frame Slate grey/Wh | [18 empty] | 1 | 8420375131871 | 0 |  | 20.6 | 9 | 8 | 2 | 0.144 | 28420375131875 | 10 | 270 | 6 | 17.5 | 12 |  | 38420375131872 | 80 | 2239 | 40 | 30 | 15 |  |  | 1280 | 43824 | 60 | 80 | 75 |  |  |  | 10 | N | [12 empty] | SU1 | P4 | 8538909999 | [14 empty] | Afdekplaat, enkelvoudig, Unica Plus Wit, Leigrijs | Plaque de finition, simple, Unica Plus Blanc, Gris ardoise | [17 empty] | https://eref.se.com/be/nl/sis-tarif/product/MGU6.002.877 | https://eref.se.com/be/fr/sis-tarif/product/MGU6.002.877
Schneider Electric | Schneider Electric | 01022021 |  | Schneider Electric |  | SER | MGU6.004.18 |  |  | 3.16 |  | 1 |  | 10 | Horizontale dubbele plaat Wit | Plaque 2 poste Blanc |  | 2 GANG COVER FRAME WHITE/WHITE | [18 empty] | 1 | 8420375131888 | 0 |  | 35 | 16 | 8 | 2 | 0.256 | 18420375131885 | 10 | 424 | 12.5 | 17.5 | 12 |  | 48420375131886 | 80 | 3718 | 40 | 30 | 30 |  |  | 640 | 36724 | 60 | 80 | 75 |  |  |  | 2 | Y | [12 empty] | SU1 | P4 | 3925901000 | [14 empty] | Afdekplaat, tweevoudige horizontaal, Unica Plus, Wit | Plaque de finition, double horizontale, Unica Plus, Blanc | [17 empty] | https://eref.se.com/be/nl/sis-tarif/product/MGU6.004.18 | https://eref.se.com/be/fr/sis-tarif/product/MGU6.004.18
Schneider Electric | Schneider Electric | 01022021 |  | Schneider Electric |  | SER | MGU6.004.25 |  |  | 3.16 |  | 1 |  | 10 | Horizontale dubbele plaat Ivoor | Plaque 2 poste Ivoire |  | 2 GANG COVER FRAME | [18 empty] | 1 | 8420375131895 | 0 |  | 35.3 | 16 | 8 | 1 | 0.128 | 18420375131892 | 10 | 460 | 12 | 17.5 | 12.5 |  | 48420375131893 | 80 | 3762 | 40 | 30 | 30 |  |  | 640 | 38096 | 60 | 80 | 75 |  |  |  | 13 | N | [12 empty] | SU1 | P4 | 3925901000 | [14 empty] | Afdekplaat, tweevoudige horizontaal, Unica Plus, Ivoor | Plaque de finition, double horizontale, Unica Plus, Ivoire | [17 empty] | https://eref.se.com/be/nl/sis-tarif/product/MGU6.004.25 | https://eref.se.com/be/fr/sis-tarif/product/MGU6.004.25
Schneider Electric | Schneider Electric | 01022021 |  | Schneider Electric |  | SER | MGU6.004.524 |  |  | 9.62 |  | 1 |  | 5 | Horizontale dubbele plaat Champagne | Plaque 2 poste Champagne |  | 2gang c. frame Light Grey/Iv | [18 empty] | 1 | 8420375131901 | 0 |  | 35 | 8 | 16 | 1 | 0.128 | 28420375131905 | 5 | 230 | 17.5 | 12 | 6 |  | 38420375131902 | 80 | 4000 | 40 | 30 | 30 |  |  | 640 | 42000 | 60 | 80 | 77 |  |  |  | 10 | N | [12 empty] | SU1 | P4 | 8538909999 | [14 empty] | Afdekplaat, tweevoudige horizontaal, Unica Plus Ivoor, Champagne | Plaque de finition, double horizontale, Unica Plus Ivoire, Champagne | [17 empty] | https://eref.se.com/be/nl/sis-tarif/product/MGU6.004.524 | https://eref.se.com/be/fr/sis-tarif/product/MGU6.004.524
Schneider Electric | Schneider Electric | 01022021 |  | Schneider Electric |  | SER | MGU6.004.551 |  |  | 9.62 |  | 1 |  | 5 | Horizontale dubbele plaat Terracota | Plaque 2 poste Terracota |  | 2gang c. frame Terracotta/Iv | [18 empty] | 1 | 8420375131925 | 0 |  | 35.6 | 16 | 8 | 1 | 0.128 | 28420375131929 | 5 | 237 | 1.85 | 1.25 | 0.65 |  | 38420375131926 | 80 | 3680 | 40 | 30 | 30 |  |  | 640 | 29440 | 60 | 80 | 77 |  |  |  | 16 | N | [12 empty] | SU1 | P4 | 8538909999 | [14 empty] | Afdekplaat, tweevoudige horizontaal, Unica Plus Ivoor, Terracotta | Plaque de finition, double horizontale, Unica Plus Ivoire, Terracotta | [17 empty] | https://eref.se.com/be/nl/sis-tarif/product/MGU6.004.551 | https://eref.se.com/be/fr/sis-tarif/product/MGU6.004.551
Schneider Electric | Schneider Electric | 01022021 |  | Schneider Electric |  | SER | MGU6.004.554 |  |  | 9.62 |  | 1 |  | 5 | Horizontale dubbele plaat Gletsjerblauw | Plaque 2 poste Blue glacier |  | 2gang c. frame Glacier blue/Iv | [18 empty] | 1 | 8420375131932 | 0 |  | 46 | 16 | 8 | 1 | 0.128 | 28420375131936 | 5 | 230 | 17.5 | 12 | 6 |  |  | 40 | 1840 | 40 | 30 | 15 |  |  | 640 | 29440 | 80 | 60 | 77 |  |  |  | 16 | N | [12 empty] | SU1 | P4 | 8538909999 | [14 empty] | Afdekplaat, tweevoudige horizontaal, Unica Plus Ivoor, Gletsjerblauw | Plaque de finition, double horizontale, Unica Plus Ivoire, Glacier | [17 empty] | https://eref.se.com/be/nl/sis-tarif/product/MGU6.004.554 | https://eref.se.com/be/fr/sis-tarif/product/MGU6.004.554
Schneider Electric | Schneider Electric | 01022021 |  | Schneider Electric |  | SER | MGU6.004.565 |  |  | 6.83 |  | 1 |  | 5 | Horizontale dubbele plaat Mistig grijs | Plaque 2 poste Gris brouillard |  | 2gang c. frame Mist grey/Iv | [18 empty] | 1 | 8420375131956 | 0 |  | 35 | 16 | 8 | 1 | 0.128 | 28420375131950 | 5 | 229 | 1.85 | 1.25 | 0.65 |  | 38420375131957 | 40 | 2100 | 40 | 30 | 15 |  |  | 640 | 41600 | 60 | 80 | 75 |  |  |  | 16 | N | [12 empty] | SU1 | P4 | 8538909999 | [14 empty] | Afdekplaat, tweevoudige horizontaal, Unica Plus Ivoor, Mistig grijs | Plaque de finition, double horizontale, Unica Plus Ivoire, Gris brouillard | [17 empty] | https://eref.se.com/be/nl/sis-tarif/product/MGU6.004.565 | https://eref.se.com/be/fr/sis-tarif/product/MGU6.004.565
Schneider Electric | Schneider Electric | 01022021 |  | Schneider Electric |  | SER | MGU6.004.567 |  |  | 6.83 |  | 1 |  | 5 | Horizontale dubbele plaat Zand | Plaque 2 poste Sable |  | 2gang c. frame Sand/Iv | [18 empty] | 1 | 8420375131970 | 0 |  | 35.4 | 16 | 8 | 2 | 0.256 | 28420375131974 | 5 | 230 | 6 | 17.5 | 12 |  | 38420375131971 | 80 | 4068 | 40 | 30 | 30 |  |  | 640 | 40544 | 60 | 80 | 75 |  |  |  | 10 | N | [12 empty] | SU1 | P4 | 8538909999 | [14 empty] | Afdekplaat, tweevoudige horizontaal, Unica Plus Ivoor, Zand | Plaque de finition, double horizontale, Unica Plus Ivoire, Sable | [17 empty] | https://eref.se.com/be/nl/sis-tarif/product/MGU6.004.567 | https://eref.se.com/be/fr/sis-tarif/product/MGU6.004.567
Schneider Electric | Schneider Electric | 01022021 |  | Schneider Electric |  | SER | MGU6.004.571 |  |  | 6.83 |  | 1 |  | 5 | Horizontale dubbele plaat Cacao | Plaque 2 poste Cacao |  | 2gang c. frame Cacao/Iv | [18 empty] | 1 | 8420375132007 | 0 |  | 35.4 | 16 | 8 | 1 | 0.128 | 28420375132001 | 5 | 230 | 17.5 | 12 | 6 |  | 38420375132008 | 80 | 4222 | 40 | 30 | 30 |  |  | 640 | 41776 | 60 | 80 | 75 |  |  |  | 16 | N | [12 empty] | SU1 | P4 | 8538909999 | [14 empty] | Afdekplaat, tweevoudige horizontaal, Unica Plus Ivoor, Cacao | Plaque de finition, double horizontale, Unica Plus Ivoire, Cacao | [17 empty] | https://eref.se.com/be/nl/sis-tarif/product/MGU6.004.571 | https://eref.se.com/be/fr/sis-tarif/product/MGU6.004.571
Schneider Electric | Schneider Electric | 01022021 |  | Schneider Electric |  | SER | MGU6.004.572 |  |  | 6.83 |  | 1 |  | 5 | Horizontale dubbele plaat Granaat | Plaque 2 poste Grenat |  | 2gang c. frame Garnet/Iv | [18 empty] | 1 | 8420375132014 | 0 |  | 35 | 16 | 8 | 2 | 0.256 | 28420375132018 | 5 | 230 | 17.5 | 12 | 6 |  | 38420375132015 | 40 | 2093 | 40 | 30 | 15 |  |  | 640 | 41488 | 60 | 80 | 75 |  |  |  | 16 | N | [12 empty] | SU1 | P4 | 8538909999 | [14 empty] | Afdekplaat, tweevoudige horizontaal, Unica Plus Ivoor, Granaat | Plaque de finition, double horizontale, Unica Plus Ivoire, Grenat | [17 empty] | https://eref.se.com/be/nl/sis-tarif/product/MGU6.004.572 | https://eref.se.com/be/fr/sis-tarif/product/MGU6.004.572
Schneider Electric | Schneider Electric | 01022021 |  | Schneider Electric |  | SER | MGU6.004.574 |  |  | 6.83 |  | 1 |  | 5 | Horizontale dubbele plaat Nerts | Plaque 2 poste Vison |  | 2gang c. frame Mink/Iv | [18 empty] | 1 | 8420375132038 | 0 |  | 35.4 | 16 | 8 | 2 | 0.256 | 28420375132032 | 5 | 230 | 6 | 17.5 | 12 |  | 38420375132039 | 80 | 4082 | 40 | 30 | 30 |  |  | 640 | 40656 | 60 | 80 | 75 |  |  |  | 16 | N | [12 empty] | SU1 | P4 | 8538909999 | [14 empty] | Afdekplaat, tweevoudige horizontaal, Unica Plus Ivoor, Nerts | Plaque de finition, double horizontale, Unica Plus Ivoire, Vison | [17 empty] | https://eref.se.com/be/nl/sis-tarif/product/MGU6.004.574 | https://eref.se.com/be/fr/sis-tarif/product/MGU6.004.574
Schneider Electric | Schneider Electric | 01022021 |  | Schneider Electric |  | SER | MGU6.004.577 |  |  | 6.83 |  | 1 |  | 5 | Horizontale dubbele plaat Leigrijs | Plaque 2 poste Gris ardoise |  | 2gang c. frame Slate grey/Iv | [18 empty] | 1 | 8420375132052 | 0 |  | 36 | 16 | 8 | 1 | 0.128 | 28420375132056 | 5 | 230 | 17.5 | 12 | 6 |  | 38420375132053 | 40 | 2090 | 40 | 30 | 15 |  |  | 640 | 41440 | 60 | 80 | 75 |  |  |  | 16 | N | [12 empty] | SU1 | P4 | 8538909999 | [14 empty] | Afdekplaat, tweevoudige horizontaal, Unica Plus Ivoor, Leigrijs | Plaque de finition, double horizontale, Unica Plus Ivoire, Gris ardoise | [17 empty] | https://eref.se.com/be/nl/sis-tarif/product/MGU6.004.577 | https://eref.se.com/be/fr/sis-tarif/product/MGU6.004.577
Schneider Electric | Schneider Electric | 01022021 |  | Schneider Electric |  | SER | MGU6.004.824 |  |  | 9.62 |  | 1 |  | 5 | Horizontale dubbele plaat Champagne | Plaque 2 poste Champagne |  | 2 GANG COVER FRAME Light Grey/WHITE | [18 empty] | 1 | 8420375132069 | 0 |  | 35.4 | 16 | 8 | 1 | 0.128 | 18420375132066 | 5 | 240 | 6 | 17.5 | 12 |  | 48420375132067 | 40 | 2097 | 40 | 30 | 15 | [10 empty] | 10 | N | [12 empty] | SU1 | P4 | 3925901000 | [14 empty] | Afdekplaat, tweevoudige horizontaal, Unica Plus Wit, Champagne | Plaque de finition, double horizontale, Unica Plus Blanc, Champagne | [17 empty] | https://eref.se.com/be/nl/sis-tarif/product/MGU6.004.824 | https://eref.se.com/be/fr/sis-tarif/product/MGU6.004.824
Schneider Electric | Schneider Electric | 01022021 |  | Schneider Electric |  | SER | MGU6.004.851 |  |  | 9.62 |  | 1 |  | 5 | Horizontale dubbele plaat Terracota | Plaque 2 poste Terracota |  | 2gang c. frame Terracotta/Wh | [18 empty] | 1 | 8420375132083 | 0 |  | 36 | 8 | 16 | 1 | 0.128 | 28420375132087 | 5 | 230 | 17.5 | 12 | 6 |  | 38420375132084 | 40 | 2000 | 40 | 30 | 15 |  |  | 640 | 44000 | 60 | 80 | 77 |  |  |  | 10 | N | [12 empty] | SU1 | P4 | 8538909999 | [14 empty] | Afdekplaat, tweevoudige horizontaal, Unica Plus Wit, Terracotta | Plaque de finition, double horizontale, Unica Plus Blanc, Terracotta | [17 empty] | https://eref.se.com/be/nl/sis-tarif/product/MGU6.004.851 | https://eref.se.com/be/fr/sis-tarif/product/MGU6.004.851
Schneider Electric | Schneider Electric | 01022021 |  | Schneider Electric |  | SER | MGU6.004.854 |  |  | 9.62 |  | 1 |  | 5 | Horizontale dubbele plaat Gletsjerblauw | Plaque 2 poste Blue glacier |  | 2gang c. frame Glacier blue/Wh | [18 empty] | 1 | 8420375132090 | 0 |  | 38 | 8 | 17 | 2 | 0.272 | 28420375132094 | 5 | 190 | 18.6 | 12.4 | 6.5 |  | 38420375132091 | 80 | 3040 | 40 | 30 | 30 |  |  | 640 | 0 | 0 | 0 | 0 |  |  |  | 16 | N | [12 empty] | SU1 | P4 | 8538909999 | [14 empty] | Afdekplaat, tweevoudige horizontaal, Unica Plus Wit, Gletsjerblauw | Plaque de finition, double horizontale, Unica Plus Blanc, Glacier | [17 empty] | https://eref.se.com/be/nl/sis-tarif/product/MGU6.004.854 | https://eref.se.com/be/fr/sis-tarif/product/MGU6.004.854
Schneider Electric | Schneider Electric | 01022021 |  | Schneider Electric |  | SER | MGU6.004.865 |  |  | 6.83 |  | 1 |  | 5 | UNICA window mist grey 2 gang hor, Inst, | Plaque 2 poste Gris brouillard |  | 2gang c. frame Mist grey/Wh | [18 empty] | 1 | 8420375132113 | 0 |  | 34.6 | 16 | 8 | 2 | 0.256 | 28420375132117 | 5 | 230 | 17.5 | 12 | 6 |  | 38420375132114 | 80 | 4051 | 40 | 30 | 30 |  |  | 640 | 40408 | 60 | 80 | 75 |  |  |  | 17 | N | [12 empty] | SU1 | P4 | 8538909999 | [14 empty] | Afdekplaat, tweevoudige horizontaal, Unica Plus Wit, Mistig grijs | Plaque de finition, double horizontale, Unica Plus Blanc, Gris brouillard | [17 empty] | https://eref.se.com/be/nl/sis-tarif/product/MGU6.004.865 | https://eref.se.com/be/fr/sis-tarif/product/MGU6.004.865
Schneider Electric | Schneider Electric | 01022021 |  | Schneider Electric |  | SER | MGU6.004.867 |  |  | 6.83 |  | 1 |  | 5 | Horizontale dubbele plaat Zand | Plaque 2 poste Sable |  | 2 GANG COVER FRAME SAND WHITE | [18 empty] | 1 | 8420375132137 | 0 |  | 35.2 | 16 | 8 | 1 | 0.128 | 18420375132134 | 5 | 233 | 17.5 | 12 | 6 |  | 48420375132135 | 40 | 2101 | 40 | 30 | 15 | [10 empty] | 16 | N | [12 empty] | SU1 | P4 | 3925901000 | [14 empty] | Afdekplaat, tweevoudige horizontaal, Unica Plus Wit, Zand | Plaque de finition, double horizontale, Unica Plus Blanc, Sable | [17 empty] | https://eref.se.com/be/nl/sis-tarif/product/MGU6.004.867 | https://eref.se.com/be/fr/sis-tarif/product/MGU6.004.867
Schneider Electric | Schneider Electric | 01022021 |  | Schneider Electric |  | SER | MGU6.004.871 |  |  | 6.83 |  | 1 |  | 5 | 2GANG HOR FRAME CACAO/WH | Plaque 2 poste Cacao |  | 2 GANG COVER FRAME CACAO WHITE | [18 empty] | 1 | 8420375132168 | 0 |  | 36.2 | 16 | 8 | 1 | 0.128 | 18420375132165 | 5 | 239 | 6.5 | 18.5 | 12.5 |  | 48420375132166 | 40 | 2201 | 40 | 30 | 15 | [10 empty] | 16 | N | [12 empty] | SU1 | P4 | 3925901000 | [14 empty] | Afdekplaat, tweevoudige horizontaal, Unica Plus Wit, Cacao | Plaque de finition, double horizontale, Unica Plus Blanc, Cacao | [17 empty] | https://eref.se.com/be/nl/sis-tarif/product/MGU6.004.871 | https://eref.se.com/be/fr/sis-tarif/product/MGU6.004.871
Schneider Electric | Schneider Electric | 01022021 |  | Schneider Electric |  | SER | MGU6.004.872 |  |  | 6.65 |  | 1 |  | 5 | Horizontale dubbele plaat Granaat | Plaque 2 poste Grenat |  | 2gang c. frame Garnet/Wh | [18 empty] | 1 | 8420375132175 | 0 |  | 34 | 8 | 17 | 2 | 0.272 | 28420375132179 | 5 | 230 | 17.5 | 12 | 6 |  | 38420375132176 | 80 | 2720 | 40 | 30 | 30 |  |  | 640 | 0 | 0 | 0 | 0 |  |  |  | 17 | N | [12 empty] | SU1 | P4 | 8538909999 | [14 empty] | Afdekplaat, tweevoudige horizontaal, Unica Plus Wit, Granaat | Plaque de finition, double horizontale, Unica Plus Blanc, Grenat | [17 empty] | https://eref.se.com/be/nl/sis-tarif/product/MGU6.004.872 | https://eref.se.com/be/fr/sis-tarif/product/MGU6.004.872
Schneider Electric | Schneider Electric | 01022021 |  | Schneider Electric |  | SER | MGU6.004.874 |  |  | 6.18 |  | 1 |  | 5 | Horizontale dubbele plaat Nerts | Plaque 2 poste Vison |  | 2 GANG COVER FRAME MINK WHITE | [18 empty] | 1 | 8420375132199 | 0 |  | 35 | 16 | 8 | 1 | 0.128 | 18420375132196 | 5 | 232.75 | 1.85 | 1.25 | 0.65 |  | 48420375132197 | 40 | 2101 | 40 | 30 | 15 | [10 empty] | 28 | N | [12 empty] | SU1 | P4 | 3925901000 | [14 empty] | Afdekplaat, tweevoudige horizontaal, Unica Plus Wit, Nerts | Plaque de finition, double horizontale, Unica Plus Blanc, Vison | [17 empty] | https://eref.se.com/be/nl/sis-tarif/product/MGU6.004.874 | https://eref.se.com/be/fr/sis-tarif/product/MGU6.004.874
Schneider Electric | Schneider Electric | 01022021 |  | Schneider Electric |  | SER | MGU6.004.877 |  |  | 6.83 |  | 1 |  | 5 | Horizontale dubbele plaat Leigrijs | Plaque 2 poste Gris ardoise |  | 2gang c. frame Slate grey/Wh | [18 empty] | 1 | 8420375132212 | 0 |  | 35.8 | 16 | 8 | 2 | 0.256 | 28420375132216 | 5 | 230.5 | 1.85 | 1.25 | 0.65 |  | 38420375132213 | 40 | 2074 | 40 | 30 | 15 |  |  | 640 | 41184 | 60 | 80 | 75 |  |  |  | 17 | N | [12 empty] | SU1 | P4 | 8538909999 | [14 empty] | Afdekplaat, tweevoudige horizontaal, Unica Plus Wit, Leigrijs | Plaque de finition, double horizontale, Unica Plus Blanc, Gris ardoise | [17 empty] | https://eref.se.com/be/nl/sis-tarif/product/MGU6.004.877 | https://eref.se.com/be/fr/sis-tarif/product/MGU6.004.877
Schneider Electric | Schneider Electric | 01022021 |  | Schneider Electric |  | SER | MGU6.004V.18 |  |  | 3.51 |  | 1 |  | 5 | Verticale 71 dubbele plaat Wit | Plaque 2 poste vertical Blanc |  | 2 GANG VERT COVER FRAME WHITE/WHITE | [18 empty] | 1 | 8420375132229 | 0 |  | 36 | 8 | 17 | 2 | 0.272 | 18420375132226 | 5 | 237 | 6.5 | 18.5 | 12.5 |  | 48420375132227 | 40 | 2171 | 40 | 30 | 15 |  |  | 640 | 43236 | 60 | 80 | 77 |  |  |  | 2 | Y | [12 empty] | SU1 | P4 | 3925901000 | [14 empty] | Afdekplaat, tweevoudige verticaal afstand 71, Unica Plus, Wit | Plaque de finition, double verticale entraxe 71, Unica Plus, Blanc | [17 empty] | https://eref.se.com/be/nl/sis-tarif/product/MGU6.004V.18 | https://eref.se.com/be/fr/sis-tarif/product/MGU6.004V.18
Schneider Electric | Schneider Electric | 01022021 |  | Schneider Electric |  | SER | MGU6.004V.25 |  |  | 3.51 |  | 1 |  | 5 | Verticale 71 dubbele plaat Ivoor | Plaque 2 poste vertical Ivoire |  | 2 GANG VERTICAL COVER FRAME | [18 empty] | 1 | 8420375132236 | 0 |  | 35 | 16 | 8 | 1 | 0.128 | 18420375132233 | 5 | 251 | 19 | 12.5 | 6.5 |  | 48420375132234 | 40 | 1660 | 40 | 30 | 15 |  |  | 640 | 34560 | 60 | 80 | 75 |  |  |  | 16 | N | [12 empty] | SU1 | P4 | 3925901000 | [14 empty] | Afdekplaat, tweevoudige verticaal afstand 71, Unica Plus, Ivoor | Plaque de finition, double verticale entraxe 71, Unica Plus, Ivoire | [17 empty] | https://eref.se.com/be/nl/sis-tarif/product/MGU6.004V.25 | https://eref.se.com/be/fr/sis-tarif/product/MGU6.004V.25
Schneider Electric | Schneider Electric | 01022021 |  | Schneider Electric |  | SER | MGU6.004V.524 |  |  | 9.62 |  | 1 |  | 5 | Verticale 71 dubbele plaat Champagne | Plaque 2 poste vertical Champagne |  | 2gang vert. c. frame Light Grey/Iv | [18 empty] | 1 | 8420375132243 | 0 |  | 36.25 | 16 | 8 | 1 | 0.128 | 28420375132247 | 5 | 230 | 17.5 | 12 | 6 |  | 38420375132244 | 40 | 2132 | 40 | 30 | 15 |  |  | 640 | 41086 | 60 | 80 | 75 |  |  |  | 16 | N | [12 empty] | SU1 | P4 | 8538909999 | [14 empty] | Afdekplaat, tweevoudige verticaal afstand 71, Unica Plus Ivoor, Champagne | Plaque de finition, double verticale entraxe 71, Unica Plus Ivoire, Champagne | [17 empty] | https://eref.se.com/be/nl/sis-tarif/product/MGU6.004V.524 | https://eref.se.com/be/fr/sis-tarif/product/MGU6.004V.524
Schneider Electric | Schneider Electric | 01022021 |  | Schneider Electric |  | SER | MGU6.004V.551 |  |  | 9.62 |  | 1 |  | 5 | Verticale 71 dubbele plaat Terracota | Plaque 2 poste vertical Terracota |  | 2gang vert. c. frame Terracotta/Iv | [18 empty] | 1 | 8420375132267 | 0 |  | 46 | 16 | 8 | 1 | 0.128 | 28420375132261 | 5 | 230 | 17.5 | 12 | 6 |  |  | 40 | 1840 | 40 | 30 | 15 |  |  | 640 | 29440 | 80 | 60 | 77 |  |  |  | 16 | N | [12 empty] | SU1 | P4 | 8538909999 | [14 empty] | Afdekplaat, tweevoudige verticaal afstand 71, Unica Plus Ivoor, Terracotta | Plaque de finition, double verticale entraxe 71, Unica Plus Ivoire, Terracotta | [17 empty] | https://eref.se.com/be/nl/sis-tarif/product/MGU6.004V.551 | https://eref.se.com/be/fr/sis-tarif/product/MGU6.004V.551
Schneider Electric | Schneider Electric | 01022021 |  | Schneider Electric |  | SER | MGU6.004V.554 |  |  | 9.62 |  | 1 |  | 5 | Verticale 71 dubbele plaat Gletsjerblauw | Plaque 2 poste vertical Blue glacier |  | 2gang vert. c. frame Glacier blue/Iv | [18 empty] | 1 | 8420375132274 | 0 |  | 46 | 16 | 8 | 1 | 0.128 | 28420375132278 | 5 | 230 | 17.5 | 12 | 6 |  |  | 40 | 1840 | 40 | 30 | 15 |  |  | 640 | 29440 | 80 | 60 | 77 |  |  |  | 16 | N | [12 empty] | SU1 | P4 | 8538909999 | [14 empty] | Afdekplaat, tweevoudige verticaal afstand 71, Unica Plus Ivoor, Gletsjerblauw | Plaque de finition, double verticale entraxe 71, Unica Plus Ivoire, Glacier | [17 empty] | https://eref.se.com/be/nl/sis-tarif/product/MGU6.004V.554 | https://eref.se.com/be/fr/sis-tarif/product/MGU6.004V.554
Schneider Electric | Schneider Electric | 01022021 |  | Schneider Electric |  | SER | MGU6.004V.565 |  |  | 6.83 |  | 1 |  | 5 | Verticale 71 dubbele plaat Mistig grijs | Plaque 2 poste vertical Gris brouillard |  | 2gang vert. c. frame Mist grey/Iv | [18 empty] | 1 | 8420375132298 | 0 |  | 46 | 16 | 8 | 1 | 0.128 | 28420375132292 | 5 | 230 | 17.5 | 12 | 6 |  |  | 40 | 1840 | 40 | 30 | 15 |  |  | 640 | 29440 | 80 | 60 | 77 |  |  |  | 16 | N | [12 empty] | SU1 | P4 | 8538909999 | [14 empty] | Afdekplaat, tweevoudige verticaal afstand 71, Unica Plus Ivoor, Mistig grijs | Plaque de finition, double verticale entraxe 71,Unica Plus Ivoire,Gris brouillar | [17 empty] | https://eref.se.com/be/nl/sis-tarif/product/MGU6.004V.565 | https://eref.se.com/be/fr/sis-tarif/product/MGU6.004V.565
Schneider Electric | Schneider Electric | 01022021 |  | Schneider Electric |  | SER | MGU6.004V.567 |  |  | 6.83 |  | 1 |  | 5 | Verticale 71 dubbele plaat Zand | Plaque 2 poste vertical Sable |  | 2gang vert. c. frame Sand/Iv | [18 empty] | 1 | 8420375132311 | 0 |  | 35.5 | 16 | 8 | 2 | 0.256 | 28420375132315 | 5 | 230 | 17.5 | 12 | 6 |  | 38420375132312 | 40 | 2084 | 40 | 30 | 15 |  |  | 640 | 41344 | 60 | 80 | 75 |  |  |  | 16 | N | [12 empty] | SU1 | P4 | 8538909999 | [14 empty] | Afdekplaat, tweevoudige verticaal afstand 71, Unica Plus Ivoor, Zand | Plaque de finition, double verticale entraxe 71, Unica Plus Ivoire, Sable | [17 empty] | https://eref.se.com/be/nl/sis-tarif/product/MGU6.004V.567 | https://eref.se.com/be/fr/sis-tarif/product/MGU6.004V.567
Schneider Electric | Schneider Electric | 01022021 |  | Schneider Electric |  | SER | MGU6.004V.571 |  |  | 6.83 |  | 1 |  | 5 | Verticale 71 dubbele plaat Cacao | Plaque 2 poste vertical Cacao |  | 2gang vert. c. frame Cacao/Iv | [18 empty] | 1 | 8420375132342 | 0 |  | 46 | 16 | 8 | 1 | 0.128 | 28420375132346 | 5 | 230 | 17.5 | 12 | 6 |  | 38420375132343 | 40 | 1840 | 40 | 30 | 15 |  |  | 640 | 29440 | 60 | 80 | 77 |  |  |  | 16 | N | [12 empty] | SU1 | P4 | 8538909999 | [14 empty] | Afdekplaat, tweevoudige verticaal afstand 71, Unica Plus Ivoor, Cacao | Plaque de finition, double verticale entraxe 71, Unica Plus Ivoire, Cacao | [17 empty] | https://eref.se.com/be/nl/sis-tarif/product/MGU6.004V.571 | https://eref.se.com/be/fr/sis-tarif/product/MGU6.004V.571
Schneider Electric | Schneider Electric | 01022021 |  | Schneider Electric |  | SER | MGU6.004V.572 |  |  | 6.83 |  | 1 |  | 5 | Verticale 71 dubbele plaat Granaat | Plaque 2 poste vertical Grenat |  | 2gang vert. c. frame Garnet/Iv | [18 empty] | 1 | 8420375132359 | 0 |  | 46 | 16 | 8 | 1 | 0.128 | 28420375132353 | 5 | 230 | 17.5 | 12 | 6 |  |  | 40 | 1840 | 40 | 30 | 15 |  |  | 640 | 29440 | 80 | 60 | 77 |  |  |  | 16 | N | [12 empty] | SU1 | P4 | 8538909999 | [14 empty] | Afdekplaat, tweevoudige verticaal afstand 71, Unica Plus Ivoor, Granaat | Plaque de finition, double verticale entraxe 71, Unica Plus Ivoire, Grenat | [17 empty] | https://eref.se.com/be/nl/sis-tarif/product/MGU6.004V.572 | https://eref.se.com/be/fr/sis-tarif/product/MGU6.004V.572
Schneider Electric | Schneider Electric | 01022021 |  | Schneider Electric |  | SER | MGU6.004V.574 |  |  | 6.83 |  | 1 |  | 5 | Verticale 71 dubbele plaat Nerts | Plaque 2 poste vertical Vison |  | 2gang vert. c. frame Mink/Iv | [18 empty] | 1 | 8420375132373 | 0 |  | 46 | 16 | 8 | 1 | 0.128 | 28420375132377 | 5 | 230 | 17.5 | 12 | 6 |  |  | 40 | 1840 | 40 | 30 | 15 |  |  | 640 | 29440 | 60 | 80 | 77 |  |  |  | 10 | N | [12 empty] | SU1 | P4 | 8538909999 | [14 empty] | Afdekplaat, tweevoudige verticaal afstand 71, Unica Plus Ivoor, Nerts | Plaque de finition, double verticale entraxe 71, Unica Plus Ivoire, Vison | [17 empty] | https://eref.se.com/be/nl/sis-tarif/product/MGU6.004V.574 | https://eref.se.com/be/fr/sis-tarif/product/MGU6.004V.574
Schneider Electric | Schneider Electric | 01022021 |  | Schneider Electric |  | SER | MGU6.004V.577 |  |  | 6.83 |  | 1 |  | 5 | Verticale 71 dubbele plaat Leigrijs | Plaque 2 poste vertical Gris ardoise |  | 2gang vert. c. frame Slate grey/Iv | [18 empty] | 1 | 8420375132397 | 0 |  | 46 | 16 | 8 | 1 | 0.128 | 28420375132391 | 5 | 230 | 17.5 | 12 | 6 |  |  | 40 | 1840 | 40 | 30 | 15 |  |  | 640 | 29440 | 80 | 60 | 77 |  |  |  | 16 | N | [12 empty] | SU1 | P4 | 8538909999 | [14 empty] | Afdekplaat, tweevoudige verticaal afstand 71, Unica Plus Ivoor, Leigrijs | Plaque de finition, double verticale entraxe 71, Unica Plus Ivoire, Gris ardoise | [17 empty] | https://eref.se.com/be/nl/sis-tarif/product/MGU6.004V.577 | https://eref.se.com/be/fr/sis-tarif/product/MGU6.004V.577
Schneider Electric | Schneider Electric | 01022021 |  | Schneider Electric |  | SER | MGU6.004V.824 |  |  | 9.62 |  | 1 |  | 5 | Verticale 71 dubbele plaat Champagne | Plaque 2 poste vertical Champagne |  | 2 GANG VERT COVER FRAME Light Grey/WHITE | [18 empty] | 1 | 8420375132403 | 0 |  | 35.4 | 16 | 8 | 1 | 0.128 | 18420375132400 | 5 | 234.25 | 1.85 | 1.2 | 0.65 |  | 48420375132401 | 40 | 2122 | 40 | 30 | 15 |  |  | 640 | 41952 | 60 | 80 | 75 |  |  |  | 16 | N | [12 empty] | SU1 | P4 | 3925901000 | [14 empty] | Afdekplaat, tweevoudige verticaal afstand 71, Unica Plus Wit, Champagne | Plaque de finition, double verticale entraxe 71, Unica Plus Blanc, Champagne | [17 empty] | https://eref.se.com/be/nl/sis-tarif/product/MGU6.004V.824 | https://eref.se.com/be/fr/sis-tarif/product/MGU6.004V.824
Schneider Electric | Schneider Electric | 01022021 |  | Schneider Electric |  | SER | MGU6.004V.865 |  |  | 6.83 |  | 1 |  | 5 | UNICA window mist double | Plaque 2 poste vertical Gris brouillard |  | 2gang vert. c. frame Mist grey/Wh | [18 empty] | 1 | 8420375132458 | 0 |  | 35.5 | 16 | 8 | 2 | 0.256 | 28420375132452 | 5 | 230 | 17.5 | 12 | 6 |  | 38420375132459 | 40 | 2089 | 40 | 30 | 15 |  |  | 640 | 41424 | 60 | 80 | 75 |  |  |  | 16 | N | [12 empty] | SU1 | P4 | 8538909999 | [14 empty] | Afdekplaat, tweevoudige verticaal afstand 71, Unica Plus Wit, Mistig grijs | Plaque de finition,double verticale entraxe 71,Unica Plus Blanc,Gris brouillard | [17 empty] | https://eref.se.com/be/nl/sis-tarif/product/MGU6.004V.865 | https://eref.se.com/be/fr/sis-tarif/product/MGU6.004V.865
Schneider Electric | Schneider Electric | 01022021 |  | Schneider Electric |  | SER | MGU6.004V.867 |  |  | 6.83 |  | 1 |  | 5 | Verticale 71 dubbele plaat Zand | Plaque 2 poste vertical Sable |  | 2 GANG VERT COVER FRAME SAND WHITE | [18 empty] | 1 | 8420375132472 | 0 |  | 36 | 17 | 8 | 2 | 0.272 | 18420375132479 | 5 | 237 | 6.5 | 18.5 | 12.5 |  | 48420375132470 | 40 | 1696 | 40 | 30 | 15 | [10 empty] | 16 | N | [12 empty] | SU1 | P4 | 3925901000 | [14 empty] | Afdekplaat, tweevoudige verticaal afstand 71, Unica Plus Wit, Zand | Plaque de finition, double verticale entraxe 71, Unica Plus Blanc, Sable | [17 empty] | https://eref.se.com/be/nl/sis-tarif/product/MGU6.004V.867 | https://eref.se.com/be/fr/sis-tarif/product/MGU6.004V.867
Schneider Electric | Schneider Electric | 01022021 |  | Schneider Electric |  | SER | MGU6.004V.871 |  |  | 6.83 |  | 1 |  | 5 | Verticale 71 dubbele plaat Cacao | Plaque 2 poste vertical Cacao |  | 2 GANG VERT COVER FRAME CACAO WHITE | [18 empty] | 1 | 8420375132502 | 0 |  | 35 | 16 | 8 | 1 | 0.128 | 18420375132509 | 5 | 230 | 17.5 | 12 | 6 |  | 48420375132500 | 40 | 2184 | 40 | 30 | 15 |  |  | 640 | 29440 | 60 | 80 | 60 |  |  |  | 18 | N | [12 empty] | SU1 | P4 | 3925901000 | [14 empty] | Afdekplaat, tweevoudige verticaal afstand 71, Unica Plus Wit, Cacao | Plaque de finition, double verticale entraxe 71, Unica Plus Blanc, Cacao | [17 empty] | https://eref.se.com/be/nl/sis-tarif/product/MGU6.004V.871 | https://eref.se.com/be/fr/sis-tarif/product/MGU6.004V.871
Schneider Electric | Schneider Electric | 01022021 |  | Schneider Electric |  | SER | MGU6.004V.872 |  |  | 6.83 |  | 1 |  | 5 | Verticale 71 dubbele plaat Granaat | Plaque 2 poste vertical Grenat |  | 2gang vert. c. frame Garnet/Wh | [18 empty] | 1 | 8420375132519 | 0 |  | 46 | 16 | 8 | 1 | 0.128 | 28420375132513 | 5 | 230 | 17.5 | 12 | 6 |  |  | 40 | 1840 | 40 | 30 | 15 |  |  | 640 | 29440 | 80 | 60 | 77 |  |  |  | 16 | N | [12 empty] | SU1 | P4 | 8538909999 | [14 empty] | Afdekplaat, tweevoudige verticaal afstand 71, Unica Plus Wit, Granaat | Plaque de finition, double verticale entraxe 71, Unica Plus Blanc, Grenat | [17 empty] | https://eref.se.com/be/nl/sis-tarif/product/MGU6.004V.872 | https://eref.se.com/be/fr/sis-tarif/product/MGU6.004V.872
Schneider Electric | Schneider Electric | 01022021 |  | Schneider Electric |  | SER | MGU6.004V.874 |  |  | 6.83 |  | 1 |  | 5 | Verticale 71 dubbele plaat Nerts | Plaque 2 poste vertical Vison |  | 2 GANG VERT COVER FRAME MINK WHITE | [18 empty] | 1 | 8420375132533 | 0 |  | 36 | 9 | 17 | 2 | 0.306 | 18420375132530 | 5 | 238 | 6.5 | 18.5 | 12.5 |  | 48420375132531 | 20 | 923.333 | 40 | 15 | 15 | [10 empty] | 17 | N | [12 empty] | SU1 | P4 | 3925901000 | [14 empty] | Afdekplaat, tweevoudige verticaal afstand 71, Unica Plus Wit, Nerts | Plaque de finition, double verticale entraxe 71, Unica Plus Blanc, Vison | [17 empty] | https://eref.se.com/be/nl/sis-tarif/product/MGU6.004V.874 | https://eref.se.com/be/fr/sis-tarif/product/MGU6.004V.874
Schneider Electric | Schneider Electric | 01022021 |  | Schneider Electric |  | SER | MGU6.004V.877 |  |  | 6.83 |  | 1 |  | 5 | Verticale 71 dubbele plaat Leigrijs | Plaque 2 poste vertical Gris ardoise |  | 2gang vert. c. frame Slate grey/Wh | [18 empty] | 1 | 8420375132557 | 0 |  | 35.25 | 16 | 8 | 2 | 0.256 | 28420375132551 | 5 | 230 | 17.5 | 12 | 6 |  | 38420375132558 | 40 | 2074 | 40 | 30 | 15 |  |  | 640 | 41184 | 60 | 80 | 75 |  |  |  | 16 | N | [12 empty] | SU1 | P4 | 8538909999 | [14 empty] | Afdekplaat, tweevoudige verticaal afstand 71, Unica Plus Wit, Leigrijs | Plaque de finition, double verticale entraxe 71, Unica Plus Blanc, Gris ardoise | [17 empty] | https://eref.se.com/be/nl/sis-tarif/product/MGU6.004V.877 | https://eref.se.com/be/fr/sis-tarif/product/MGU6.004V.877
Schneider Electric | Schneider Electric | 01022021 |  | Schneider Electric |  | SER | MGU6.006.18 |  |  | 5.2 |  | 1 |  | 5 | Horizontale drievoudige plaat Wit | Plaque 3 poste Blanc |  | 3 GANG COVER FRAME WHITE/WHITE | [18 empty] | 1 | 8420375132564 | 0 |  | 49.25 | 24 | 8 | 2 | 0.384 | 18420375132561 | 5 | 310 | 7.4 | 25 | 9.5 |  | 48420375132562 | 75 | 4949 | 40 | 30 | 30 |  |  | 600 | 46572 | 60 | 80 | 75 |  |  |  | 2 | Y | [12 empty] | SU1 | P4 | 3925901000 | [14 empty] | Afdekplaat, drievoudige horizontaal, Unica Plus, Wit | Plaque de finition, triple horizontale, Unica Plus, Blanc | [17 empty] | https://eref.se.com/be/nl/sis-tarif/product/MGU6.006.18 | https://eref.se.com/be/fr/sis-tarif/product/MGU6.006.18
Schneider Electric | Schneider Electric | 01022021 |  | Schneider Electric |  | SER | MGU6.006.25 |  |  | 5.2 |  | 1 |  | 5 | Horizontale drievoudige plaat Ivoor | Plaque 3 poste Ivoire |  | 3 GANG COVER FRAME | [18 empty] | 1 | 8420375132571 | 0 |  | 48.75 | 23 | 8 | 1 | 0.184 | 18420375132578 | 5 | 309 | 7.5 | 25 | 9.5 |  | 48420375132579 | 75 | 5157 | 40 | 30 | 30 |  |  | 600 | 49256 | 60 | 80 | 75 |  |  |  | 10 | N | [12 empty] | SU1 | P4 | 3925901000 | [14 empty] | Afdekplaat, drievoudige horizontaal, Unica Plus, Ivoor | Plaque de finition, triple horizontale, Unica Plus, Ivoire | [17 empty] | https://eref.se.com/be/nl/sis-tarif/product/MGU6.006.25 | https://eref.se.com/be/fr/sis-tarif/product/MGU6.006.25
Schneider Electric | Schneider Electric | 01022021 |  | Schneider Electric |  | SER | MGU6.006.524 |  |  | 14.43 |  | 1 |  | 5 | Horizontale drievoudige plaat Champagne | Plaque 3 poste Champagne |  | 3gang c. frame Light Grey/Iv | [18 empty] | 1 | 8420375132588 | 0 |  | 52 | 8 | 23 | 1 | 0.184 | 28420375132582 | 5 | 312 | 25 | 9.5 | 7.4 |  | 38420375132589 | 75 | 5000 | 40 | 30 | 30 |  |  | 600 | 50000 | 60 | 80 | 77 |  |  |  | 16 | N | [12 empty] | SU1 | P4 | 8538909999 | [14 empty] | Afdekplaat, drievoudige horizontaal, Unica Plus Ivoor, Champagne | Plaque de finition, triple horizontale, Unica Plus Ivoire, Champagne | [17 empty] | https://eref.se.com/be/nl/sis-tarif/product/MGU6.006.524 | https://eref.se.com/be/fr/sis-tarif/product/MGU6.006.524
Schneider Electric | Schneider Electric | 01022021 |  | Schneider Electric |  | SER | MGU6.006.551 |  |  | 14.43 |  | 1 |  | 5 | Horizontale drievoudige plaat Terracota | Plaque 3 poste Terracota |  | 3gang c. frame Terracotta/Iv | [18 empty] | 1 | 8420375132601 | 0 |  | 49.8 | 23 | 8 | 1 | 0.184 | 28420375132605 | 5 | 330 | 24 | 9 | 7 |  | 38420375132602 | 75 | 4950 | 40 | 30 | 30 |  |  | 600 | 39600 | 60 | 80 | 77 |  |  |  | 16 | N | [12 empty] | SU1 | P4 | 8538909999 | [14 empty] | Afdekplaat, drievoudige horizontaal, Unica Plus Ivoor, Terracotta | Plaque de finition, triple horizontale, Unica Plus Ivoire, Terracotta | [17 empty] | https://eref.se.com/be/nl/sis-tarif/product/MGU6.006.551 | https://eref.se.com/be/fr/sis-tarif/product/MGU6.006.551
Schneider Electric | Schneider Electric | 01022021 |  | Schneider Electric |  | SER | MGU6.006.554 |  |  | 14.43 |  | 1 |  | 5 | Horiz. drievoudige plaat Gletsjerblauw | Plaque 3 poste Blue glacier |  | 3gang c. frame Glacier blue/Iv | [18 empty] | 1 | 8420375132618 | 0 |  | 66 | 23 | 8 | 1 | 0.184 | 28420375132612 | 5 | 330 | 24 | 9 | 7 |  |  | 25 | 1650 | 40 | 30 | 15 |  |  | 400 | 26400 | 80 | 60 | 77 |  |  |  | 16 | N | [12 empty] | SU1 | P4 | 8538909999 | [14 empty] | Afdekplaat, drievoudige horizontaal, Unica Plus Ivoor, Gletsjerblauw | Plaque de finition, triple horizontale, Unica Plus Ivoire, Glacier | [17 empty] | https://eref.se.com/be/nl/sis-tarif/product/MGU6.006.554 | https://eref.se.com/be/fr/sis-tarif/product/MGU6.006.554
Schneider Electric | Schneider Electric | 01022021 |  | Schneider Electric |  | SER | MGU6.006.565 |  |  | 10.23 |  | 1 |  | 5 | Horiz. drievoudige plaat Mistig grijs | Plaque 3 poste Gris brouillard |  | 3gang c. frame Mist grey/Iv | [18 empty] | 1 | 8420375132632 | 0 |  | 49 | 23 | 8 | 1 | 0.184 | 28420375132636 | 5 | 330 | 24 | 9 | 7 |  | 38420375132633 | 25 | 1809 | 40 | 30 | 15 |  |  | 400 | 36944 | 60 | 80 | 75 |  |  |  | 16 | N | [12 empty] | SU1 | P4 | 8538909999 | [14 empty] | Afdekplaat, drievoudige horizontaal, Unica Plus Ivoor, Mistig grijs | Plaque de finition, triple horizontale, Unica Plus Ivoire, Gris brouillard | [17 empty] | https://eref.se.com/be/nl/sis-tarif/product/MGU6.006.565 | https://eref.se.com/be/fr/sis-tarif/product/MGU6.006.565
Schneider Electric | Schneider Electric | 01022021 |  | Schneider Electric |  | SER | MGU6.006.567 |  |  | 10.23 |  | 1 |  | 5 | Horizontale drievoudige plaat Zand | Plaque 3 poste Sable |  | 3gang c. frame Sand/Iv | [18 empty] | 1 | 8420375132656 | 0 |  | 49.33 | 24 | 8 | 2 | 0.384 | 28420375132650 | 5 | 330 | 7 | 24 | 9 |  | 38420375132657 | 75 | 5013 | 40 | 30 | 30 |  |  | 600 | 48108 | 60 | 80 | 75 |  |  |  | 17 | N | [12 empty] | SU1 | P4 | 8538909999 | [14 empty] | Afdekplaat, drievoudige horizontaal, Unica Plus Ivoor, Zand | Plaque de finition, triple horizontale, Unica Plus Ivoire, Sable | [17 empty] | https://eref.se.com/be/nl/sis-tarif/product/MGU6.006.567 | https://eref.se.com/be/fr/sis-tarif/product/MGU6.006.567
Schneider Electric | Schneider Electric | 01022021 |  | Schneider Electric |  | SER | MGU6.006.571 |  |  | 10.23 |  | 1 |  | 5 | Horizontale drievoudige plaat Cacao | Plaque 3 poste Cacao |  | 3gang c. frame Cacao/Iv | [18 empty] | 1 | 8420375132687 | 0 |  | 49.8 | 23 | 8 | 2 | 0.368 | 28420375132681 | 5 | 330 | 24 | 9 | 7 |  | 38420375132688 | 25 | 1789 | 40 | 30 | 15 |  |  | 400 | 36624 | 60 | 80 | 75 |  |  |  | 16 | N | [12 empty] | SU1 | P4 | 8538909999 | [14 empty] | Afdekplaat, drievoudige horizontaal, Unica Plus Ivoor, Cacao | Plaque de finition, triple horizontale, Unica Plus Ivoire, Cacao | [17 empty] | https://eref.se.com/be/nl/sis-tarif/product/MGU6.006.571 | https://eref.se.com/be/fr/sis-tarif/product/MGU6.006.571
Schneider Electric | Schneider Electric | 01022021 |  | Schneider Electric |  | SER | MGU6.006.572 |  |  | 10.23 |  | 1 |  | 5 | Horizontale drievoudige plaat Granaat | Plaque 3 poste Grenat |  | 3gang c. frame Garnet/Iv | [18 empty] | 1 | 8420375132694 | 0 |  | 51 | 23 | 8 | 2 | 0.368 | 28420375132698 | 5 | 325 | 2.51 | 0.95 | 0.77 |  | 38420375132695 | 25 | 2080 | 40 | 30 | 15 |  |  | 400 | 41780 | 60 | 80 | 77 |  |  |  | 16 | N | [12 empty] | SU1 | P4 | 8538909999 | [14 empty] | Afdekplaat, drievoudige horizontaal, Unica Plus Ivoor, Granaat | Plaque de finition, triple horizontale, Unica Plus Ivoire, Grenat | [17 empty] | https://eref.se.com/be/nl/sis-tarif/product/MGU6.006.572 | https://eref.se.com/be/fr/sis-tarif/product/MGU6.006.572
Schneider Electric | Schneider Electric | 01022021 |  | Schneider Electric |  | SER | MGU6.006.574 |  |  | 10.23 |  | 1 |  | 5 | Horizontale drievoudige plaat Nerts | Plaque 3 poste Vison |  | 3gang c. frame Mink/Iv | [18 empty] | 1 | 8420375132717 | 0 |  | 49.75 | 23 | 8 | 1 | 0.184 | 28420375132711 | 5 | 330 | 24 | 9 | 7 |  | 38420375132718 | 25 | 1788 | 40 | 30 | 15 | [10 empty] | 16 | N | [12 empty] | SU1 | P4 | 8538909999 | [14 empty] | Afdekplaat, drievoudige horizontaal, Unica Plus Ivoor, Nerts | Plaque de finition, triple horizontale, Unica Plus Ivoire, Vison | [17 empty] | https://eref.se.com/be/nl/sis-tarif/product/MGU6.006.574 | https://eref.se.com/be/fr/sis-tarif/product/MGU6.006.574
Schneider Electric | Schneider Electric | 01022021 |  | Schneider Electric |  | SER | MGU6.006.577 |  |  | 10.23 |  | 1 |  | 5 | Horizontale drievoudige plaat Leigrijs | Plaque 3 poste Gris ardoise |  | 3gang c. frame Slate grey/Iv | [18 empty] | 1 | 8420375132731 | 0 |  | 50 | 23 | 8 | 2 | 0.368 | 28420375132735 | 5 | 330 | 24 | 9 | 7 |  | 38420375132732 | 25 | 1809 | 40 | 30 | 15 | [10 empty] | 16 | N | [12 empty] | SU1 | P4 | 8538909999 | [14 empty] | Afdekplaat, drievoudige horizontaal, Unica Plus Ivoor, Leigrijs | Plaque de finition, triple horizontale, Unica Plus Ivoire, Gris ardoise | [17 empty] | https://eref.se.com/be/nl/sis-tarif/product/MGU6.006.577 | https://eref.se.com/be/fr/sis-tarif/product/MGU6.006.577
Schneider Electric | Schneider Electric | 01022021 |  | Schneider Electric |  | SER | MGU6.006.824 |  |  | 14.43 |  | 1 |  | 5 | Horizontale drievoudige plaat Champagne | Plaque 3 poste Champagne |  | 3 GANG COVER FRAME Light Grey/WHITE | [18 empty] | 1 | 8420375132748 | 0 |  | 49.75 | 23 | 8 | 2 | 0.368 | 18420375132745 | 5 | 314 | 7.5 | 25 | 9.5 |  | 48420375132746 | 25 | 1796 | 40 | 30 | 15 | [10 empty] | 17 | N | [12 empty] | SU1 | P4 | 3925901000 | [14 empty] | Afdekplaat, drievoudige horizontaal, Unica Plus Wit, Champagne | Plaque de finition, triple horizontale, Unica Plus Blanc, Champagne | [17 empty] | https://eref.se.com/be/nl/sis-tarif/product/MGU6.006.824 | https://eref.se.com/be/fr/sis-tarif/product/MGU6.006.824
Schneider Electric | Schneider Electric | 01022021 |  | Schneider Electric |  | SER | MGU6.006.851 |  |  | 14.43 |  | 1 |  | 5 | Horizontale drievoudige plaat Terracota | Plaque 3 poste Terracota |  | 3gang c. frame Terracotta/Wh | [18 empty] | 1 | 8420375132762 | 0 |  | 49.6 | 23 | 8 | 2 | 0.368 | 28420375132766 | 5 | 330 | 7 | 24 | 9 |  | 38420375132763 | 25 | 1794 | 40 | 30 | 15 |  |  | 400 | 36704 | 60 | 80 | 75 |  |  |  | 16 | N | [12 empty] | SU1 | P4 | 8538909999 | [14 empty] | Afdekplaat, drievoudige horizontaal, Unica Plus Wit, Terracotta | Plaque de finition, triple horizontale, Unica Plus Blanc, Terracotta | [17 empty] | https://eref.se.com/be/nl/sis-tarif/product/MGU6.006.851 | https://eref.se.com/be/fr/sis-tarif/product/MGU6.006.851
Schneider Electric | Schneider Electric | 01022021 |  | Schneider Electric |  | SER | MGU6.006.865 |  |  | 10.23 |  | 1 |  | 5 | UNICA window mist grey 3 gang hor, Inst, | Plaque 3 poste Gris brouillard |  | 3gang c. frame Mist grey/Wh | [18 empty] | 1 | 8420375132793 | 0 |  | 49.25 | 23 | 8 | 2 | 0.368 | 28420375132797 | 5 | 330 | 24 | 9 | 7 |  | 38420375132794 | 75 | 4951 | 40 | 30 | 30 |  |  | 600 | 46586 | 60 | 80 | 75 |  |  |  | 17 | N | [12 empty] | SU1 | P4 | 8538909999 | [14 empty] | Afdekplaat, drievoudige horizontaal, Unica Plus Wit, Mistig grijs | Plaque de finition, triple horizontale, Unica Plus Blanc, Gris brouillard | [17 empty] | https://eref.se.com/be/nl/sis-tarif/product/MGU6.006.865 | https://eref.se.com/be/fr/sis-tarif/product/MGU6.006.865
Schneider Electric | Schneider Electric | 01022021 |  | Schneider Electric |  | SER | MGU6.006.867 |  |  | 10.23 |  | 1 |  | 5 | Horizontale drievoudige plaat Zand | Plaque 3 poste Sable |  | 3 GANG COVER FRAME SAND WHITE | [18 empty] | 1 | 8420375132816 | 0 |  | 49.4 | 23 | 8 | 1 | 0.184 | 18420375132813 | 5 | 330 | 24 | 9 | 7 |  | 48420375132814 | 25 | 1802 | 40 | 30 | 15 |  |  | 400 | 36832 | 60 | 80 | 75 |  |  |  | 17 | N | [12 empty] | SU1 | P4 | 3925901000 | [14 empty] | Afdekplaat, drievoudige horizontaal, Unica Plus Wit, Zand | Plaque de finition, triple horizontale, Unica Plus Blanc, Sable | [17 empty] | https://eref.se.com/be/nl/sis-tarif/product/MGU6.006.867 | https://eref.se.com/be/fr/sis-tarif/product/MGU6.006.867
Schneider Electric | Schneider Electric | 01022021 |  | Schneider Electric |  | SER | MGU6.006.871 |  |  | 10.23 |  | 1 |  | 5 | Horizontale drievoudige plaat Cacao | Plaque 3 poste Cacao |  | 3 GANG COVER FRAME CACAO WHITE | [18 empty] | 1 | 8420375132847 | 0 |  | 49.6 | 23 | 8 | 1 | 0.184 | 18420375132844 | 5 | 330 | 24 | 9 | 7 |  | 48420375132845 | 25 | 1796 | 40 | 30 | 15 |  |  | 400 | 36736 | 60 | 80 | 75 |  |  |  | 16 | N | [12 empty] | SU1 | P4 | 3925901000 | [14 empty] | Afdekplaat, drievoudige horizontaal, Unica Plus Wit, Cacao | Plaque de finition, triple horizontale, Unica Plus Blanc, Cacao | [17 empty] | https://eref.se.com/be/nl/sis-tarif/product/MGU6.006.871 | https://eref.se.com/be/fr/sis-tarif/product/MGU6.006.871
Schneider Electric | Schneider Electric | 01022021 |  | Schneider Electric |  | SER | MGU6.006.872 |  |  | 10.23 |  | 1 |  | 5 | Horizontale drievoudige plaat Granaat | Plaque 3 poste Grenat |  | 3gang c. frame Garnet/Wh | [18 empty] | 1 | 8420375132854 | 0 |  | 49.6 | 23 | 8 | 2 | 0.368 | 28420375132858 | 5 | 330 | 24 | 9 | 7 |  | 38420375132855 | 25 | 1778 | 40 | 30 | 15 |  |  | 400 | 36448 | 60 | 80 | 75 |  |  |  | 16 | N | [12 empty] | SU1 | P4 | 8538909999 | [14 empty] | Afdekplaat, drievoudige horizontaal, Unica Plus Wit, Granaat | Plaque de finition, triple horizontale, Unica Plus Blanc, Grenat | [17 empty] | https://eref.se.com/be/nl/sis-tarif/product/MGU6.006.872 | https://eref.se.com/be/fr/sis-tarif/product/MGU6.006.872
Schneider Electric | Schneider Electric | 01022021 |  | Schneider Electric |  | SER | MGU6.006.874 |  |  | 10.23 |  | 1 |  | 5 | Horizontale drievoudige plaat Nerts | Plaque 3 poste Vison |  | 3 GANG COVER FRAME MINK WHITE | [18 empty] | 1 | 8420375132878 | 0 |  | 49.4 | 23 | 8 | 1 | 0.184 | 18420375132875 | 5 | 311.8 | 2.5 | 0.95 | 0.75 |  | 48420375132876 | 25 | 1819 | 40 | 30 | 15 | [10 empty] | 16 | N | [12 empty] | SU1 | P4 | 3925901000 | [14 empty] | Afdekplaat, drievoudige horizontaal, Unica Plus Wit, Nerts | Plaque de finition, triple horizontale, Unica Plus Blanc, Vison | [17 empty] | https://eref.se.com/be/nl/sis-tarif/product/MGU6.006.874 | https://eref.se.com/be/fr/sis-tarif/product/MGU6.006.874
Schneider Electric | Schneider Electric | 01022021 |  | Schneider Electric |  | SER | MGU6.006.877 |  |  | 10.23 |  | 1 |  | 5 | Horizontale drievoudige plaat Leigrijs | Plaque 3 poste Gris ardoise |  | PLAQUE 3 POSTE GRIS ARDOISE | [18 empty] | 1 | 8420375132892 | 0 |  | 49.6 | 23 | 8 | 1 | 0.184 | 18420375132899 | 5 | 330 | 7 | 9 | 24 |  | 28420375132896 | 5 | 307 | 25 | 9.5 | 7.5 | [10 empty] | 16 | N | [12 empty] | SU1 | P4 | 3925901000 | [14 empty] | Afdekplaat, drievoudige horizontaal, Unica Plus Wit, Leigrijs | Plaque de finition, triple horizontale, Unica Plus Blanc, Gris ardoise | [17 empty] | https://eref.se.com/be/nl/sis-tarif/product/MGU6.006.877 | https://eref.se.com/be/fr/sis-tarif/product/MGU6.006.877
Schneider Electric | Schneider Electric | 01022021 |  | Schneider Electric |  | SER | MGU6.006V.18 |  |  | 5.2 |  | 1 |  | 5 | Verticale 71 drievoudige plaat Wit | Plaque 3 poste vertical Blanc |  | 3 GANG COVER FRAME WHITE/WHITE | [18 empty] | 1 | 8420375132908 | 0 |  | 50 | 8 | 23 | 1 | 0.184 | 18420375132905 | 5 | 330 | 25.2 | 9.4 | 7.6 |  | 48420375132906 | 75 | 5000 | 40 | 30 | 30 |  |  | 600 | 49000 | 60 | 80 | 60 |  |  |  | 6 | N | [12 empty] | SU1 | P4 | 3925901000 | [14 empty] | Afdekplaat, drievoudige verticaal afstand 71, Unica Plus, Wit | Plaque de finition, triple verticale entraxe 71, Unica Plus, Blanc | [17 empty] | https://eref.se.com/be/nl/sis-tarif/product/MGU6.006V.18 | https://eref.se.com/be/fr/sis-tarif/product/MGU6.006V.18
Schneider Electric | Schneider Electric | 01022021 |  | Schneider Electric |  | SER | MGU6.006V.25 |  |  | 5.2 |  | 1 |  | 5 | Verticale 71 drievoudige plaat Ivoor | Plaque 3 poste vertical Ivoire |  | 3 GANG VERTICAL COVER FRAME | [18 empty] | 1 | 8420375132915 | 0 |  | 49 | 23 | 8 | 1 | 0.184 | 18420375132912 | 5 | 330 | 24 | 9 | 7 |  | 48420375132913 | 25 | 1754 | 40 | 30 | 15 |  |  | 400 | 35044 | 60 | 80 | 75 |  |  |  | 16 | N | [12 empty] | SU1 | P4 | 3925901000 | [14 empty] | Afdekplaat, drievoudige verticaal afstand 71, Unica Plus, Ivoor | Plaque de finition, triple verticale entraxe 71, Unica Plus, Ivoire | [17 empty] | https://eref.se.com/be/nl/sis-tarif/product/MGU6.006V.25 | https://eref.se.com/be/fr/sis-tarif/product/MGU6.006V.25
Schneider Electric | Schneider Electric | 01022021 |  | Schneider Electric |  | SER | MGU6.006V.524 |  |  | 14.43 |  | 1 |  | 5 | Verticale 71 drievoudige plaat Champagne | Plaque 3 poste vertical Champagne |  | 3gang vert. c. frame Light Grey/Iv | [18 empty] | 1 | 8420375132922 | 0 |  | 51 | 23 | 8 | 2 | 0.368 | 28420375132926 | 5 | 330 | 24 | 9 | 7 |  | 18420375132929 | 25 | 1835 | 40 | 30 | 15 |  |  | 400 | 37360 | 60 | 80 | 75 |  |  |  | 20 | N | [12 empty] | SU1 | P4 | 8538909999 | [14 empty] | Afdekplaat, drievoudige verticaal afstand 71, Unica Plus Ivoor, Champagne | Plaque de finition, triple verticale entraxe 71, Unica Plus Ivoire, Champagne | [17 empty] | https://eref.se.com/be/nl/sis-tarif/product/MGU6.006V.524 | https://eref.se.com/be/fr/sis-tarif/product/MGU6.006V.524
Schneider Electric | Schneider Electric | 01022021 |  | Schneider Electric |  | SER | MGU6.006V.551 |  |  | 14.43 |  | 1 |  | 5 | Verticale 71 drievoudige plaat Terracota | Plaque 3 poste vertical Terracota |  | 3gang vert. c. frame Terracotta/Iv | [18 empty] | 1 | 8420375132946 | 0 |  | 66 | 23 | 8 | 1 | 0.184 | 28420375132940 | 5 | 330 | 24 | 9 | 7 |  |  | 25 | 1650 | 40 | 30 | 15 |  |  | 400 | 26400 | 80 | 60 | 77 |  |  |  | 16 | N | [12 empty] | SU1 | P4 | 8538909999 | [14 empty] | Afdekplaat, drievoudige verticaal afstand 71, Unica Plus Ivoor, Terracotta | Plaque de finition, triple verticale entraxe 71, Unica Plus Ivoire, Terracotta | [17 empty] | https://eref.se.com/be/nl/sis-tarif/product/MGU6.006V.551 | https://eref.se.com/be/fr/sis-tarif/product/MGU6.006V.551
Schneider Electric | Schneider Electric | 01022021 |  | Schneider Electric |  | SER | MGU6.006V.565 |  |  | 10.23 |  | 1 |  | 5 | Vert. 71 drievoudige plaat Mistig grijs | Plaque 3 poste vertical Gris brouillard |  | 3gang vert. c. frame Mist grey/Iv | [18 empty] | 1 | 8420375132977 | 0 |  | 66 | 23 | 8 | 1 | 0.184 | 28420375132971 | 5 | 330 | 24 | 9 | 7 |  |  | 25 | 1650 | 40 | 30 | 15 |  |  | 400 | 26400 | 80 | 60 | 77 |  |  |  | 16 | N | [12 empty] | SU1 | P4 | 8538909999 | [14 empty] | Afdekplaat, drievoudige verticaal afstand 71, Unica Plus Ivoor, Mistig grijs | Plaque de finition, triple verticale entraxe 71,Unica Plus Ivoire,Gris brouillar | [17 empty] | https://eref.se.com/be/nl/sis-tarif/product/MGU6.006V.565 | https://eref.se.com/be/fr/sis-tarif/product/MGU6.006V.565
Schneider Electric | Schneider Electric | 01022021 |  | Schneider Electric |  | SER | MGU6.006V.567 |  |  | 10.23 |  | 1 |  | 5 | Verticale 71 drievoudige plaat Zand | Plaque 3 poste vertical Sable |  | 3gang vert. c. frame Sand/Iv | [18 empty] | 1 | 8420375132991 | 0 |  | 48 | 24 | 8 | 2 | 0.384 | 28420375132995 | 5 | 330 | 24 | 9 | 7 |  | 38420375132992 | 25 | 1748 | 40 | 30 | 15 |  |  | 400 | 35968 | 60 | 80 | 75 |  |  |  | 17 | N | [12 empty] | SU1 | P4 | 8538909999 | [14 empty] | Afdekplaat, drievoudige verticaal afstand 71, Unica Plus Ivoor, Zand | Plaque de finition, triple verticale entraxe 71, Unica Plus Ivoire, Sable | [17 empty] | https://eref.se.com/be/nl/sis-tarif/product/MGU6.006V.567 | https://eref.se.com/be/fr/sis-tarif/product/MGU6.006V.567
Schneider Electric | Schneider Electric | 01022021 |  | Schneider Electric |  | SER | MGU6.006V.571 |  |  | 10.23 |  | 1 |  | 5 | Verticale 71 drievoudige plaat Cacao | Plaque 3 poste vertical Cacao |  | 3gang vert. c. frame Cacao/Iv | [18 empty] | 1 | 8420375133028 | 0 |  | 66 | 23 | 8 | 1 | 0.184 | 28420375133022 | 5 | 330 | 24 | 9 | 7 |  |  | 25 | 1650 | 40 | 30 | 15 |  |  | 400 | 26400 | 80 | 60 | 77 |  |  |  | 16 | N | [12 empty] | SU1 | P4 | 8538909999 | [14 empty] | Afdekplaat, drievoudige verticaal afstand 71, Unica Plus Ivoor, Cacao | Plaque de finition, triple verticale entraxe 71, Unica Plus Ivoire, Cacao | [17 empty] | https://eref.se.com/be/nl/sis-tarif/product/MGU6.006V.571 | https://eref.se.com/be/fr/sis-tarif/product/MGU6.006V.571
Schneider Electric | Schneider Electric | 01022021 |  | Schneider Electric |  | SER | MGU6.006V.572 |  |  | 10.23 |  | 1 |  | 5 | Verticale 71 drievoudige plaat Granaat | Plaque 3 poste vertical Grenat |  | 3gang vert. c. frame Garnet/Iv | [18 empty] | 1 | 8420375133035 | 0 |  | 66 | 23 | 8 | 1 | 0.184 | 28420375133039 | 5 | 330 | 24 | 9 | 7 |  |  | 25 | 1650 | 40 | 30 | 15 |  |  | 400 | 26400 | 80 | 60 | 77 |  |  |  | 16 | N | [12 empty] | SU1 | P4 | 8538909999 | [14 empty] | Afdekplaat, drievoudige verticaal afstand 71, Unica Plus Ivoor, Granaat | Plaque de finition, triple verticale entraxe 71, Unica Plus Ivoire, Grenat | [17 empty] | https://eref.se.com/be/nl/sis-tarif/product/MGU6.006V.572 | https://eref.se.com/be/fr/sis-tarif/product/MGU6.006V.572
Schneider Electric | Schneider Electric | 01022021 |  | Schneider Electric |  | SER | MGU6.006V.574 |  |  | 10.23 |  | 1 |  | 5 | Verticale 71 drievoudige plaat Nerts | Plaque 3 poste vertical Vison |  | 3gang vert. c. frame Mink/Iv | [18 empty] | 1 | 8420375133059 | 0 |  | 49 | 23 | 8 | 2 | 0.368 | 28420375133053 | 5 | 330 | 24 | 9 | 7 |  |  | 25 | 1650 | 40 | 30 | 15 |  |  | 400 | 26400 | 80 | 60 | 77 |  |  |  | 10 | N | [12 empty] | SU1 | P4 | 8538909999 | [14 empty] | Afdekplaat, drievoudige verticaal afstand 71, Unica Plus Ivoor, Nerts | Plaque de finition, triple verticale entraxe 71, Unica Plus Ivoire, Vison | [17 empty] | https://eref.se.com/be/nl/sis-tarif/product/MGU6.006V.574 | https://eref.se.com/be/fr/sis-tarif/product/MGU6.006V.574
Schneider Electric | Schneider Electric | 01022021 |  | Schneider Electric |  | SER | MGU6.006V.577 |  |  | 10.23 |  | 1 |  | 5 | Verticale 71 drievoudige plaat Leigrijs | Plaque 3 poste vertical Gris ardoise |  | 3gang vert. c. frame Slate grey/Iv | [18 empty] | 1 | 8420375133073 | 0 |  | 66 | 23 | 8 | 1 | 0.184 | 28420375133077 | 5 | 330 | 24 | 9 | 7 |  |  | 25 | 1650 | 40 | 30 | 15 |  |  | 400 | 26400 | 80 | 60 | 77 |  |  |  | 16 | N | [12 empty] | SU1 | P4 | 8538909999 | [14 empty] | Afdekplaat, drievoudige verticaal afstand 71, Unica Plus Ivoor, Leigrijs | Plaque de finition, triple verticale entraxe 71, Unica Plus Ivoire, Gris ardoise | [17 empty] | https://eref.se.com/be/nl/sis-tarif/product/MGU6.006V.577 | https://eref.se.com/be/fr/sis-tarif/product/MGU6.006V.577
Schneider Electric | Schneider Electric | 01022021 |  | Schneider Electric |  | SER | MGU6.006V.824 |  |  | 14.43 |  | 1 |  | 5 | Verticale 71 drievoudige plaat Champagne | Plaque 3 poste vertical Champagne |  | 3 GANG VERT COVER FRAME Light Grey/WHITE | [18 empty] | 1 | 8420375133080 | 0 |  | 49.4 | 23 | 8 | 1 | 0.184 | 18420375133087 | 5 | 330 | 24 | 9 | 7 |  | 48420375133088 | 25 | 1800 | 40 | 30 | 15 |  |  | 400 | 36800 | 60 | 80 | 75 |  |  |  | 16 | N | [12 empty] | SU1 | P4 | 3925901000 | [14 empty] | Afdekplaat, drievoudige verticaal afstand 71, Unica Plus Wit, Champagne | Plaque de finition, triple verticale entraxe 71, Unica Plus Blanc, Champagne | [17 empty] | https://eref.se.com/be/nl/sis-tarif/product/MGU6.006V.824 | https://eref.se.com/be/fr/sis-tarif/product/MGU6.006V.824
Schneider Electric | Schneider Electric | 01022021 |  | Schneider Electric |  | SER | MGU6.006V.851 |  |  | 14.43 |  | 1 |  | 5 | Verticale 71 drievoudige plaat Terracota | Plaque 3 poste vertical Terracota |  | 3gang vert. c. frame Terracotta/Wh | [18 empty] | 1 | 8420375133103 | 0 |  | 66 | 23 | 8 | 1 | 0.184 | 28420375133107 | 5 | 330 | 24 | 9 | 7 |  |  | 25 | 1650 | 40 | 30 | 15 |  |  | 400 | 26400 | 80 | 60 | 77 |  |  |  | 16 | N | [12 empty] | SU1 | P4 | 8538909999 | [14 empty] | Afdekplaat, drievoudige verticaal afstand 71, Unica Plus Wit, Terracotta | Plaque de finition, triple verticale entraxe 71, Unica Plus Blanc, Terracotta | [17 empty] | https://eref.se.com/be/nl/sis-tarif/product/MGU6.006V.851 | https://eref.se.com/be/fr/sis-tarif/product/MGU6.006V.851
Schneider Electric | Schneider Electric | 01022021 |  | Schneider Electric |  | SER | MGU6.006V.854 |  |  | 14.43 |  | 1 |  | 5 | Vert. 71 drievoudige plaat Gletsjerblauw | Plaque 3 poste vertical Blue glacier |  | 3gang vert. c. frame Glacier blue/Wh | [18 empty] | 1 | 8420375133110 | 0 |  | 66 | 23 | 8 | 1 | 0.184 | 28420375133114 | 5 | 330 | 24 | 9 | 7 |  |  | 25 | 1650 | 40 | 30 | 15 |  |  | 400 | 26400 | 80 | 60 | 77 |  |  |  | 16 | N | [12 empty] | SU1 | P4 | 8538909999 | [14 empty] | Afdekplaat, drievoudige verticaal afstand 71, Unica Plus Wit, Gletsjerblauw | Plaque de finition, triple verticale entraxe 71, Unica Plus Blanc, Glacier | [17 empty] | https://eref.se.com/be/nl/sis-tarif/product/MGU6.006V.854 | https://eref.se.com/be/fr/sis-tarif/product/MGU6.006V.854
Schneider Electric | Schneider Electric | 01022021 |  | Schneider Electric |  | SER | MGU6.006V.865 |  |  | 10.23 |  | 1 |  | 5 | UNICA window mist grey 3 gang vert Inst, | Plaque 3 poste vertical Gris brouillard |  | 3gang vert. c. frame Mist grey/Wh | [18 empty] | 1 | 8420375133134 | 0 |  | 49 | 23 | 8 | 1 | 0.184 | 28420375133138 | 5 | 330 | 24 | 9 | 7 |  |  | 25 | 1775 | 40 | 30 | 15 | [10 empty] | 16 | N | [12 empty] | SU1 | P4 | 8538909999 | [14 empty] | Afdekplaat, drievoudige verticaal afstand 71, Unica Plus Wit, Mistig grijs | Plaque de finition,triple verticale entraxe 71,Unica Plus Blanc,Gris brouillard | [17 empty] | https://eref.se.com/be/nl/sis-tarif/product/MGU6.006V.865 | https://eref.se.com/be/fr/sis-tarif/product/MGU6.006V.865
Schneider Electric | Schneider Electric | 01022021 |  | Schneider Electric |  | SER | MGU6.006V.867 |  |  | 10.23 |  | 1 |  | 5 | Verticale 71 drievoudige plaat Zand | Plaque 3 poste vertical Sable |  | 3 GANG VERT COVER FRAME SAND WHITE | [18 empty] | 1 | 8420375133158 | 0 |  | 49.2 | 23 | 8 | 1 | 0.184 | 18420375133155 | 5 | 307 | 2.5 | 0.95 | 0.75 |  | 48420375133156 | 25 | 1795 | 40 | 30 | 15 |  |  | 400 | 36720 | 60 | 80 | 75 |  |  |  | 16 | N | [12 empty] | SU1 | P4 | 3925901000 | [14 empty] | Afdekplaat, drievoudige verticaal afstand 71, Unica Plus Wit, Zand | Plaque de finition, triple verticale entraxe 71, Unica Plus Blanc, Sable | [17 empty] | https://eref.se.com/be/nl/sis-tarif/product/MGU6.006V.867 | https://eref.se.com/be/fr/sis-tarif/product/MGU6.006V.867
Schneider Electric | Schneider Electric | 01022021 |  | Schneider Electric |  | SER | MGU6.006V.871 |  |  | 10.23 |  | 1 |  | 5 | Verticale 71 drievoudige plaat Cacao | Plaque 3 poste vertical Cacao |  | 3 GANG VERT COVER FRAME CACAO WHITE | [18 empty] | 1 | 8420375133189 | 0 |  | 49.4 | 24 | 8 | 1 | 0.192 | 18420375133186 | 5 | 307.5 | 2.5 | 0.95 | 0.75 |  | 48420375133187 | 25 | 1798 | 40 | 30 | 15 |  |  | 400 | 36760 | 60 | 80 | 75 |  |  |  | 16 | N | [12 empty] | SU1 | P4 | 3925901000 | [14 empty] | Afdekplaat, drievoudige verticaal afstand 71, Unica Plus Wit, Cacao | Plaque de finition, triple verticale entraxe 71, Unica Plus Blanc, Cacao | [17 empty] | https://eref.se.com/be/nl/sis-tarif/product/MGU6.006V.871 | https://eref.se.com/be/fr/sis-tarif/product/MGU6.006V.871
Schneider Electric | Schneider Electric | 01022021 |  | Schneider Electric |  | SER | MGU6.006V.872 |  |  | 10.23 |  | 1 |  | 5 | Verticale 71 drievoudige plaat Granaat | Plaque 3 poste vertical Grenat |  | 3gang vert. c. frame Garnet/Wh | [18 empty] | 1 | 8420375133196 | 0 |  | 66 | 23 | 8 | 1 | 0.184 | 28420375133190 | 5 | 330 | 24 | 9 | 7 |  |  | 25 | 1650 | 40 | 30 | 15 |  |  | 400 | 26400 | 80 | 60 | 77 |  |  |  | 16 | N | [12 empty] | SU1 | P4 | 8538909999 | [14 empty] | Afdekplaat, drievoudige verticaal afstand 71, Unica Plus Wit, Granaat | Plaque de finition, triple verticale entraxe 71, Unica Plus Blanc, Grenat | [17 empty] | https://eref.se.com/be/nl/sis-tarif/product/MGU6.006V.872 | https://eref.se.com/be/fr/sis-tarif/product/MGU6.006V.872
Schneider Electric | Schneider Electric | 01022021 |  | Schneider Electric |  | SER | MGU6.006V.874 |  |  | 10.23 |  | 1 |  | 5 | Verticale 71 drievoudige plaat Nerts | Plaque 3 poste vertical Vison |  | 3 GANG VERT COVER FRAME MINK WHITE | [18 empty] | 1 | 8420375133219 | 0 |  | 50 | 23 | 8 | 1 | 0.184 | 18420375133216 | 5 | 330 | 24 | 9 | 7 |  | 48420375133217 | 5 | 523 | 40 | 15 | 15 | [10 empty] | 16 | N | [12 empty] | SU1 | P4 | 3925901000 | [14 empty] | Afdekplaat, drievoudige verticaal afstand 71, Unica Plus Wit, Nerts | Plaque de finition, triple verticale entraxe 71, Unica Plus Blanc, Vison | [17 empty] | https://eref.se.com/be/nl/sis-tarif/product/MGU6.006V.874 | https://eref.se.com/be/fr/sis-tarif/product/MGU6.006V.874
Schneider Electric | Schneider Electric | 01022021 |  | Schneider Electric |  | SER | MGU6.006V.877 |  |  | 10.23 |  | 1 |  | 5 | Verticale 71 drievoudige plaat Leigrijs | Plaque 3 poste vertical Gris ardoise |  | 3gang vert. c. frame Slate grey/Wh | [18 empty] | 1 | 8420375133233 | 0 |  | 49 | 23 | 8 | 1 | 0.184 | 28420375133237 | 5 | 330 | 24 | 9 | 7 |  | 38420375133234 | 25 | 1749 | 40 | 30 | 15 |  |  | 400 | 35984 | 60 | 80 | 75 |  |  |  | 16 | N | [12 empty] | SU1 | P4 | 8538909999 | [14 empty] | Afdekplaat, drievoudige verticaal afstand 71, Unica Plus Wit, Leigrijs | Plaque de finition, triple verticale entraxe 71, Unica Plus Blanc, Gris ardoise | [17 empty] | https://eref.se.com/be/nl/sis-tarif/product/MGU6.006V.877 | https://eref.se.com/be/fr/sis-tarif/product/MGU6.006V.877
Schneider Electric | Schneider Electric | 01022021 |  | Schneider Electric |  | SER | MGU6.008.18 |  |  | 7.28 |  | 1 |  | 5 | Horizontale viervoudige plaat Wit | Plaque 4 poste Blanc |  | 4 GANG COVER FRAME WHITE/WHITE | [18 empty] | 1 | 8420375133240 | 0 |  | 63.5 | 31 | 8 | 2 | 0.496 | 18420375133247 | 5 | 392 | 7.5 | 32.2 | 9.3 |  | 48420375133248 | 45 | 3986 | 40 | 30 | 30 | [10 empty] | 2 | Y | [12 empty] | SU1 | P4 | 3925901000 | [14 empty] | Afdekplaat, viervoudige horizontaal, Unica Plus, Wit | Plaque de finition, quadruple horizontale, Unica Plus, Blanc | [17 empty] | https://eref.se.com/be/nl/sis-tarif/product/MGU6.008.18 | https://eref.se.com/be/fr/sis-tarif/product/MGU6.008.18
Schneider Electric | Schneider Electric | 01022021 |  | Schneider Electric |  | SER | MGU6.008.25 |  |  | 7.28 |  | 1 |  | 5 | Horizontale viervoudige plaat Ivoor | Plaque 4 poste Ivoire |  | 4 GANG COVER FRAME IVORY | [18 empty] | 1 | 8420375133257 | 0 |  | 66 | 31 | 8 | 2 | 0.496 | 18420375133254 | 5 | 398.25 | 3.2 | 0.9 | 0.7 |  | 48420375133255 | 45 | 4022 | 40 | 30 | 30 |  |  | 360 | 40176 | 60 | 80 | 75 |  |  |  | 16 | N | [12 empty] | SU1 | P4 | 3925901000 | [14 empty] | Afdekplaat, viervoudige horizontaal, Unica Plus, Ivoor | Plaque de finition, quadruple horizontale, Unica Plus, Ivoire | [17 empty] | https://eref.se.com/be/nl/sis-tarif/product/MGU6.008.25 | https://eref.se.com/be/fr/sis-tarif/product/MGU6.008.25
Schneider Electric | Schneider Electric | 01022021 |  | Schneider Electric |  | SER | MGU6.008.524 |  |  | 20.23 |  | 1 |  | 5 | Horizontale viervoudige plaat Champagne | Plaque 4 poste Champagne |  | 4gang c. frame Light Grey/Iv | [18 empty] | 1 | 8420375133264 | 0 |  | 65.2 | 30 | 8 | 2 | 0.48 | 28420375133268 | 5 | 410 | 31 | 9 | 7 |  | 38420375133265 | 45 | 3984 | 40 | 30 | 30 |  |  | 360 | 39872 | 60 | 80 | 75 |  |  |  | 17 | N | [12 empty] | SU1 | P4 | 8538909999 | [14 empty] | Afdekplaat, viervoudige horizontaal, Unica Plus Ivoor, Champagne | Plaque de finition, quadruple horizontale, Unica Plus Ivoire, Champagne | [17 empty] | https://eref.se.com/be/nl/sis-tarif/product/MGU6.008.524 | https://eref.se.com/be/fr/sis-tarif/product/MGU6.008.524
Schneider Electric | Schneider Electric | 01022021 |  | Schneider Electric |  | SER | MGU6.008.551 |  |  | 20.23 |  | 1 |  | 5 | Horizontale viervoudige plaat Terracota | Plaque 4 poste Terracota |  | 4gang c. frame Terracotta/Iv | [18 empty] | 1 | 8420375133288 | 0 |  | 64 | 30 | 8 | 1 | 0.24 | 28420375133282 | 5 | 410 | 31 | 9 | 7 |  | 38420375133289 | 15 | 1230 | 40 | 30 | 15 |  |  | 240 | 19680 | 60 | 80 | 77 |  |  |  | 16 | N | [12 empty] | SU1 | P4 | 8538909999 | [14 empty] | Afdekplaat, viervoudige horizontaal, Unica Plus Ivoor, Terracotta | Plaque de finition, quadruple horizontale, Unica Plus Ivoire, Terracotta | [17 empty] | https://eref.se.com/be/nl/sis-tarif/product/MGU6.008.551 | https://eref.se.com/be/fr/sis-tarif/product/MGU6.008.551
Schneider Electric | Schneider Electric | 01022021 |  | Schneider Electric |  | SER | MGU6.008.554 |  |  | 20.23 |  | 1 |  | 5 | Horiz. viervoudige plaat Gletsjerblauw | Plaque 4 poste Blue glacier |  | 4gang c. frame Glacier blue/Iv | [18 empty] | 1 | 8420375133295 | 0 |  | 82 | 30 | 8 | 1 | 0.24 | 28420375133299 | 5 | 410 | 31 | 9 | 7 |  |  | 15 | 1230 | 40 | 30 | 15 |  |  | 240 | 19680 | 80 | 60 | 77 |  |  |  | 16 | N | [12 empty] | SU1 | P4 | 8538909999 | [14 empty] | Afdekplaat, viervoudige horizontaal, Unica Plus Ivoor, Gletsjerblauw | Plaque de finition, quadruple horizontale, Unica Plus Ivoire, Glacier | [17 empty] | https://eref.se.com/be/nl/sis-tarif/product/MGU6.008.554 | https://eref.se.com/be/fr/sis-tarif/product/MGU6.008.554
Schneider Electric | Schneider Electric | 01022021 |  | Schneider Electric |  | SER | MGU6.008.565 |  |  | 14.33 |  | 1 |  | 5 | Horiz. viervoudige plaat Mistig grijs | Plaque 4 poste Gris brouillard |  | 4gang c. frame Mist grey/Iv | [18 empty] | 1 | 8420375133318 | 0 |  | 63 | 30 | 8 | 2 | 0.48 | 28420375133312 | 5 | 410 | 31 | 9 | 7 |  | 38420375133319 | 15 | 1388 | 40 | 30 | 15 | [10 empty] | 16 | N | [12 empty] | SU1 | P4 | 8538909999 | [14 empty] | Afdekplaat, viervoudige horizontaal, Unica Plus Ivoor, Mistig grijs | Plaque de finition, quadruple horizontale, Unica Plus Ivoire, Gris brouillard | [17 empty] | https://eref.se.com/be/nl/sis-tarif/product/MGU6.008.565 | https://eref.se.com/be/fr/sis-tarif/product/MGU6.008.565
Schneider Electric | Schneider Electric | 01022021 |  | Schneider Electric |  | SER | MGU6.008.567 |  |  | 14.33 |  | 1 |  | 5 | Horizontale viervoudige plaat Zand | Plaque 4 poste Sable |  | 4gang c. frame Sand/Iv | [18 empty] | 1 | 8420375133332 | 0 |  | 66.25 | 30 | 8 | 2 | 0.48 | 28420375133336 | 5 | 410 | 7 | 31 | 9 |  | 38420375133333 | 45 | 4014 | 40 | 30 | 30 |  |  | 360 | 40112 | 60 | 80 | 75 |  |  |  | 17 | N | [12 empty] | SU1 | P4 | 8538909999 | [14 empty] | Afdekplaat, viervoudige horizontaal, Unica Plus Ivoor, Zand | Plaque de finition, quadruple horizontale, Unica Plus Ivoire, Sable | [17 empty] | https://eref.se.com/be/nl/sis-tarif/product/MGU6.008.567 | https://eref.se.com/be/fr/sis-tarif/product/MGU6.008.567
Schneider Electric | Schneider Electric | 01022021 |  | Schneider Electric |  | SER | MGU6.008.571 |  |  | 14.33 |  | 1 |  | 5 | Horizontale viervoudige plaat Cacao | Plaque 4 poste Cacao |  | 4gang c. frame Cacao/Iv | [18 empty] | 1 | 8420375133363 | 0 |  | 64.75 | 31 | 8 | 2 | 0.496 | 28420375133367 | 5 | 410 | 31 | 9 | 7 |  | 38420375133364 | 45 | 3958 | 40 | 30 | 30 |  |  | 360 | 39662 | 60 | 80 | 75 |  |  |  | 16 | N | [12 empty] | SU1 | P4 | 8538909999 | [14 empty] | Afdekplaat, viervoudige horizontaal, Unica Plus Ivoor, Cacao | Plaque de finition, quadruple horizontale, Unica Plus Ivoire, Cacao | [17 empty] | https://eref.se.com/be/nl/sis-tarif/product/MGU6.008.571 | https://eref.se.com/be/fr/sis-tarif/product/MGU6.008.571
Schneider Electric | Schneider Electric | 01022021 |  | Schneider Electric |  | SER | MGU6.008.572 |  |  | 14.33 |  | 1 |  | 5 | Horizontale viervoudige plaat Granaat | Plaque 4 poste Grenat |  | 4gang c. frame Garnet/Iv | [18 empty] | 1 | 8420375133370 | 0 |  | 82 | 30 | 8 | 1 | 0.24 |  | 5 | 410 | 3.1 | 0.9 | 0.7 |  | 38420375133371 | 15 | 1230 | 40 | 30 | 15 |  |  | 240 | 19680 | 60 | 80 | 77 |  |  |  | 16 | N | [12 empty] | SU1 | P4 | 8538909999 | [14 empty] | Afdekplaat, viervoudige horizontaal, Unica Plus Ivoor, Granaat | Plaque de finition, quadruple horizontale, Unica Plus Ivoire, Grenat | [17 empty] | https://eref.se.com/be/nl/sis-tarif/product/MGU6.008.572 | https://eref.se.com/be/fr/sis-tarif/product/MGU6.008.572
Schneider Electric | Schneider Electric | 01022021 |  | Schneider Electric |  | SER | MGU6.008.574 |  |  | 14.33 |  | 1 |  | 5 | Horizontale viervoudige plaat Nerts | Plaque 4 poste Vison |  | 4gang c. frame Mink/Iv | [18 empty] | 1 | 8420375133394 | 0 |  | 66.4 | 31 | 8 | 2 | 0.496 | 28420375133398 | 5 | 410 | 7 | 31 | 9 |  | 38420375133395 | 45 | 3946 | 40 | 30 | 30 |  |  | 360 | 39568 | 60 | 80 | 75 |  |  |  | 16 | N | [12 empty] | SU1 | P4 | 8538909999 | [14 empty] | Afdekplaat, viervoudige horizontaal, Unica Plus Ivoor, Nerts | Plaque de finition, quadruple horizontale, Unica Plus Ivoire, Vison | [17 empty] | https://eref.se.com/be/nl/sis-tarif/product/MGU6.008.574 | https://eref.se.com/be/fr/sis-tarif/product/MGU6.008.574
Schneider Electric | Schneider Electric | 01022021 |  | Schneider Electric |  | SER | MGU6.008.577 |  |  | 14.33 |  | 1 |  | 5 | Horizontale viervoudige plaat Leigrijs | Plaque 4 poste Gris ardoise |  | 4gang c. frame Slate grey/Iv | [18 empty] | 1 | 8420375133417 | 0 |  | 82 | 30 | 8 | 1 | 0.24 | 28420375133411 | 5 | 410 | 31 | 9 | 7 |  |  | 15 | 1230 | 40 | 30 | 15 |  |  | 240 | 19680 | 60 | 80 | 77 |  |  |  | 10 | N | [12 empty] | SU1 | P4 | 8538909999 | [14 empty] | Afdekplaat, viervoudige horizontaal, Unica Plus Ivoor, Leigrijs | Plaque de finition, quadruple horizontale, Unica Plus Ivoire, Gris ardoise | [17 empty] | https://eref.se.com/be/nl/sis-tarif/product/MGU6.008.577 | https://eref.se.com/be/fr/sis-tarif/product/MGU6.008.577
Schneider Electric | Schneider Electric | 01022021 |  | Schneider Electric |  | SER | MGU6.008.824 |  |  | 20.23 |  | 1 |  | 5 | Horizontale viervoudige plaat Champagne | Plaque 4 poste Champagne |  | 4 GANG COVER FRAME Light Grey/WHITE | [18 empty] | 1 | 8420375133424 | 0 |  | 65.2 | 30 | 8 | 1 | 0.24 | 18420375133421 | 5 | 401 | 7.5 | 32.2 | 9.3 |  | 48420375133422 | 15 | 1469 | 40 | 30 | 15 |  |  | 240 | 31504 | 60 | 80 | 75 |  |  |  | 16 | N | [12 empty] | SU1 | P4 | 3925901000 | [14 empty] | Afdekplaat, viervoudige horizontaal, Unica Plus Wit, Champagne | Plaque de finition, quadruple horizontale, Unica Plus Blanc, Champagne | [17 empty] | https://eref.se.com/be/nl/sis-tarif/product/MGU6.008.824 | https://eref.se.com/be/fr/sis-tarif/product/MGU6.008.824
Schneider Electric | Schneider Electric | 01022021 |  | Schneider Electric |  | SER | MGU6.008.865 |  |  | 14.33 |  | 1 |  | 5 | UNICA window mist grey 4 gang hor, Inst, | Plaque 4 poste Gris brouillard |  | 4gang c. frame Mist grey/Wh | [18 empty] | 1 | 8420375133479 | 0 |  | 65.25 | 30 | 8 | 2 | 0.48 | 28420375133473 | 5 | 410 | 31 | 9 | 7 |  | 38420375133470 | 15 | 1417 | 40 | 30 | 15 | [10 empty] | 17 | N | [12 empty] | SU1 | P4 | 8538909999 | [14 empty] | Afdekplaat, viervoudige horizontaal, Unica Plus Wit, Mistig grijs | Plaque de finition, quadruple horizontale, Unica Plus Blanc, Gris brouillard | [17 empty] | https://eref.se.com/be/nl/sis-tarif/product/MGU6.008.865 | https://eref.se.com/be/fr/sis-tarif/product/MGU6.008.865
Schneider Electric | Schneider Electric | 01022021 |  | Schneider Electric |  | SER | MGU6.008.867 |  |  | 14.33 |  | 1 |  | 5 | Horizontale viervoudige plaat Zand | Plaque 4 poste Sable |  | 4 GANG COVER FRAME SAND WHITE | [18 empty] | 1 | 8420375133493 | 0 |  | 64 | 30 | 8 | 1 | 0.24 | 18420375133490 | 5 | 410 | 31 | 9 | 7 |  | 48420375133491 | 15 | 1457 | 40 | 30 | 15 |  |  | 240 | 31312 | 60 | 80 | 75 |  |  |  | 16 | N | [12 empty] | SU1 | P4 | 3925901000 | [14 empty] | Afdekplaat, viervoudige horizontaal, Unica Plus Wit, Zand | Plaque de finition, quadruple horizontale, Unica Plus Blanc, Sable | [17 empty] | https://eref.se.com/be/nl/sis-tarif/product/MGU6.008.867 | https://eref.se.com/be/fr/sis-tarif/product/MGU6.008.867
Schneider Electric | Schneider Electric | 01022021 |  | Schneider Electric |  | SER | MGU6.008.871 |  |  | 14.33 |  | 1 |  | 5 | Horizontale viervoudige plaat Cacao | Plaque 4 poste Cacao |  | 4 GANG COVER FRAME CACAO WHITE | [18 empty] | 1 | 8420375133523 | 0 |  | 64.4 | 30 | 8 | 1 | 0.24 | 18420375133520 | 5 | 410 | 31 | 9 | 7 |  | 48420375133521 | 15 | 1446 | 40 | 30 | 15 |  |  | 240 | 31136 | 60 | 80 | 75 |  |  |  | 16 | N | [12 empty] | SU1 | P4 | 3925901000 | [14 empty] | Afdekplaat, viervoudige horizontaal, Unica Plus Wit, Cacao | Plaque de finition, quadruple horizontale, Unica Plus Blanc, Cacao | [17 empty] | https://eref.se.com/be/nl/sis-tarif/product/MGU6.008.871 | https://eref.se.com/be/fr/sis-tarif/product/MGU6.008.871
Schneider Electric | Schneider Electric | 01022021 |  | Schneider Electric |  | SER | MGU6.008.872 |  |  | 14.33 |  | 1 |  | 5 | Horizontale viervoudige plaat Granaat | Plaque 4 poste Grenat |  | 4gang c. frame Garnet/Wh | [18 empty] | 1 | 8420375133530 | 0 |  | 64 | 30 | 8 | 1 | 0.24 | 28420375133534 | 5 | 410 | 31 | 9 | 7 |  | 38420375133531 | 15 | 1454 | 40 | 30 | 15 |  |  | 240 | 31264 | 60 | 80 | 75 |  |  |  | 16 | N | [12 empty] | SU1 | P4 | 8538909999 | [14 empty] | Afdekplaat, viervoudige horizontaal, Unica Plus Wit, Granaat | Plaque de finition, quadruple horizontale, Unica Plus Blanc, Grenat | [17 empty] | https://eref.se.com/be/nl/sis-tarif/product/MGU6.008.872 | https://eref.se.com/be/fr/sis-tarif/product/MGU6.008.872
Schneider Electric | Schneider Electric | 01022021 |  | Schneider Electric |  | SER | MGU6.008.874 |  |  | 14.33 |  | 1 |  | 5 | Horizontale viervoudige plaat Nerts | Plaque 4 poste Vison |  | 4 GANG COVER FRAME MINK WHITE | [18 empty] | 1 | 8420375133554 | 0 |  | 64.8 | 31 | 8 | 1 | 0.248 | 18420375133551 | 5 | 410 | 31 | 9 | 7 |  | 48420375133552 | 15 | 1455 | 40 | 30 | 15 | [10 empty] | 16 | N | [12 empty] | SU1 | P4 | 3925901000 | [14 empty] | Afdekplaat, viervoudige horizontaal, Unica Plus Wit, Nerts | Plaque de finition, quadruple horizontale, Unica Plus Blanc, Vison | [17 empty] | https://eref.se.com/be/nl/sis-tarif/product/MGU6.008.874 | https://eref.se.com/be/fr/sis-tarif/product/MGU6.008.874
Schneider Electric | Schneider Electric | 01022021 |  | Schneider Electric |  | SER | MGU6.008.877 |  |  | 14.33 |  | 1 |  | 5 | Horizontale viervoudige plaat Leigrijs | Plaque 4 poste Gris ardoise |  | 4gang c. frame Slate grey/Wh | [18 empty] | 1 | 8420375133578 | 0 |  | 61.5 | 30 | 8 | 1 | 0.24 | 28420375133572 | 5 | 410 | 31 | 9 | 7 |  | 38420375133579 | 15 | 1431 | 40 | 30 | 15 |  |  | 240 | 30896 | 60 | 80 | 75 |  |  |  | 16 | N | [12 empty] | SU1 | P4 | 8538909999 | [14 empty] | Afdekplaat, viervoudige horizontaal, Unica Plus Wit, Leigrijs | Plaque de finition, quadruple horizontale, Unica Plus Blanc, Gris ardoise | [17 empty] | https://eref.se.com/be/nl/sis-tarif/product/MGU6.008.877 | https://eref.se.com/be/fr/sis-tarif/product/MGU6.008.877
Schneider Electric | Schneider Electric | 01022021 |  | Schneider Electric |  | SER | MGU6.014V.18 |  |  | 3.16 |  | 1 |  | 5 | Verticale 57 dubbele plaat Wit | Plaque 2 poste V57 Blanc |  | 2 GANG 57 MM VERTICAL FRAME WHITE/WH | [18 empty] | 1 | 8420375167818 | 0 |  | 31 | 15 | 8 | 1 | 0.12 | 18420375167815 | 5 | 216 | 6.5 | 18.5 | 12.5 |  | 48420375167816 | 80 | 3890 | 40 | 30 | 30 | [10 empty] | 2 | Y | [12 empty] | SU1 | P4 | 3925901000 | [14 empty] | Afdekplaat, tweevoudige verticaal afstand 57, Unica Plus, Wit | Plaque de finition, double verticale entraxe 57, Unica Plus, Blanc | [17 empty] | https://eref.se.com/be/nl/sis-tarif/product/MGU6.014V.18 | https://eref.se.com/be/fr/sis-tarif/product/MGU6.014V.18
Schneider Electric | Schneider Electric | 01022021 |  | Schneider Electric |  | SER | MGU6.014V.867 |  |  | 6.83 |  | 1 |  | 5 | Verticale 57 dubbele plaat Zand | Plaque 2 poste V57 Sable |  | 2 GANG 57 MM VERTICAL FRAME SAND WH | [18 empty] | 20 | 8420375167979 | 0 |  | 31 | 15 | 8 | 1 | 0.12 | 18420375167976 | 5 | 217 | 1.85 | 1.24 | 0.65 |  | 48420375167977 | 20 | 1003 | 40 | 15 | 15 | [10 empty] | 16 | N | [12 empty] | SU1 | P4 | 3925901000 | [14 empty] | Unica Plus - afdekframe - 4 m - 2 stel verticaal - zandkleur/wit | Plaque de finition, double verticale entraxe 57, Unica Plus Blanc, Sable | [17 empty] | https://eref.se.com/be/nl/sis-tarif/product/MGU6.014V.867 | https://eref.se.com/be/fr/sis-tarif/product/MGU6.014V.867
Schneider Electric | Schneider Electric | 01022021 |  | Schneider Electric |  | SER | MGU6.016V.18 |  |  | 5.2 |  | 1 |  | 5 | Verticale 57 drievoudige plaat Wit | Plaque 3 poste V57 Blanc |  | 3 GANG 57 MM VERTICAL FRAME WH/WH | [18 empty] | 1 | 8420375168037 | 0 |  | 42.9 | 21 | 8 | 1 | 0.168 | 18420375168034 | 5 | 281 | 2.5 | 0.94 | 0.76 |  | 48420375168035 | 25 | 1694 | 40 | 30 | 15 | [10 empty] | 16 | N | [12 empty] | SU1 | P4 | 3925901000 | [14 empty] | Afdekplaat, drievoudige verticaal afstand 57, Unica Plus, Wit | Plaque de finition, triple verticale entraxe 57, Unica Plus, Blanc | [17 empty] | https://eref.se.com/be/nl/sis-tarif/product/MGU6.016V.18 | https://eref.se.com/be/fr/sis-tarif/product/MGU6.016V.18
Schneider Electric | Schneider Electric | 01022021 |  | Schneider Electric |  | SER | MGU6.016V.577 |  |  | 10.23 |  | 1 |  | 5 | Verticale 57 drievoudige plaat Leigrijs | Plaque 3 poste V57 Gris ardoise |  | 3 GANG V57 COVER FRAME SLATE GREY | [18 empty] | 1 | 8420375168143 | 0 |  | 43 | 1.5 | 21.5 | 8.2 | 264.45 | 28420375168147 | 1 | 43 | 21.5 | 8.2 | 1.5 |  |  | 25 | 1875 | 40 | 30 | 15 |  |  | 400 | 38492 | 80 | 60 | 77 |  |  |  | 16 | N | [12 empty] | SU1 | P4 | 8538909999 | [14 empty] | Afdekplaat, drievoudige verticaal afstand 57, Unica Plus Ivoor, Leigrijs | Plaque de finition, triple verticale entraxe 57, Unica Plus Ivoire, Gris ardoise | [17 empty] | https://eref.se.com/be/nl/sis-tarif/product/MGU6.016V.577 | https://eref.se.com/be/fr/sis-tarif/product/MGU6.016V.577
Schneider Electric | Schneider Electric | 01022021 |  | Schneider Electric |  | SER | MGU6.103.524 |  |  | 5.78 |  | 1 |  | 10 | Afdekplaat 3m Champagne | Plaque 3m Champagne |  | 3 modules c. frame Light Grey/Iv | [18 empty] | 1 | 8420375133585 | 0 |  | 24 | 3 | 1 | 1 | 0.003 | 28420375133589 | 10 | 242 | 31 | 9 | 7 |  | 38420375133586 | 30 | 1180 | 40 | 30 | 15 |  |  | 480 | 27400 | 60 | 80 | 77 |  |  |  | 16 | N | [12 empty] | SU1 | P4 | 8538909999 | [14 empty] | Afdekplaat, 3 modules, Unica Plus Ivoor, Champagne | Plaque de finition, 3 modules, Unica Plus Ivoire, Champagne | [17 empty] | https://eref.se.com/be/nl/sis-tarif/product/MGU6.103.524 | https://eref.se.com/be/fr/sis-tarif/product/MGU6.103.524
Schneider Electric | Schneider Electric | 01022021 |  | Schneider Electric |  | SER | MGU6.103.551 |  |  | 5.78 |  | 1 |  | 10 | Afdekplaat 3m Terracota | Plaque 3m Terracota |  | 3 MODULES C. FRAME TERRACOTTA/IV | [18 empty] | 1 | 8420375133608 | 0 |  | 24 | 3.1 | 0.9 | 0.7 | 1.953 | 28420375133602 | 10 | 242 | 31 | 9 | 7 |  |  | 30 | 726 | 40 | 30 | 15 |  |  | 480 | 11616 | 80 | 60 | 77 |  |  |  | 16 | N | [12 empty] | SU1 | P4 | 8538909999 | [14 empty] | Afdekplaat, 3 modules, Unica Plus Ivoor, Terracotta | Plaque de finition, 3 modules, Unica Plus Ivoire, Terracotta | [17 empty] | https://eref.se.com/be/nl/sis-tarif/product/MGU6.103.551 | https://eref.se.com/be/fr/sis-tarif/product/MGU6.103.551
Schneider Electric | Schneider Electric | 01022021 |  | Schneider Electric |  | SER | MGU6.103.554 |  |  | 5.78 |  | 1 |  | 10 | Afdekplaat 3m Gletsjerblauw | Plaque 3m Blue glacier |  | 3 MODULES C. FRAME GLACIER BLUE/IV | [18 empty] | 1 | 8420375133615 | 0 |  | 24 | 3.1 | 0.9 | 0.7 | 1.953 | 28420375133619 | 10 | 242 | 31 | 9 | 7 |  |  | 30 | 726 | 40 | 30 | 15 |  |  | 480 | 11616 | 80 | 60 | 77 |  |  |  | 16 | N | [12 empty] | SU1 | P4 | 8538909999 | [14 empty] | Afdekplaat, 3 modules, Unica Plus Ivoor, Gletsjerblauw | Plaque de finition, 3 modules, Unica Plus Ivoire, Glacier | [17 empty] | https://eref.se.com/be/nl/sis-tarif/product/MGU6.103.554 | https://eref.se.com/be/fr/sis-tarif/product/MGU6.103.554
Schneider Electric | Schneider Electric | 01022021 |  | Schneider Electric |  | SER | MGU6.103.565 |  |  | 4.07 |  | 1 |  | 10 | Afdekplaat 3m Mistig grijs | Plaque 3m Gris brouillard |  | 3 MODULES C. FRAME MIST GREY/IV | [18 empty] | 1 | 8420375133639 | 0 |  | 24 | 3.1 | 0.9 | 0.7 | 1.953 | 28420375133633 | 10 | 242 | 31 | 9 | 7 |  |  | 30 | 726 | 40 | 30 | 15 |  |  | 480 | 11616 | 80 | 60 | 77 |  |  |  | 16 | N | [12 empty] | SU1 | P4 | 8538909999 | [14 empty] | Afdekplaat, 3 modules, Unica Plus Ivoor, Mistig grijs | Plaque de finition, 3 modules, Unica Plus Ivoire, Gris brouillard | [17 empty] | https://eref.se.com/be/nl/sis-tarif/product/MGU6.103.565 | https://eref.se.com/be/fr/sis-tarif/product/MGU6.103.565
Schneider Electric | Schneider Electric | 01022021 |  | Schneider Electric |  | SER | MGU6.103.567 |  |  | 4.07 |  | 1 |  | 10 | Afdekplaat 3m Zand | Plaque 3m Sable |  | 3 modules c. frame Sand/Iv | [18 empty] | 1 | 8420375133653 | 0 |  | 25.75 | 12 | 8 | 2 | 0.192 | 28420375133657 | 10 | 348 | 7 | 31 | 9 |  | 38420375133654 | 30 | 1241 | 40 | 30 | 15 |  |  | 480 | 27856 | 60 | 80 | 75 |  |  |  | 10 | N | [12 empty] | SU1 | P4 | 8538909999 | [14 empty] | Afdekplaat, 3 modules, Unica Plus Ivoor, Zand | Plaque de finition, 3 modules, Unica Plus Ivoire, Sable | [17 empty] | https://eref.se.com/be/nl/sis-tarif/product/MGU6.103.567 | https://eref.se.com/be/fr/sis-tarif/product/MGU6.103.567
Schneider Electric | Schneider Electric | 01022021 |  | Schneider Electric |  | SER | MGU6.103.571 |  |  | 4.07 |  | 1 |  | 10 | Afdekplaat 3m Cacao | Plaque 3m Cacao |  | 3 MODULES C. FRAME CACAO/IV | [18 empty] | 1 | 8420375133684 | 0 |  | 24 | 3.1 | 0.9 | 0.7 | 1.953 | 28420375133688 | 10 | 242 | 31 | 9 | 7 |  |  | 30 | 726 | 40 | 30 | 15 |  |  | 480 | 11616 | 80 | 60 | 77 |  |  |  | 16 | N | [12 empty] | SU1 | P4 | 8538909999 | [14 empty] | Afdekplaat, 3 modules, Unica Plus Ivoor, Cacao | Plaque de finition, 3 modules, Unica Plus Ivoire, Cacao | [17 empty] | https://eref.se.com/be/nl/sis-tarif/product/MGU6.103.571 | https://eref.se.com/be/fr/sis-tarif/product/MGU6.103.571
Schneider Electric | Schneider Electric | 01022021 |  | Schneider Electric |  | SER | MGU6.103.572 |  |  | 4.07 |  | 1 |  | 10 | Afdekplaat 3m Granaat | Plaque 3m Grenat |  | 3 MODULES C. FRAME GARNET/IV | [18 empty] | 1 | 8420375133691 | 0 |  | 24 | 3.1 | 0.9 | 0.7 | 1.953 | 28420375133695 | 10 | 242 | 31 | 9 | 7 |  |  | 30 | 726 | 40 | 30 | 15 |  |  | 480 | 11616 | 80 | 60 | 77 |  |  |  | 16 | N | [12 empty] | SU1 | P4 | 8538909999 | [14 empty] | Afdekplaat, 3 modules, Unica Plus Ivoor, Granaat | Plaque de finition, 3 modules, Unica Plus Ivoire, Grenat | [17 empty] | https://eref.se.com/be/nl/sis-tarif/product/MGU6.103.572 | https://eref.se.com/be/fr/sis-tarif/product/MGU6.103.572
Schneider Electric | Schneider Electric | 01022021 |  | Schneider Electric |  | SER | MGU6.103.574 |  |  | 4.07 |  | 1 |  | 10 | Afdekplaat 3m Nerts | Plaque 3m Vison |  | 3 modules c. frame Mink/Iv | [18 empty] | 1 | 8420375133714 | 0 |  | 24 | 3 | 1 | 1 | 0.003 | 28420375133718 | 10 | 242 | 31 | 9 | 7 |  |  | 30 | 726 | 40 | 30 | 15 |  |  | 480 | 11616 | 80 | 60 | 77 |  |  |  | 16 | N | [12 empty] | SU1 | P4 | 8538909999 | [14 empty] | Afdekplaat, 3 modules, Unica Plus Ivoor, Nerts | Plaque de finition, 3 modules, Unica Plus Ivoire, Vison | [17 empty] | https://eref.se.com/be/nl/sis-tarif/product/MGU6.103.574 | https://eref.se.com/be/fr/sis-tarif/product/MGU6.103.574
Schneider Electric | Schneider Electric | 01022021 |  | Schneider Electric |  | SER | MGU6.103.577 |  |  | 4.07 |  | 1 |  | 10 | Afdekplaat 3m Leigrijs | Plaque 3m Gris ardoise |  | 3 MODULES C. FRAME SLATE GREY/IV | [18 empty] | 1 | 8420375133738 | 0 |  | 24 | 3.1 | 0.9 | 0.7 | 1.953 | 28420375133732 | 10 | 242 | 31 | 9 | 7 |  |  | 30 | 726 | 40 | 30 | 15 |  |  | 480 | 11616 | 80 | 60 | 77 |  |  |  | 16 | N | [12 empty] | SU1 | P4 | 8538909999 | [14 empty] | Afdekplaat, 3 modules, Unica Plus Ivoor, Leigrijs | Plaque de finition, 3 modules, Unica Plus Ivoire, Gris ardoise | [17 empty] | https://eref.se.com/be/nl/sis-tarif/product/MGU6.103.577 | https://eref.se.com/be/fr/sis-tarif/product/MGU6.103.577
Schneider Electric | Schneider Electric | 01022021 |  | Schneider Electric |  | SER | MGU6.103.824 |  |  | 5.78 |  | 1 |  | 10 | Afdekplaat 3m Champagne | Plaque 3m Champagne |  | 3 MOD COVER FRAME Light Grey/WHITE | [18 empty] | 1 | 8420375133745 | 0 |  | 26 | 9 | 21 | 2 | 0.378 | 18420375133742 | 10 | 347 | 32 | 10 | 7.5 |  | 48420375133743 | 30 | 1330 | 40 | 30 | 15 |  | 78420375133744 | 480 | 29780 | 60 | 80 | 77 |  |  |  | 10 | N | [12 empty] | SU1 | P4 | 3926909790 | [14 empty] | Afdekplaat, 3 modules, Unica Plus Ivoor, Champagne | Plaque de finition, 3 modules, Unica Plus Ivoire, Champagne | [17 empty] | https://eref.se.com/be/nl/sis-tarif/product/MGU6.103.824 | https://eref.se.com/be/fr/sis-tarif/product/MGU6.103.824
Schneider Electric | Schneider Electric | 01022021 |  | Schneider Electric |  | SER | MGU6.103.851 |  |  | 5.78 |  | 1 |  | 10 | Afdekplaat 3m Terracota | Plaque 3m Terracota |  | 3 modules c. frame Terracotta/Wh | [18 empty] | 1 | 8420375133769 | 0 |  | 24.2 | 3 | 1 | 1 | 0.003 | 28420375133763 | 10 | 242 | 7 | 31 | 9 |  |  | 30 | 726 | 40 | 30 | 15 |  |  | 480 | 11616 | 80 | 60 | 77 |  |  |  | 16 | N | [12 empty] | SU1 | P4 | 8538909999 | [14 empty] | Afdekplaat, 3 modules, Unica Plus Ivoor, Terracotta | Plaque de finition, 3 modules, Unica Plus Ivoire, Terracotta | [17 empty] | https://eref.se.com/be/nl/sis-tarif/product/MGU6.103.851 | https://eref.se.com/be/fr/sis-tarif/product/MGU6.103.851
Schneider Electric | Schneider Electric | 01022021 |  | Schneider Electric |  | SER | MGU6.103.854 |  |  | 5.78 |  | 1 |  | 10 | Afdekplaat 3m Gletsjerblauw | Plaque 3m Blue glacier |  | 3 modules c. frame Glacier blue/Wh | [18 empty] | 1 | 8420375133776 | 0 |  | 26 | 3 | 1 | 1 | 0.003 | 28420375133770 | 10 | 242 | 7 | 31 | 9 |  |  | 30 | 1460 | 40 | 30 | 15 |  |  | 480 | 31810 | 60 | 80 | 60 |  |  |  | 10 | N | [12 empty] | SU1 | P4 | 8538909999 | [14 empty] | Afdekplaat, 3 modules, Unica Plus Ivoor, Gletsjerblauw | Plaque de finition, 3 modules, Unica Plus Ivoire, Glacier | [17 empty] | https://eref.se.com/be/nl/sis-tarif/product/MGU6.103.854 | https://eref.se.com/be/fr/sis-tarif/product/MGU6.103.854
Schneider Electric | Schneider Electric | 01022021 |  | Schneider Electric |  | SER | MGU6.103.865 |  |  | 4.07 |  | 1 |  | 10 | Afdekplaat 3m Mistig grijs | Plaque 3m Gris brouillard |  | 3 modules c. frame Mist grey/Wh | [18 empty] | 1 | 8420375133790 | 0 |  | 26 | 12 | 8 | 2 | 0.192 | 18420375133797 | 10 | 242 | 0.9 | 3.1 | 0.7 |  | 48420375133798 | 30 | 1457 | 40 | 30 | 15 |  |  | 480 | 31810 | 60 | 80 | 77 |  |  |  | 16 | N | [12 empty] | SU1 | P4 | 8538909999 | [14 empty] | Afdekplaat, 3 modules, Unica Plus Ivoor, Mistig grijs | Plaque de finition, 3 modules, Unica Plus Ivoire, Gris brouillard | [17 empty] | https://eref.se.com/be/nl/sis-tarif/product/MGU6.103.865 | https://eref.se.com/be/fr/sis-tarif/product/MGU6.103.865
Schneider Electric | Schneider Electric | 01022021 |  | Schneider Electric |  | SER | MGU6.103.867 |  |  | 4.07 |  | 1 |  | 10 | Afdekplaat 3m Zand | Plaque 3m Sable |  | 3 MOD COVER FRAME SAND WHITE | [18 empty] | 1 | 8420375133813 | 0 |  | 27 | 12 | 8 | 1 | 0.096 | 18420375133810 | 10 | 344 | 7.5 | 32 | 9.6 |  | 48420375133811 | 30 | 1355 | 40 | 30 | 15 | [10 empty] | 10 | N | [12 empty] | SU1 | P4 | 3926909790 | [14 empty] | Afdekplaat, 3 modules, Unica Plus Ivoor, Zand | Plaque de finition, 3 modules, Unica Plus Ivoire, Sable | [17 empty] | https://eref.se.com/be/nl/sis-tarif/product/MGU6.103.867 | https://eref.se.com/be/fr/sis-tarif/product/MGU6.103.867
Schneider Electric | Schneider Electric | 01022021 |  | Schneider Electric |  | SER | MGU6.103.871 |  |  | 4.07 |  | 1 |  | 10 | Afdekplaat 3m Cacao | Plaque 3m Cacao |  | 3 MOD COVER FRAME CACAO WHITE | [18 empty] | 1 | 8420375133844 | 0 |  | 26 | 12 | 8 | 2 | 0.192 | 18420375133841 | 10 | 331 | 32 | 9.5 | 7.5 |  | 48420375133842 | 30 | 1305 | 40 | 30 | 15 | [10 empty] | 10 | N | [12 empty] | SU1 | P4 | 3926909790 | [14 empty] | Afdekplaat, 3 modules, Unica Plus Ivoor, Cacao | Plaque de finition, 3 modules, Unica Plus Ivoire, Cacao | [17 empty] | https://eref.se.com/be/nl/sis-tarif/product/MGU6.103.871 | https://eref.se.com/be/fr/sis-tarif/product/MGU6.103.871
Schneider Electric | Schneider Electric | 01022021 |  | Schneider Electric |  | SER | MGU6.103.872 |  |  | 4.07 |  | 1 |  | 10 | Afdekplaat 3m Granaat | Plaque 3m Grenat |  | 3 modules c. frame Garnet/Wh | [18 empty] | 1 | 8420375133851 | 0 |  | 26 | 3 | 1 | 1 | 0.003 | 28420375133855 | 10 | 242 | 7 | 31 | 9 |  |  | 30 | 1460 | 40 | 30 | 15 |  |  | 480 | 31810 | 60 | 80 | 60 |  |  |  | 10 | N | [12 empty] | SU1 | P4 | 8538909999 | [14 empty] | Afdekplaat, 3 modules, Unica Plus Ivoor, Granaat | Plaque de finition, 3 modules, Unica Plus Ivoire, Grenat | [17 empty] | https://eref.se.com/be/nl/sis-tarif/product/MGU6.103.872 | https://eref.se.com/be/fr/sis-tarif/product/MGU6.103.872
Schneider Electric | Schneider Electric | 01022021 |  | Schneider Electric |  | SER | MGU6.103.874 |  |  | 4.07 |  | 1 |  | 10 | Afdekplaat 3m Nerts | Plaque 3m Vison |  | 3 MOD COVER FRAME MINK WHITE | [18 empty] | 1 | 8420375133875 | 0 |  | 26 | 8 | 12 | 1 | 0.096 | 18420375133872 | 10 | 331 | 32 | 9.4 | 7.4 |  | 48420375133873 | 30 | 1000 | 40 | 30 | 15 |  |  | 480 | 30000 | 60 | 80 | 77 |  |  |  | 10 | N | [12 empty] | SU1 | P4 | 3926909790 | [14 empty] | Afdekplaat, 3 modules, Unica Plus Ivoor, Nerts | Plaque de finition, 3 modules, Unica Plus Ivoire, Vison | [17 empty] | https://eref.se.com/be/nl/sis-tarif/product/MGU6.103.874 | https://eref.se.com/be/fr/sis-tarif/product/MGU6.103.874
Schneider Electric | Schneider Electric | 01022021 |  | Schneider Electric |  | SER | MGU6.103.877 |  |  | 4.07 |  | 1 |  | 10 | Afdekplaat 3m Leigrijs | Plaque 3m Gris ardoise |  | 3 modules c. frame Slate grey/Wh | [18 empty] | 1 | 8420375133899 | 0 |  | 26 | 12 | 8 | 2 | 0.192 | 18420375133896 | 10 | 205 | 9 | 31 | 7 |  | 48420375133897 | 30 | 1457 | 40 | 30 | 15 |  |  | 480 | 31810 | 60 | 80 | 77 |  |  |  | 10 | N | [12 empty] | SU1 | P4 | 8538909999 | [14 empty] | Afdekplaat, 3 modules, Unica Plus Ivoor, Leigrijs | Plaque de finition, 3 modules, Unica Plus Ivoire, Gris ardoise | [17 empty] | https://eref.se.com/be/nl/sis-tarif/product/MGU6.103.877 | https://eref.se.com/be/fr/sis-tarif/product/MGU6.103.877
Schneider Electric | Schneider Electric | 01022021 |  | Schneider Electric |  | SER | MGU6.104.524 |  |  | 7.93 |  | 1 |  | 5 | Afdekplaat 4m Champagne | Plaque 4m Champagne |  | 4 modules c. frame Light Grey/Iv | [18 empty] | 1 | 8420375133905 | 0 |  | 27 | 5 | 2 | 1 | 0.01 | 28420375133909 | 5 | 134 | 24 | 9 | 7 |  | 38420375133906 | 75 | 2510 | 40 | 30 | 30 |  |  | 600 | 28600 | 60 | 80 | 77 |  |  |  | 16 | N | [12 empty] | SU1 | P4 | 8538909999 | [14 empty] | Afdekplaat, 4 modules, Unica Plus Ivoor, Champagne | Plaque de finition, 4 modules, Unica Plus Ivoire, Champagne | [17 empty] | https://eref.se.com/be/nl/sis-tarif/product/MGU6.104.524 | https://eref.se.com/be/fr/sis-tarif/product/MGU6.104.524
Schneider Electric | Schneider Electric | 01022021 |  | Schneider Electric |  | SER | MGU6.104.551 |  |  | 7.93 |  | 1 |  | 5 | Afdekplaat 4m Terracota | Plaque 4m Terracota |  | 4 modules c. frame Terracotta/Iv | [18 empty] | 1 | 8420375133929 | 0 |  | 26.8 | 5 | 2 | 1 | 0.01 | 28420375133923 | 5 | 134 | 24 | 9 | 7 |  |  | 75 | 2010 | 40 | 30 | 30 |  |  | 600 | 16080 | 80 | 60 | 77 |  |  |  | 16 | N | [12 empty] | SU1 | P4 | 8538909999 | [14 empty] | Afdekplaat, 4 modules, Unica Plus Ivoor, Terracotta | Plaque de finition, 4 modules, Unica Plus Ivoire, Terracotta | [17 empty] | https://eref.se.com/be/nl/sis-tarif/product/MGU6.104.551 | https://eref.se.com/be/fr/sis-tarif/product/MGU6.104.551
Schneider Electric | Schneider Electric | 01022021 |  | Schneider Electric |  | SER | MGU6.104.554 |  |  | 7.93 |  | 1 |  | 5 | Afdekplaat 4m Gletsjerblauw | Plaque 4m Blue glacier |  | 4 modules c. frame Glacier blue/Iv | [18 empty] | 1 | 8420375133936 | 0 |  | 26.8 | 5 | 2 | 1 | 0.01 | 28420375133930 | 5 | 134 | 24 | 9 | 7 |  |  | 75 | 2010 | 40 | 30 | 30 |  |  | 600 | 16080 | 80 | 60 | 77 |  |  |  | 16 | N | [12 empty] | SU1 | P4 | 8538909999 | [14 empty] | Afdekplaat, 4 modules, Unica Plus Ivoor, Gletsjerblauw | Plaque de finition, 4 modules, Unica Plus Ivoire, Glacier | [17 empty] | https://eref.se.com/be/nl/sis-tarif/product/MGU6.104.554 | https://eref.se.com/be/fr/sis-tarif/product/MGU6.104.554
Schneider Electric | Schneider Electric | 01022021 |  | Schneider Electric |  | SER | MGU6.104.565 |  |  | 5.63 |  | 1 |  | 5 | Afdekplaat 4m Mistig grijs | Plaque 4m Gris brouillard |  | 4 modules c. frame Mist grey/Iv | [18 empty] | 1 | 8420375133950 | 0 |  | 27 | 5 | 2 | 1 | 0.01 | 28420375133954 | 5 | 134 | 24 | 9 | 7 |  |  | 75 | 2010 | 40 | 30 | 30 |  |  | 600 | 16080 | 80 | 60 | 77 |  |  |  | 16 | N | [12 empty] | SU1 | P4 | 8538909999 | [14 empty] | Afdekplaat, 4 modules, Unica Plus Ivoor, Mistig grijs | Plaque de finition, 4 modules, Unica Plus Ivoire, Gris brouillard | [17 empty] | https://eref.se.com/be/nl/sis-tarif/product/MGU6.104.565 | https://eref.se.com/be/fr/sis-tarif/product/MGU6.104.565
Schneider Electric | Schneider Electric | 01022021 |  | Schneider Electric |  | SER | MGU6.104.567 |  |  | 5.63 |  | 1 |  | 5 | Afdekplaat 4m Zand | Plaque 4m Sable |  | 4 modules c. frame Sand/Iv | [18 empty] | 1 | 8420375133974 | 0 |  | 27 | 5 | 2 | 1 | 0.01 | 28420375133978 | 5 | 134 | 24 | 9 | 7 |  | 38420375133975 | 75 | 2510 | 40 | 30 | 30 |  |  | 600 | 28600 | 60 | 80 | 77 |  |  |  | 16 | N | [12 empty] | SU1 | P4 | 8538909999 | [14 empty] | Afdekplaat, 4 modules, Unica Plus Ivoor, Zand | Plaque de finition, 4 modules, Unica Plus Ivoire, Sable | [17 empty] | https://eref.se.com/be/nl/sis-tarif/product/MGU6.104.567 | https://eref.se.com/be/fr/sis-tarif/product/MGU6.104.567
Schneider Electric | Schneider Electric | 01022021 |  | Schneider Electric |  | SER | MGU6.104.571 |  |  | 5.63 |  | 1 |  | 5 | Afdekplaat 4m Cacao | Plaque 4m Cacao |  | 4 modules c. frame Cacao/Iv | [18 empty] | 1 | 8420375134001 | 0 |  | 27 | 5 | 2 | 1 | 0.01 | 28420375134005 | 5 | 135 | 2.4 | 0.9 | 0.7 |  |  | 75 | 2510 | 40 | 30 | 30 |  |  | 600 | 28600 | 60 | 80 | 77 |  |  |  | 16 | N | [12 empty] | SU1 | P4 | 8538909999 | [14 empty] | Afdekplaat, 4 modules, Unica Plus Ivoor, Cacao | Plaque de finition, 4 modules, Unica Plus Ivoire, Cacao | [17 empty] | https://eref.se.com/be/nl/sis-tarif/product/MGU6.104.571 | https://eref.se.com/be/fr/sis-tarif/product/MGU6.104.571
Schneider Electric | Schneider Electric | 01022021 |  | Schneider Electric |  | SER | MGU6.104.572 |  |  | 5.63 |  | 1 |  | 5 | Afdekplaat 4m Granaat | Plaque 4m Grenat |  | 4 modules c. frame Garnet/Iv | [18 empty] | 1 | 8420375134018 | 0 |  | 26.8 | 5 | 2 | 1 | 0.01 | 28420375134012 | 5 | 134 | 24 | 9 | 7 |  |  | 75 | 2010 | 40 | 30 | 30 |  |  | 600 | 16080 | 80 | 60 | 77 |  |  |  | 16 | N | [12 empty] | SU1 | P4 | 8538909999 | [14 empty] | Afdekplaat, 4 modules, Unica Plus Ivoor, Granaat | Plaque de finition, 4 modules, Unica Plus Ivoire, Grenat | [17 empty] | https://eref.se.com/be/nl/sis-tarif/product/MGU6.104.572 | https://eref.se.com/be/fr/sis-tarif/product/MGU6.104.572
Schneider Electric | Schneider Electric | 01022021 |  | Schneider Electric |  | SER | MGU6.104.574 |  |  | 5.63 |  | 1 |  | 5 | Afdekplaat 4m Nerts | Plaque 4m Vison |  | 4 modules c. frame Mink/Iv | [18 empty] | 1 | 8420375134032 | 0 |  | 28.25 | 14 | 8 | 1 | 0.112 | 28420375134036 | 5 | 134 | 24 | 9 | 7 |  | 38420375134033 | 75 | 3364 | 40 | 30 | 30 |  |  | 600 | 34912 | 60 | 80 | 75 |  |  |  | 16 | N | [12 empty] | SU1 | P4 | 8538909999 | [14 empty] | Afdekplaat, 4 modules, Unica Plus Ivoor, Nerts | Plaque de finition, 4 modules, Unica Plus Ivoire, Vison | [17 empty] | https://eref.se.com/be/nl/sis-tarif/product/MGU6.104.574 | https://eref.se.com/be/fr/sis-tarif/product/MGU6.104.574
Schneider Electric | Schneider Electric | 01022021 |  | Schneider Electric |  | SER | MGU6.104.824 |  |  | 7.93 |  | 1 |  | 5 | Afdekplaat 4m Champagne | Plaque 4m Champagne |  | 4 MOD COVER FRAME Light Grey/WHITE | [18 empty] | 1 | 8420375134063 | 0 |  | 29.6 | 14 | 8 | 1 | 0.112 | 18420375134060 | 5 | 209 | 7.5 | 25 | 9.5 |  | 48420375134061 | 25 | 1305 | 40 | 30 | 15 |  |  | 400 | 28880 | 60 | 80 | 75 |  |  |  | 16 | N | [12 empty] | SU1 | P4 | 3926909790 | [14 empty] | Afdekplaat, 4 modules, Unica Plus Ivoor, Champagne | Plaque de finition, 4 modules, Unica Plus Ivoire, Champagne | [17 empty] | https://eref.se.com/be/nl/sis-tarif/product/MGU6.104.824 | https://eref.se.com/be/fr/sis-tarif/product/MGU6.104.824
Schneider Electric | Schneider Electric | 01022021 |  | Schneider Electric |  | SER | MGU6.104.851 |  |  | 7.93 |  | 1 |  | 5 | Afdekplaat 4m Terracota | Plaque 4m Terracota |  | 4 modules c. frame Terracotta/Wh | [18 empty] | 1 | 8420375134087 | 0 |  | 26.5 | 5 | 2 | 1 | 0.01 | 28420375134081 | 5 | 134 | 7 | 24 | 9 |  |  | 75 | 2010 | 40 | 30 | 30 |  |  | 600 | 16080 | 80 | 60 | 77 |  |  |  | 16 | N | [12 empty] | SU1 | P4 | 8538909999 | [14 empty] | Afdekplaat, 4 modules, Unica Plus Ivoor, Terracotta | Plaque de finition, 4 modules, Unica Plus Ivoire, Terracotta | [17 empty] | https://eref.se.com/be/nl/sis-tarif/product/MGU6.104.851 | https://eref.se.com/be/fr/sis-tarif/product/MGU6.104.851
Schneider Electric | Schneider Electric | 01022021 |  | Schneider Electric |  | SER | MGU6.104.854 |  |  | 7.93 |  | 1 |  | 5 | Afdekplaat 4m Gletsjerblauw | Plaque 4m Blue glacier |  | 4 modules c. frame Glacier blue/Wh | [18 empty] | 1 | 8420375134094 | 0 |  | 26.8 | 5 | 2 | 1 | 0.01 | 28420375134098 | 5 | 134 | 24 | 9 | 7 |  |  | 75 | 2010 | 40 | 30 | 30 |  |  | 600 | 16080 | 80 | 60 | 77 |  |  |  | 16 | N | [12 empty] | SU1 | P4 | 8538909999 | [14 empty] | Afdekplaat, 4 modules, Unica Plus Ivoor, Gletsjerblauw | Plaque de finition, 4 modules, Unica Plus Ivoire, Glacier | [17 empty] | https://eref.se.com/be/nl/sis-tarif/product/MGU6.104.854 | https://eref.se.com/be/fr/sis-tarif/product/MGU6.104.854
Schneider Electric | Schneider Electric | 01022021 |  | Schneider Electric |  | SER | MGU6.104.865 |  |  | 5.63 |  | 1 |  | 5 | Afdekplaat 4m Mistig grijs | Plaque 4m Gris brouillard |  | 4 modules c. frame Mist grey/Wh | [18 empty] | 5 | 8420375134117 | 0 |  | 29 | 14 | 8 | 2 | 0.224 | 28420375134111 | 5 | 202 | 7 | 24 | 9 |  | 38420375134118 | 75 | 3740 | 40 | 30 | 30 |  |  | 600 | 38440 | 60 | 80 | 77 |  |  |  | 16 | N | [12 empty] | SU1 | P4 | 8538909999 | [14 empty] | Afdekplaat, 4 modules, Unica Plus Ivoor, Mistig grijs | Plaque de finition, 4 modules, Unica Plus Ivoire, Gris brouillard | [17 empty] | https://eref.se.com/be/nl/sis-tarif/product/MGU6.104.865 | https://eref.se.com/be/fr/sis-tarif/product/MGU6.104.865
Schneider Electric | Schneider Electric | 01022021 |  | Schneider Electric |  | SER | MGU6.104.867 |  |  | 5.63 |  | 1 |  | 5 | Afdekplaat 4m Zand | Plaque 4m Sable |  | 4 MOD COVER FRAME SAND WHITE | [18 empty] | 1 | 8420375134131 | 0 |  | 28 | 15 | 8 | 2 | 0.24 | 18420375134138 | 5 | 134 | 24 | 9 | 7 |  | 48420375134139 | 25 | 1327 | 40 | 30 | 15 | [10 empty] | 16 | N | [12 empty] | SU1 | P4 | 3926909790 | [14 empty] | Afdekplaat, 4 modules, Unica Plus Ivoor, Zand | Plaque de finition, 4 modules, Unica Plus Ivoire, Sable | [17 empty] | https://eref.se.com/be/nl/sis-tarif/product/MGU6.104.867 | https://eref.se.com/be/fr/sis-tarif/product/MGU6.104.867
Schneider Electric | Schneider Electric | 01022021 |  | Schneider Electric |  | SER | MGU6.104.871 |  |  | 5.63 |  | 1 |  | 5 | Afdekplaat 4m Cacao | Plaque 4m Cacao |  | 4 MOD COVER FRAME CACAO WHITE | [18 empty] | 1 | 8420375134162 | 0 |  | 29 | 14 | 8 | 1 | 0.112 | 18420375134169 | 5 | 134 | 24 | 9 | 7 |  | 48420375134160 | 5 | 434 | 40 | 15 | 15 |  |  | 160 | 19990 | 60 | 80 | 77 |  |  |  | 16 | N | [12 empty] | SU1 | P4 | 3926909790 | [14 empty] | Afdekplaat, 4 modules, Unica Plus Ivoor, Cacao | Plaque de finition, 4 modules, Unica Plus Ivoire, Cacao | [17 empty] | https://eref.se.com/be/nl/sis-tarif/product/MGU6.104.871 | https://eref.se.com/be/fr/sis-tarif/product/MGU6.104.871
Schneider Electric | Schneider Electric | 01022021 |  | Schneider Electric |  | SER | MGU6.104.872 |  |  | 5.63 |  | 1 |  | 5 | Afdekplaat 4m Granaat | Plaque 4m Grenat |  | 4 modules c. frame Garnet/Wh | [18 empty] | 1 | 8420375134179 | 0 |  | 26 | 5 | 2 | 1 | 0.01 | 28420375134173 | 5 | 134 | 2.4 | 0.9 | 0.7 | [9 empty] | 160 | 19990 | 60 | 80 | 77 |  |  |  | 16 | N | [12 empty] | SU1 | P4 | 8538909999 | [14 empty] | Afdekplaat, 4 modules, Unica Plus Ivoor, Granaat | Plaque de finition, 4 modules, Unica Plus Ivoire, Grenat | [17 empty] | https://eref.se.com/be/nl/sis-tarif/product/MGU6.104.872 | https://eref.se.com/be/fr/sis-tarif/product/MGU6.104.872
Schneider Electric | Schneider Electric | 01022021 |  | Schneider Electric |  | SER | MGU6.104.874 |  |  | 5.63 |  | 1 |  | 5 | Afdekplaat 4m Nerts | Plaque 4m Vison |  | 4 MOD COVER FRAME MINK WHITE | [18 empty] | 1 | 8420375134193 | 0 |  | 29 | 14 | 8 | 1 | 0.112 | 18420375134190 | 5 | 211 | 7.5 | 25 | 9.5 |  | 48420375134191 | 5 | 436 | 40 | 15 | 15 |  |  | 160 | 22390 | 60 | 80 | 77 |  |  |  | 16 | N | [12 empty] | SU1 | P4 | 3926909790 | [14 empty] | Afdekplaat, 4 modules, Unica Plus Ivoor, Nerts | Plaque de finition, 4 modules, Unica Plus Ivoire, Vison | [17 empty] | https://eref.se.com/be/nl/sis-tarif/product/MGU6.104.874 | https://eref.se.com/be/fr/sis-tarif/product/MGU6.104.874
Schneider Electric | Schneider Electric | 01022021 |  | Schneider Electric |  | SER | MGU6.104.877 |  |  | 5.63 |  | 1 |  | 5 | Afdekplaat 4m Leigrijs | Plaque 4m Gris ardoise |  | 4 modules c. frame Slate grey/Wh | [18 empty] | 1 | 8420375134216 | 0 |  | 27 | 5 | 2 | 1 | 0.01 | 28420375134210 | 5 | 135 | 24 | 9 | 7 |  |  | 75 | 2510 | 40 | 30 | 30 |  |  | 600 | 28600 | 60 | 80 | 77 |  |  |  | 16 | N | [12 empty] | SU1 | P4 | 8538909999 | [14 empty] | Afdekplaat, 4 modules, Unica Plus Ivoor, Leigrijs | Plaque de finition, 4 modules, Unica Plus Ivoire, Gris ardoise | [17 empty] | https://eref.se.com/be/nl/sis-tarif/product/MGU6.104.877 | https://eref.se.com/be/fr/sis-tarif/product/MGU6.104.877
Schneider Electric | Schneider Electric | 01022021 |  | Schneider Electric |  | SER | MGU6.106.524 |  |  | 10.01 |  | 1 |  | 5 | AFDEKPLAAT 6M CHAMPAGNE | PLAQUE 6M CHAMPAGNE |  | 6 modules c. frame Light Grey/Iv | [18 empty] | 1 | 3606480434778 | 0 |  | 36 | 20 | 8 | 1 | 0.16 | 13606480434775 | 5 | 250 | 7.6 | 25 | 9.4 |  |  | 75 | 4460 | 40 | 30 | 30 |  |  | 600 | 44200 | 60 | 80 | 77 |  |  |  | 16 | N | [12 empty] | SU1 | P4 | 8538909999 | [14 empty] | Afdekplaat, 6 modules, Unica Plus Ivoor, Champagne | Plaque de finition, 6 modules, Unica Plus Ivoire, Champagne | [17 empty] | https://eref.se.com/be/nl/sis-tarif/product/MGU6.106.524 | https://eref.se.com/be/fr/sis-tarif/product/MGU6.106.524
Schneider Electric | Schneider Electric | 01022021 |  | Schneider Electric |  | SER | MGU6.106.551 |  |  | 10.01 |  | 1 |  | 5 | AFDEKPLAAT 6M TERRACOTA | PLAQUE 6M TERRACOTA |  | 6 modules c. frame Terracotta/Iv | [18 empty] | 1 | 3606480434792 | 0 |  | 36 | 20 | 8 | 1 | 0.16 | 13606480434799 | 5 | 250 | 7.6 | 25 | 9.4 |  |  | 25 | 1705 | 40 | 30 | 15 |  |  | 400 | 35780 | 80 | 60 | 77 |  |  |  | 16 | N | [12 empty] | SU1 | P4 | 8538909999 | [14 empty] | Afdekplaat, 6 modules, Unica Plus Ivoor, Terracotta | Plaque de finition, 6 modules, Unica Plus Ivoire, Terracotta | [17 empty] | https://eref.se.com/be/nl/sis-tarif/product/MGU6.106.551 | https://eref.se.com/be/fr/sis-tarif/product/MGU6.106.551
Schneider Electric | Schneider Electric | 01022021 |  | Schneider Electric |  | SER | MGU6.106.554 |  |  | 10.01 |  | 1 |  | 5 | AFDEKPLAAT 6M IJZIG BLAUW | PLAQUE 6M BLUE GLACIER |  | 6 modules c. frame Glacier blue/Iv | [18 empty] | 1 | 3606480434808 | 0 |  | 36 | 20 | 8 | 1 | 0.16 | 13606480434805 | 5 | 250 | 7.6 | 25 | 9.4 |  |  | 25 | 1705 | 40 | 30 | 15 |  |  | 400 | 35780 | 80 | 60 | 77 |  |  |  | 16 | N | [12 empty] | SU1 | P4 | 8538909999 | [14 empty] | Afdekplaat, 6 modules, Unica Plus Ivoor, Gletsjerblauw | Plaque de finition, 6 modules, Unica Plus Ivoire, Glacier | [17 empty] | https://eref.se.com/be/nl/sis-tarif/product/MGU6.106.554 | https://eref.se.com/be/fr/sis-tarif/product/MGU6.106.554
Schneider Electric | Schneider Electric | 01022021 |  | Schneider Electric |  | SER | MGU6.106.565 |  |  | 7.1 |  | 1 |  | 5 | AFDEKPLAAT 6M MISTIG GRIJS | PLAQUE 6M GRIS BROUILLARD |  | 6 modules c. frame Mist grey/Iv | [18 empty] | 1 | 3606480434822 | 0 |  | 36 | 20 | 8 | 1 | 0.16 | 13606480434829 | 5 | 250 | 7.6 | 25 | 9.4 |  |  | 25 | 1705 | 40 | 30 | 15 |  |  | 400 | 35780 | 80 | 60 | 77 |  |  |  | 16 | N | [12 empty] | SU1 | P4 | 8538909999 | [14 empty] | Afdekplaat, 6 modules, Unica Plus Ivoor, Mistig grijs | Plaque de finition, 6 modules, Unica Plus Ivoire, Gris brouillard | [17 empty] | https://eref.se.com/be/nl/sis-tarif/product/MGU6.106.565 | https://eref.se.com/be/fr/sis-tarif/product/MGU6.106.565
Schneider Electric | Schneider Electric | 01022021 |  | Schneider Electric |  | SER | MGU6.106.567 |  |  | 7.1 |  | 1 |  | 5 | AFDEKPLAAT 6M ZAND | PLAQUE 6M SABLE |  | 6 modules c. frame Sand/Iv | [18 empty] | 1 | 3606480434846 | 0 |  | 36 | 20 | 8 | 1 | 0.16 | 13606480434843 | 5 | 250 | 2.5 | 0.94 | 0.76 |  |  | 75 | 4460 | 40 | 30 | 30 |  |  | 600 | 44200 | 60 | 80 | 60 |  |  |  | 16 | N | [12 empty] | SU1 | P4 | 8538909999 | [14 empty] | Afdekplaat, 6 modules, Unica Plus Ivoor, Zand | Plaque de finition, 6 modules, Unica Plus Ivoire, Sable | [17 empty] | https://eref.se.com/be/nl/sis-tarif/product/MGU6.106.567 | https://eref.se.com/be/fr/sis-tarif/product/MGU6.106.567
Schneider Electric | Schneider Electric | 01022021 |  | Schneider Electric |  | SER | MGU6.106.571 |  |  | 7.1 |  | 1 |  | 5 | AFDEKPLAAT 6M CACAO | PLAQUE 6M CACAO |  | 6 modules c. frame Cacao/Iv | [18 empty] | 1 | 3606480434877 | 0 |  | 36 | 20 | 8 | 1 | 0.16 | 13606480434874 | 5 | 250 | 7.6 | 25 | 9.4 |  |  | 25 | 1705 | 40 | 30 | 15 |  |  | 400 | 35780 | 80 | 60 | 77 |  |  |  | 16 | N | [12 empty] | SU1 | P4 | 8538909999 | [14 empty] | Afdekplaat, 6 modules, Unica Plus Ivoor, Cacao | Plaque de finition, 6 modules, Unica Plus Ivoire, Cacao | [17 empty] | https://eref.se.com/be/nl/sis-tarif/product/MGU6.106.571 | https://eref.se.com/be/fr/sis-tarif/product/MGU6.106.571
Schneider Electric | Schneider Electric | 01022021 |  | Schneider Electric |  | SER | MGU6.106.572 |  |  | 7.1 |  | 1 |  | 5 | AFDEKPLAAT 6M GRANAAT | PLAQUE 6M GRENAT |  | 6 modules c. frame Garnet/Iv | [18 empty] | 1 | 3606480434884 | 0 |  | 36 | 20 | 8 | 1 | 0.16 | 13606480434881 | 5 | 250 | 7.6 | 25 | 9.4 |  |  | 25 | 1705 | 40 | 30 | 15 |  |  | 400 | 35780 | 80 | 60 | 77 |  |  |  | 16 | N | [12 empty] | SU1 | P4 | 8538909999 | [14 empty] | Afdekplaat, 6 modules, Unica Plus Ivoor, Granaat | Plaque de finition, 6 modules, Unica Plus Ivoire, Grenat | [17 empty] | https://eref.se.com/be/nl/sis-tarif/product/MGU6.106.572 | https://eref.se.com/be/fr/sis-tarif/product/MGU6.106.572
Schneider Electric | Schneider Electric | 01022021 |  | Schneider Electric |  | SER | MGU6.106.574 |  |  | 7.1 |  | 1 |  | 5 | AFDEKPLAAT 6M NERTS | PLAQUE 6M VISON |  | 6 modules c. frame Mink/Iv | [18 empty] | 1 | 3606480434907 | 0 |  | 36 | 20 | 8 | 1 | 0.16 | 13606480434904 | 5 | 250 | 7.6 | 25 | 9.4 |  |  | 25 | 1705 | 40 | 30 | 15 |  |  | 400 | 35780 | 80 | 60 | 77 |  |  |  | 16 | N | [12 empty] | SU1 | P4 | 8538909999 | [14 empty] | Afdekplaat, 6 modules, Unica Plus Ivoor, Nerts | Plaque de finition, 6 modules, Unica Plus Ivoire, Vison | [17 empty] | https://eref.se.com/be/nl/sis-tarif/product/MGU6.106.574 | https://eref.se.com/be/fr/sis-tarif/product/MGU6.106.574
Schneider Electric | Schneider Electric | 01022021 |  | Schneider Electric |  | SER | MGU6.106.824 |  |  | 10.01 |  | 1 |  | 5 | AFDEKPLAAT 6M CHAMPAGNE | PLAQUE 6M CHAMPAGNE |  | 6 MOD COVER FRAME Light Grey/WHITE | [18 empty] | 1 | 3606480434938 | 0 |  | 39 | 20 | 8 | 2 | 0.32 | 13606480434935 | 5 | 254 | 7.5 | 25 | 9.5 |  | 43606480434936 | 25 | 1235 | 40 | 30 | 15 |  |  | 400 | 27760 | 60 | 80 | 75 |  |  |  | 16 | N | [12 empty] | SU1 | P4 | 3926909790 | [14 empty] | Afdekplaat, 6 modules, Unica Plus Ivoor, Champagne | Plaque de finition, 6 modules, Unica Plus Ivoire, Champagne | [17 empty] | https://eref.se.com/be/nl/sis-tarif/product/MGU6.106.824 | https://eref.se.com/be/fr/sis-tarif/product/MGU6.106.824
Schneider Electric | Schneider Electric | 01022021 |  | Schneider Electric |  | SER | MGU6.106.851 |  |  | 10.01 |  | 1 |  | 5 | AFDEKPLAAT 6M TERRACOTA | PLAQUE 6M TERRACOTA |  | 6 modules c. frame Terracotta/Wh | [18 empty] | 1 | 3606480434952 | 0 |  | 36 | 20 | 8 | 1 | 0.16 | 13606480434959 | 5 | 250 | 7.6 | 25 | 9.4 |  |  | 25 | 1705 | 40 | 30 | 15 |  |  | 400 | 35780 | 80 | 60 | 77 |  |  |  | 16 | N | [12 empty] | SU1 | P4 | 8538909999 | [14 empty] | Afdekplaat, 6 modules, Unica Plus Ivoor, Terracotta | Plaque de finition, 6 modules, Unica Plus Ivoire, Terracotta | [17 empty] | https://eref.se.com/be/nl/sis-tarif/product/MGU6.106.851 | https://eref.se.com/be/fr/sis-tarif/product/MGU6.106.851
Schneider Electric | Schneider Electric | 01022021 |  | Schneider Electric |  | SER | MGU6.106.854 |  |  | 10.01 |  | 1 |  | 5 | AFDEKPLAAT 6M IJZIG BLAUW | PLAQUE 6M BLUE GLACIER |  | 6 modules c. frame Glacier blue/Wh | [18 empty] | 1 | 3606480434969 | 0 |  | 36 | 20 | 8 | 1 | 0.16 | 13606480434966 | 5 | 250 | 7.6 | 25 | 9.4 |  |  | 25 | 1705 | 40 | 30 | 15 |  |  | 400 | 35780 | 80 | 60 | 77 |  |  |  | 16 | N | [12 empty] | SU1 | P4 | 8538909999 | [14 empty] | Afdekplaat, 6 modules, Unica Plus Ivoor, Gletsjerblauw | Plaque de finition, 6 modules, Unica Plus Ivoire, Glacier | [17 empty] | https://eref.se.com/be/nl/sis-tarif/product/MGU6.106.854 | https://eref.se.com/be/fr/sis-tarif/product/MGU6.106.854
Schneider Electric | Schneider Electric | 01022021 |  | Schneider Electric |  | SER | MGU6.106.865 |  |  | 7.1 |  | 1 |  | 5 | AFDEKPLAAT 6M MISTIG GRIJS | PLAQUE 6M GRIS BROUILLARD |  | 6 modules c. frame Mist grey/Wh | [18 empty] | 1 | 3606480434983 | 0 |  | 36 | 20 | 8 | 1 | 0.16 | 13606480434980 | 5 | 250 | 0.76 | 2.5 | 0.94 |  |  | 25 | 1710 | 40 | 30 | 15 |  |  | 400 | 35780 | 60 | 80 | 77 |  |  |  | 16 | N | [12 empty] | SU1 | P4 | 8538909999 | [14 empty] | Afdekplaat, 6 modules, Unica Plus Ivoor, Mistig grijs | Plaque de finition, 6 modules, Unica Plus Ivoire, Gris brouillard | [17 empty] | https://eref.se.com/be/nl/sis-tarif/product/MGU6.106.865 | https://eref.se.com/be/fr/sis-tarif/product/MGU6.106.865
Schneider Electric | Schneider Electric | 01022021 |  | Schneider Electric |  | SER | MGU6.106.867 |  |  | 7.1 |  | 1 |  | 5 | AFDEKPLAAT 6M ZAND | PLAQUE 6M SABLE |  | 6 MOD COVER FRAME SAND/WHITE | [18 empty] | 1 | 3606480435003 | 0 |  | 39 | 20 | 8 | 1 | 0.16 | 13606480435000 | 5 | 255 | 7.5 | 25 | 9.5 |  | 43606480435001 | 25 | 1636 | 40 | 30 | 15 | [10 empty] | 16 | N | [12 empty] | SU1 | P4 | 3926909790 | [14 empty] | Afdekplaat, 6 modules, Unica Plus Ivoor, Zand | Plaque de finition, 6 modules, Unica Plus Ivoire, Sable | [17 empty] | https://eref.se.com/be/nl/sis-tarif/product/MGU6.106.867 | https://eref.se.com/be/fr/sis-tarif/product/MGU6.106.867
Schneider Electric | Schneider Electric | 01022021 |  | Schneider Electric |  | SER | MGU6.106.871 |  |  | 7.1 |  | 1 |  | 5 | AFDEKPLAAT 6M CACAO | PLAQUE 6M CACAO |  | 6 MOD COVER FRAME CACAO WHITE | [18 empty] | 1 | 3606480435034 | 0 |  | 38 | 20 | 8 | 2 | 0.32 | 13606480435031 | 5 | 258 | 7.5 | 25 | 9.5 |  | 43606480435032 | 25 | 1525 | 40 | 30 | 15 |  |  | 400 | 32400 | 60 | 80 | 75 |  |  |  | 16 | N | [12 empty] | SU1 | P4 | 3926909790 | [14 empty] | Afdekplaat, 6 modules, Unica Plus Ivoor, Cacao | Plaque de finition, 6 modules, Unica Plus Ivoire, Cacao | [17 empty] | https://eref.se.com/be/nl/sis-tarif/product/MGU6.106.871 | https://eref.se.com/be/fr/sis-tarif/product/MGU6.106.871
Schneider Electric | Schneider Electric | 01022021 |  | Schneider Electric |  | SER | MGU6.106.872 |  |  | 7.1 |  | 1 |  | 5 | AFDEKPLAAT 6M GRANAAT | PLAQUE 6M GRENAT |  | 6 modules c. frame Garnet/Wh | [18 empty] | 1 | 3606480435041 | 0 |  | 36 | 20 | 8 | 1 | 0.16 | 13606480435048 | 5 | 250 | 7.6 | 25 | 9.4 |  |  | 25 | 1710 | 40 | 30 | 15 |  |  | 400 | 35780 | 60 | 80 | 60 |  |  |  | 16 | N | [12 empty] | SU1 | P4 | 8538909999 | [14 empty] | Afdekplaat, 6 modules, Unica Plus Ivoor, Granaat | Plaque de finition, 6 modules, Unica Plus Ivoire, Grenat | [17 empty] | https://eref.se.com/be/nl/sis-tarif/product/MGU6.106.872 | https://eref.se.com/be/fr/sis-tarif/product/MGU6.106.872
Schneider Electric | Schneider Electric | 01022021 |  | Schneider Electric |  | SER | MGU6.106.874 |  |  | 7.1 |  | 1 |  | 5 | AFDEKPLAAT 6M NERTS | PLAQUE 6M VISON |  | 6 MOD COVER FRAME MINK/WHITE | [18 empty] | 1 | 3606480435065 | 0 |  | 38 | 20 | 8 | 1 | 0.16 | 13606480435062 | 5 | 254 | 2.5 | 0.94 | 0.76 |  | 43606480435063 | 25 | 1705 | 40 | 30 | 15 |  |  | 400 | 35780 | 60 | 80 | 77 |  |  |  | 16 | N | [12 empty] | SU1 | P4 | 3926909790 | [14 empty] | Afdekplaat, 6 modules, Unica Plus Ivoor, Nerts | Plaque de finition, 6 modules, Unica Plus Ivoire, Vison | [17 empty] | https://eref.se.com/be/nl/sis-tarif/product/MGU6.106.874 | https://eref.se.com/be/fr/sis-tarif/product/MGU6.106.874
Schneider Electric | Schneider Electric | 01022021 |  | Schneider Electric |  | SER | MGU6.106.877 |  |  | 7.1 |  | 1 |  | 5 | AFDEKPLAAT 6M LEIGRIJS | PLAQUE 6M GRIS ARDOISE |  | 6 modules c. frame Slate grey/Wh | [18 empty] | 1 | 3606480435089 | 0 |  | 36 | 20 | 8 | 1 | 0.16 | 13606480435086 | 5 | 250 | 2.5 | 0.94 | 0.76 |  |  | 25 | 1710 | 40 | 30 | 15 |  |  | 400 | 35780 | 60 | 80 | 77 |  |  |  | 16 | N | [12 empty] | SU1 | P4 | 8538909999 | [14 empty] | Afdekplaat, 6 modules, Unica Plus Ivoor, Leigrijs | Plaque de finition, 6 modules, Unica Plus Ivoire, Gris ardoise | [17 empty] | https://eref.se.com/be/nl/sis-tarif/product/MGU6.106.877 | https://eref.se.com/be/fr/sis-tarif/product/MGU6.106.877
Schneider Electric | Schneider Electric | 01022021 |  | Schneider Electric |  | SER | MGU63.065.524 |  |  | 22.66 |  | 1 |  | 5 | Dubbel stopcontact 2P+A kindve Champagne | 2 PC 2P+T Plus Champagne |  | Double S.O. Plus 2-way pe CZ/SK | [8 empty] | 09.07 | 1 | [8 empty] | 1 | 8420375128116 | 0 |  | 119 | 5 | 9 | 12 | 0.54 | 28420375128110 | 5 | 595 | 25 | 17.2 | 11.8 |  |  | 20 | 2380 | 40 | 30 | 30 |  |  | 160 | 19040 | 60 | 80 | 77 |  |  |  | 16 | N | [12 empty] | SU1 | P4 | 8536699099 | [14 empty] | Dubbele stopcontact 2P+A,schroefaansluiting, Unica Plus Ivoor, Champagne | Prise de courant 2P+T double, connexion à vis, Unica Plus Ivoire, Champagne | [17 empty] | https://eref.se.com/be/nl/sis-tarif/product/MGU63.065.524 | https://eref.se.com/be/fr/sis-tarif/product/MGU63.065.524
Schneider Electric | Schneider Electric | 01022021 |  | Schneider Electric |  | SER | MGU63.065.551 |  |  | 22.66 |  | 1 |  | 5 | Dubbel stopcontact 2P+A kindve Terracota | 2 PC 2P+T Plus Terracota |  | Double S.O. Plus 2-way pe CZ/SK | [8 empty] | 09.07 | 1 | [8 empty] | 1 | 8420375128130 | 0 |  | 119 | 5 | 9 | 12 | 0.54 | 28420375128134 | 5 | 595 | 25 | 17.2 | 11.8 |  |  | 20 | 2380 | 40 | 30 | 30 |  |  | 160 | 19040 | 80 | 60 | 77 |  |  |  | 16 | N | [12 empty] | SU1 | P4 | 8536699099 | [14 empty] | Dubbele stopcontact 2P+A,schroefaansluiting, Unica Plus Ivoor, Terracotta | Prise de courant 2P+T double, connexion à vis, Unica Plus Ivoire, Terracotta | [17 empty] | https://eref.se.com/be/nl/sis-tarif/product/MGU63.065.551 | https://eref.se.com/be/fr/sis-tarif/product/MGU63.065.551
Schneider Electric | Schneider Electric | 01022021 |  | Schneider Electric |  | SER | MGU63.065.565 |  |  | 20.71 |  | 1 |  | 5 | Dubbel stopcontac 2P+A kind Mistig grijs | 2 PC 2P+T Plus Gris brouillard |  | Double S.O. Plus 2-way pe CZ/SK | [8 empty] | 09.07 | 1 | [8 empty] | 1 | 8420375128161 | 0 |  | 119 | 5 | 9 | 12 | 0.54 | 28420375128165 | 5 | 595 | 25 | 17.2 | 11.8 |  |  | 20 | 2380 | 40 | 30 | 30 |  |  | 160 | 19040 | 80 | 60 | 77 |  |  |  | 16 | N | [12 empty] | SU1 | P4 | 8536699099 | [14 empty] | Dubbele stopcontact 2P+A,schroefaansluiting, Unica Plus Ivoor, Mistig grijs | Prise de courant 2P+T double, connexion à vis, Unica Plus Ivoire,Gris brouillard | [17 empty] | https://eref.se.com/be/nl/sis-tarif/product/MGU63.065.565 | https://eref.se.com/be/fr/sis-tarif/product/MGU63.065.565
Schneider Electric | Schneider Electric | 01022021 |  | Schneider Electric |  | SER | MGU63.065.567 |  |  | 20.71 |  | 1 |  | 5 | Dubbel stopcontact 2P+A kindveilig Zand | 2 PC 2P+T Plus Sable |  | Double S.O. Plus 2-way pe CZ/SK | [8 empty] | 09.07 | 1 | [8 empty] | 1 | 8420375128185 | 0 |  | 119 | 5 | 9 | 12 | 0.54 | 28420375128189 | 5 | 595 | 2.5 | 1.72 | 1.18 |  |  | 20 | 2380 | 40 | 30 | 30 |  |  | 160 | 19040 | 60 | 80 | 77 |  |  |  | 16 | N | [12 empty] | SU1 | P4 | 8536699099 | [14 empty] | Dubbele stopcontact 2P+A,schroefaansluiting, Unica Plus Ivoor, Zand | Prise de courant 2P+T double, connexion à vis, Unica Plus Ivoire, Sable | [17 empty] | https://eref.se.com/be/nl/sis-tarif/product/MGU63.065.567 | https://eref.se.com/be/fr/sis-tarif/product/MGU63.065.567
Schneider Electric | Schneider Electric | 01022021 |  | Schneider Electric |  | SER | MGU63.065.571 |  |  | 20.71 |  | 1 |  | 5 | Dubbel stopcontact 2P+A kindveilig Cacao | 2 PC 2P+T Plus Cacao |  | Double S.O. Plus 2-way pe CZ/SK | [8 empty] | 09.07 | 1 | [8 empty] | 1 | 8420375128215 | 0 |  | 119 | 5 | 9 | 12 | 0.54 | 28420375128219 | 5 | 595 | 25 | 17.2 | 11.8 |  |  | 20 | 2380 | 40 | 30 | 30 |  |  | 160 | 19040 | 80 | 60 | 77 |  |  |  | 16 | N | [12 empty] | SU1 | P4 | 8536699099 | [14 empty] | Dubbele stopcontact 2P+A,schroefaansluiting, Unica Plus Ivoor, Cacao | Prise de courant 2P+T double, connexion à vis, Unica Plus Ivoire, Cacao | [17 empty] | https://eref.se.com/be/nl/sis-tarif/product/MGU63.065.571 | https://eref.se.com/be/fr/sis-tarif/product/MGU63.065.571
Schneider Electric | Schneider Electric | 01022021 |  | Schneider Electric |  | SER | MGU63.065.572 |  |  | 20.71 |  | 1 |  | 5 | Dubbel stopcontact 2P+A kindveil Granaat | 2 PC 2P+T Plus Grenat |  | Double S.O. Plus 2-way pe CZ/SK | [8 empty] | 09.07 | 1 | [8 empty] | 1 | 8420375128222 | 0 |  | 119 | 5 | 9 | 12 | 0.54 | 28420375128226 | 5 | 595 | 25 | 17.2 | 11.8 |  |  | 20 | 2380 | 40 | 30 | 30 |  |  | 160 | 19040 | 80 | 60 | 77 |  |  |  | 16 | N | [12 empty] | SU1 | P4 | 8536699099 | [14 empty] | Dubbele stopcontact 2P+A,schroefaansluiting, Unica Plus Ivoor, Granaat | Prise de courant 2P+T double, connexion à vis, Unica Plus Ivoire, Grenat | [17 empty] | https://eref.se.com/be/nl/sis-tarif/product/MGU63.065.572 | https://eref.se.com/be/fr/sis-tarif/product/MGU63.065.572
Schneider Electric | Schneider Electric | 01022021 |  | Schneider Electric |  | SER | MGU63.065.574 |  |  | 20.71 |  | 1 |  | 5 | Dubbel stopcontact 2P+A kindveilig Nerts | 2 PC 2P+T Plus Vison |  | Double S.O. Plus 2-way pe CZ/SK | [8 empty] | 09.07 | 1 | [8 empty] | 1 | 8420375128246 | 0 |  | 119 | 5 | 9 | 12 | 0.54 | 28420375128240 | 5 | 595 | 25 | 17.2 | 11.8 |  |  | 20 | 2380 | 40 | 30 | 30 |  |  | 160 | 19040 | 80 | 60 | 77 |  |  |  | 16 | N | [12 empty] | SU1 | P4 | 8536699099 | [14 empty] | Dubbele stopcontact 2P+A,schroefaansluiting, Unica Plus Ivoor, Nerts | Prise de courant 2P+T double, connexion à vis, Unica Plus Ivoire, Vison | [17 empty] | https://eref.se.com/be/nl/sis-tarif/product/MGU63.065.574 | https://eref.se.com/be/fr/sis-tarif/product/MGU63.065.574
Schneider Electric | Schneider Electric | 01022021 |  | Schneider Electric |  | SER | MGU63.065.577 |  |  | 20.71 |  | 1 |  | 5 | Dubbel stopcontact 2P+A kindvei Leigrijs | 2 PC 2P+T Plus Gris ardoise |  | Double S.O. Plus 2-way pe CZ/SK | [8 empty] | 09.07 | 1 | [8 empty] | 1 | 8420375128260 | 0 |  | 119 | 5 | 9 | 12 | 0.54 | 28420375128264 | 5 | 595 | 25 | 17.2 | 11.8 |  |  | 20 | 2380 | 40 | 30 | 30 |  |  | 160 | 19040 | 80 | 60 | 77 |  |  |  | 16 | N | [12 empty] | SU1 | P4 | 8536699099 | [14 empty] | Dubbele stopcontact 2P+A,schroefaansluiting, Unica Plus Ivoor, Leigrijs | Prise de courant 2P+T double, connexion à vis, Unica Plus Ivoire, Gris ardoise | [17 empty] | https://eref.se.com/be/nl/sis-tarif/product/MGU63.065.577 | https://eref.se.com/be/fr/sis-tarif/product/MGU63.065.577
Schneider Electric | Schneider Electric | 01022021 |  | Schneider Electric |  | SER | MGU63.065.824 |  |  | 22.66 |  | 1 |  | 5 | Dubbel stopcontact 2P+A kindve Champagne | 2 PC 2P+T Plus Champagne |  | Double S.O. Plus 2-way pe CZ/SK | [8 empty] | 09.07 | 1 | [8 empty] | 1 | 8420375128277 | 0 |  | 119 | 5 | 9 | 12 | 0.54 | 28420375128271 | 5 | 595 | 25 | 17.2 | 11.8 |  |  | 20 | 2380 | 40 | 30 | 30 |  |  | 160 | 19040 | 80 | 60 | 77 |  |  |  | 16 | N | [12 empty] | SU1 | P4 | 8536699099 | [14 empty] | Dubbele stopcontact 2P+A,schroefaansluiting, Unica Plus Wit, Champagne | Prise de courant 2P+T double, connexion à vis, Unica Plus Blanc, Champagne | [17 empty] | https://eref.se.com/be/nl/sis-tarif/product/MGU63.065.824 | https://eref.se.com/be/fr/sis-tarif/product/MGU63.065.824
Schneider Electric | Schneider Electric | 01022021 |  | Schneider Electric |  | SER | MGU63.065.851 |  |  | 22.66 |  | 1 |  | 5 | Dubbel stopcontact 2P+A kindv Terracota | 2 PC 2P+T Plus Terracota |  | Double S.O. Plus 2-way pe CZ/SK | [8 empty] | 09.07 | 1 | [8 empty] | 1 | 8420375128291 | 0 |  | 119 | 5 | 9 | 12 | 0.54 | 28420375128295 | 5 | 595 | 25 | 17.2 | 11.8 |  |  | 20 | 2380 | 40 | 30 | 30 |  |  | 160 | 19040 | 80 | 60 | 77 |  |  |  | 16 | N | [12 empty] | SU1 | P4 | 8536699099 | [14 empty] | Dubbele stopcontact 2P+A,schroefaansluiting, Unica Plus Wit, Terracotta | Prise de courant 2P+T double, connexion à vis, Unica Plus Blanc, Terracotta | [17 empty] | https://eref.se.com/be/nl/sis-tarif/product/MGU63.065.851 | https://eref.se.com/be/fr/sis-tarif/product/MGU63.065.851
Schneider Electric | Schneider Electric | 01022021 |  | Schneider Electric |  | SER | MGU63.065.854 |  |  | 22.66 |  | 1 |  | 5 | Dubbel stopcontact 2P+A kind Gletsjerbla | 2 PC 2P+T Plus Blue glacier |  | Double S.O. Plus 2-way pe CZ/SK | [8 empty] | 09.07 | 1 | [8 empty] | 1 | 8420375128307 | 0 |  | 119 | 5 | 9 | 12 | 0.54 | 28420375128301 | 5 | 595 | 25 | 17.2 | 11.8 |  |  | 20 | 2380 | 40 | 30 | 30 |  |  | 160 | 19040 | 80 | 60 | 77 |  |  |  | 16 | N | [12 empty] | SU1 | P4 | 8536699099 | [14 empty] | Dubbele stopcontact 2P+A,schroefaansluiting, Unica Plus Wit, Gletsjerblauw | Prise de courant 2P+T double, connexion à vis, Unica Plus Blanc, Bleu glacier | [17 empty] | https://eref.se.com/be/nl/sis-tarif/product/MGU63.065.854 | https://eref.se.com/be/fr/sis-tarif/product/MGU63.065.854
Schneider Electric | Schneider Electric | 01022021 |  | Schneider Electric |  | SER | MGU63.065.867 |  |  | 20.71 |  | 1 |  | 5 | Dubbel stopcontact 2P+A kindveilig Zand | 2 PC 2P+T Plus Sable |  | Double S.O. Plus 2-way pe CZ/SK | [8 empty] | 09.07 | 1 | [8 empty] | 1 | 8420375128345 | 0 |  | 114.25 | 13 | 9 | 4 | 0.468 | 28420375128349 | 5 | 595 | 25 | 17.2 | 11.8 |  | 38420375128346 | 20 | 3239 | 40 | 30 | 30 |  |  | 160 | 33912 | 60 | 80 | 75 |  |  |  | 16 | N | [12 empty] | SU1 | P4 | 8536699099 | [14 empty] | Dubbele stopcontact 2P+A,schroefaansluiting, Unica Plus Wit, Zand | Prise de courant 2P+T double, connexion à vis, Unica Plus Blanc, Sable | [17 empty] | https://eref.se.com/be/nl/sis-tarif/product/MGU63.065.867 | https://eref.se.com/be/fr/sis-tarif/product/MGU63.065.867
Schneider Electric | Schneider Electric | 01022021 |  | Schneider Electric |  | SER | MGU63.065.871 |  |  | 20.71 |  | 1 |  | 5 | Dubbel stopcontact 2P+A kindveilig Cacao | 2 PC 2P+T Plus Cacao |  | Double S.O. Plus 2-way pe CZ/SK | [8 empty] | 09.07 | 1 | [8 empty] | 1 | 8420375128376 | 0 |  | 119 | 5 | 9 | 12 | 0.54 | 28420375128370 | 5 | 595 | 25 | 17.2 | 11.8 |  |  | 20 | 2380 | 40 | 30 | 30 |  |  | 160 | 19040 | 60 | 80 | 77 |  |  |  | 16 | N | [12 empty] | SU1 | P4 | 8536699099 | [14 empty] | Dubbele stopcontact 2P+A,schroefaansluiting, Unica Plus Wit, Cacao | Prise de courant 2P+T double, connexion à vis, Unica Plus Blanc, Cacao | [17 empty] | https://eref.se.com/be/nl/sis-tarif/product/MGU63.065.871 | https://eref.se.com/be/fr/sis-tarif/product/MGU63.065.871
Schneider Electric | Schneider Electric | 01022021 |  | Schneider Electric |  | SER | MGU63.065.872 |  |  | 20.71 |  | 1 |  | 5 | Dubbel stopcontact 2P+A kindveil Granaat | 2 PC 2P+T Plus Grenat |  | Double S.O. Plus 2-way pe CZ/SK | [8 empty] | 09.07 | 1 | [8 empty] | 1 | 8420375128383 | 0 |  | 119 | 5 | 9 | 12 | 0.54 | 28420375128387 | 5 | 595 | 25 | 17.2 | 11.8 |  |  | 20 | 2380 | 40 | 30 | 30 |  |  | 160 | 19040 | 60 | 80 | 77 |  |  |  | 16 | N | [12 empty] | SU1 | P4 | 8536699099 | [14 empty] | Dubbele stopcontact 2P+A,schroefaansluiting, Unica Plus Wit, Granaat | Prise de courant 2P+T double, connexion à vis, Unica Plus Blanc, Grenat | [17 empty] | https://eref.se.com/be/nl/sis-tarif/product/MGU63.065.872 | https://eref.se.com/be/fr/sis-tarif/product/MGU63.065.872
Schneider Electric | Schneider Electric | 01022021 |  | Schneider Electric |  | SER | MGU63.065.874 |  |  | 20.71 |  | 1 |  | 5 | Dubbel stopcontact 2P+A kindveilig Nerts | 2 PC 2P+T Plus Vison |  | Double S.O. Plus 2-way pe CZ/SK | [8 empty] | 09.07 | 1 | [8 empty] | 1 | 8420375128406 | 0 |  | 119 | 5 | 9 | 12 | 0.54 | 28420375128400 | 5 | 595 | 25 | 17.2 | 11.8 |  |  | 20 | 2380 | 40 | 30 | 30 |  |  | 160 | 19040 | 60 | 80 | 77 |  |  |  | 16 | N | [12 empty] | SU1 | P4 | 8536699099 | [14 empty] | Dubbele stopcontact 2P+A,schroefaansluiting, Unica Plus Wit, Nerts | Prise de courant 2P+T double, connexion à vis, Unica Plus Blanc, Vison | [17 empty] | https://eref.se.com/be/nl/sis-tarif/product/MGU63.065.874 | https://eref.se.com/be/fr/sis-tarif/product/MGU63.065.874
Schneider Electric | Schneider Electric | 01022021 |  | Schneider Electric |  | SER | MGU63.065.877 |  |  | 20.71 |  | 1 |  | 5 | Dubbel stopcontact 2P+A kindvei Leigrijs | 2 PC 2P+T Plus Gris ardoise |  | Double S.O. Plus 2-way pe CZ/SK | [8 empty] | 09.07 | 1 | [8 empty] | 1 | 8420375128420 | 0 |  | 113 | 13 | 9 | 4 | 0.468 | 28420375128424 | 5 | 595 | 25 | 17.2 | 11.8 |  | 38420375128421 | 20 | 3153 | 40 | 30 | 30 |  |  | 160 | 33226 | 60 | 80 | 75 |  |  |  | 16 | N | [12 empty] | SU1 | P4 | 8536699099 | [14 empty] | Dubbele stopcontact 2P+A,schroefaansluiting, Unica Plus Wit, Leigrijs | Prise de courant 2P+T double, connexion à vis, Unica Plus Blanc, Gris ardoise | [17 empty] | https://eref.se.com/be/nl/sis-tarif/product/MGU63.065.877 | https://eref.se.com/be/fr/sis-tarif/product/MGU63.065.877
Schneider Electric | Schneider Electric | 01022021 |  | Schneider Electric |  | SER | MGU63.069.18 |  |  | 18.3 |  | 1 |  | 5 | Dubbel stopcontact 2P+A kindveilig Wit | Prise double 2P+T Plus Blanche |  | 2X SO PO FR 2P PIN E PLUS WHITE/WHITE | [8 empty] | 09.07 | 1 | [8 empty] | 1 | 8420375128772 | 0 |  | 129 | 12 | 9 | 4 | 0.432 | 18420375128779 | 5 | 796 | 12.3 | 26 | 17.5 |  | 48420375128770 | 20 | 3536 | 40 | 30 | 30 |  |  | 160 | 36288 | 60 | 80 | 75 |  |  |  | 16 | N | [12 empty] | SU1 | P4 | 8536699099 | [14 empty] | Dubbele stopcontact 2P+A,schroefaansluiting, Unica Plus, Wit | Prise de courant 2P+T double, connexion à vis, Unica Plus, Blanc | [17 empty] | https://eref.se.com/be/nl/sis-tarif/product/MGU63.069.18 | https://eref.se.com/be/fr/sis-tarif/product/MGU63.069.18
Schneider Electric | Schneider Electric | 01022021 |  | Schneider Electric |  | SER | MGU63.069.25 |  |  | 17.84 |  | 1 |  | 5 | DUBBEL STOPCONTACT 2P+A KINDVEILIG IVOOR | PRISE DOUBLE 2P+T PLUS IVOIRE |  | Double S.O. Plus 2-way pe PO/FR | [8 empty] | 09.07 | 1 | [8 empty] | 20 | 8420375128789 | 0 |  | 129 | 5 | 12 | 9 | 0.54 | 28420375128783 | 5 | 595 | 12 | 26.2 | 17.5 |  |  | 20 | 3093 | 40 | 30 | 30 |  |  | 160 | 33244 | 60 | 80 | 77 |  |  |  | 16 | N | [12 empty] | SU1 | P4 | 8536699099 | [14 empty] | Unica Plus - 2 volledige S.O. - 2P+E, kleppen, PO/FR - 4 m - ivoor | Unica Plus - 2 prises complètes - 2P+E, obturateurs, PO/FR - 4 m - ivoire | [17 empty] | https://eref.se.com/be/nl/sis-tarif/product/MGU63.069.25 | https://eref.se.com/be/fr/sis-tarif/product/MGU63.069.25
Schneider Electric | Schneider Electric | 01022021 |  | Schneider Electric |  | SER | MGU63.069.824 |  |  | 22.11 |  | 1 |  | 5 | DUBBEL STOPCONTACT 2P+A CHAMPAGNE | PRISE DOUBLE 2P+T PLUS CHAMPAGNE |  | Double S.O. Plus 2-way pe PO/FR | [8 empty] | 09.07 | 1 | [8 empty] | 20 | 8420375128956 | 0 |  | 129 | 5 | 12 | 9 | 0.54 | 28420375128950 | 5 | 595 | 12 | 26.2 | 17.5 |  |  | 20 | 3093 | 40 | 30 | 30 |  |  | 160 | 33244 | 60 | 80 | 77 |  |  |  | 16 | N | [12 empty] | SU1 | P4 | 8536699099 | [14 empty] | Unica Plus - 2 volledige S.O. - 2P+E, kleppen, PO/FR - 4 m - wit/champagne | Unica Plus - 2 prises complètes - 2P+E, obturateurs, PO/FR -4 m- blanc/champagne | [17 empty] | https://eref.se.com/be/nl/sis-tarif/product/MGU63.069.824 | https://eref.se.com/be/fr/sis-tarif/product/MGU63.069.824
Schneider Electric | Schneider Electric | 01022021 |  | Schneider Electric |  | SER | MGU63.069.877 |  |  | 20.71 |  | 1 |  | 5 | DUBBEL STOPCONTACT 2P+A KINDVEILIG GRIJS | PRISE DOUBLE 2P+T PLUS GRIS ARDOISE |  | Double S.O. Plus 2-way pe PO/FR | [8 empty] | 09.07 | 1 | [8 empty] | 20 | 8420375129106 | 0 |  | 129 | 12 | 9 | 5 | 0.54 | 28420375129100 | 5 | 595 | 26.2 | 17.5 | 12 | [17 empty] | 16 | N | [12 empty] | SU1 | P4 | 8536699099 | [14 empty] | Dubbele stopcontact 2P+A,schroefaansluiting, Unica Plus Wit, Leigrijs | Prise de courant 2P+T double, connexion à vis, Unica Plus Blanc, Gris ardoise | [17 empty] | https://eref.se.com/be/nl/sis-tarif/product/MGU63.069.877 | https://eref.se.com/be/fr/sis-tarif/product/MGU63.069.877
Schneider Electric | Schneider Electric | 01022021 |  | Schneider Electric |  | SER | MGU66.002.010 |  |  | 18.21 |  | 1 |  | 5 | Enkelvoudige plaat Chroom blinkend | Plaque 1 poste Chrome brillant |  | 1G OUTER PLATE ALUM BRIGHT CHROME | [18 empty] | 1 | 8420375115765 | 0 |  | 60.6 | 9 | 8 | 2 | 0.144 | 28420375115769 | 5 | 390 | 6.5 | 18.5 | 12.5 |  | 48420375115763 | 80 | 6167 | 40 | 30 | 30 |  |  | 640 | 57336 | 60 | 80 | 75 |  |  |  | 10 | N | [12 empty] | SU2 | P5 | 7907000000 | [14 empty] | Afdekplaat, enkelvoudig, Unica Top Aluminium, Chroom blinkend | Plaque de finition, simple, Unica Top Aluminium, Chrome brillant | [17 empty] | https://eref.se.com/be/nl/sis-tarif/product/MGU66.002.010 | https://eref.se.com/be/fr/sis-tarif/product/MGU66.002.010
Schneider Electric | Schneider Electric | 01022021 |  | Schneider Electric |  | SER | MGU66.002.038 |  |  | 15.42 |  | 1 |  | 5 | Enkelvoudige plaat Chroom mat | Plaque 1 poste Chrome satiné |  | 1G OUTER PLATE ALUM GLOSSY CHROME | [18 empty] | 1 | 8420375115772 | 0 |  | 60.5 | 9 | 8 | 2 | 0.144 | 28420375115776 | 5 | 310 | 17.5 | 12 | 6 |  | 48420375115770 | 80 | 6154 | 40 | 30 | 30 |  |  | 640 | 57232 | 60 | 80 | 75 |  |  |  | 10 | N | [12 empty] | SU2 | P5 | 7907000000 | [14 empty] | Afdekplaat, enkelvoudig, Unica Top Aluminium, Chroom mat | Plaque de finition, simple, Unica Top Aluminium, Chrome mat | [17 empty] | https://eref.se.com/be/nl/sis-tarif/product/MGU66.002.038 | https://eref.se.com/be/fr/sis-tarif/product/MGU66.002.038
Schneider Electric | Schneider Electric | 01022021 |  | Schneider Electric |  | SER | MGU66.002.039 |  |  | 15.42 |  | 1 |  | 5 | Enkelvoudige plaat Nikkel mat | Plaque 1 poste Nickel mat |  | 1G OUTER PLATE ALUM MATT NICKEL | [18 empty] | 1 | 8420375115789 | 0 |  | 60.2 | 9 | 8 | 1 | 0.072 | 28420375115783 | 5 | 310 | 17.5 | 12 | 6 |  | 48420375115787 | 80 | 6101 | 40 | 30 | 30 |  |  | 640 | 56808 | 60 | 80 | 75 |  |  |  | 16 | N | [12 empty] | SU2 | P5 | 7907000000 | [14 empty] | Afdekplaat, enkelvoudig, Unica Top Aluminium, Nikkel mat | Plaque de finition, simple, Unica Top Aluminium, Nickel mat | [17 empty] | https://eref.se.com/be/nl/sis-tarif/product/MGU66.002.039 | https://eref.se.com/be/fr/sis-tarif/product/MGU66.002.039
Schneider Electric | Schneider Electric | 01022021 |  | Schneider Electric |  | SER | MGU66.002.092 |  |  | 18.21 |  | 1 |  | 5 | Enkelvoudige plaat Wit | Plaque 1 poste Blanc Techno |  | 1G OUTER PLATE ALUM TOP WHITE | [18 empty] | 1 | 8420375154979 | 0 |  | 64 | 9 | 8 | 1 | 0.072 | 28420375154973 | 5 | 390 | 1.9 | 0.7 | 1.3 |  | 48420375154977 | 80 | 6110 | 40 | 30 | 30 | [10 empty] | 10 | N | [12 empty] | SU2 | P5 | 7907000000 | [14 empty] | Afdekplaat, enkelvoudig, Unica Top Aluminium, Wit | Plaque de finition, simple, Unica Top Aluminium, Blanc | [17 empty] | https://eref.se.com/be/nl/sis-tarif/product/MGU66.002.092 | https://eref.se.com/be/fr/sis-tarif/product/MGU66.002.092
Schneider Electric | Schneider Electric | 01022021 |  | Schneider Electric |  | SER | MGU66.002.093 |  |  | 18.21 |  | 1 |  | 5 | ENKELVOUDIGE PLAAT RHODIUM ZWART | PLAQUE 1 POSTE NOIR RHODIUM |  | 1G OUTER PLATE ALUM RHODIUM BLACK | [18 empty] | 1 | 8420375154986 | 0 |  | 61.25 | 9 | 8 | 2 | 0.144 | 28420375154980 | 5 | 358 | 6.5 | 18.5 | 12.5 |  | 48420375154984 | 80 | 6032 | 40 | 30 | 30 |  |  | 640 | 56256 | 60 | 80 | 75 |  |  |  | 10 | N | [12 empty] | SU2 | P5 | 7907000000 | [14 empty] | Afdekplaat, enkelvoudig, Unica Top Aluminium, Rhodium zwart | Plaque de finition, simple, Unica Top Aluminium, Noir Rhodium | [17 empty] | https://eref.se.com/be/nl/sis-tarif/product/MGU66.002.093 | https://eref.se.com/be/fr/sis-tarif/product/MGU66.002.093
Schneider Electric | Schneider Electric | 01022021 |  | Schneider Electric |  | SER | MGU66.002.096 |  |  | 15.42 |  | 1 |  | 5 | 1GANG C. FRAME ONYX COPPER/AL | Plaque 1 poste Cuivre Onyx |  | 1G OUTER PLATE ALUM ONYX COPPER | [18 empty] | 1 | 8420375155013 | 0 |  | 59.5 | 9 | 8 | 2 | 0.144 | 28420375155017 | 5 | 353 | 6.5 | 18.5 | 12.5 |  | 48420375155011 | 80 | 6020 | 40 | 30 | 30 |  |  | 640 | 56160 | 60 | 80 | 75 |  |  |  | 10 | N | [12 empty] | SU2 | P5 | 7907000000 | [14 empty] | Afdekplaat, enkelvoudig, Unica Top Aluminium, Onyx koper | Plaque de finition, simple, Unica Top Aluminium, Cuivre onyx | [17 empty] | https://eref.se.com/be/nl/sis-tarif/product/MGU66.002.096 | https://eref.se.com/be/fr/sis-tarif/product/MGU66.002.096
Schneider Electric | Schneider Electric | 01022021 |  | Schneider Electric |  | SER | MGU66.002.097 |  |  | 15.42 |  | 1 |  | 5 | Enkelvoudige plaat Metaalgrijs | Plaque 1 poste Gris Métal |  | 1G OUTER PLATE ALUM METAL GREY | [18 empty] | 1 | 8420375155020 | 0 |  | 62.6 | 9 | 8 | 1 | 0.072 | 28420375155024 | 5 | 374 | 6.5 | 18.5 | 12.5 |  | 48420375155028 | 80 | 6276 | 40 | 30 | 30 |  |  | 640 | 58208 | 60 | 80 | 75 |  |  |  | 10 | N | [12 empty] | SU2 | P5 | 7907000000 | [14 empty] | Afdekplaat, enkelvoudig, Unica Top Aluminium, Metaalgrijs | Plaque de finition, simple, Unica Top Aluminium, Gris métal | [17 empty] | https://eref.se.com/be/nl/sis-tarif/product/MGU66.002.097 | https://eref.se.com/be/fr/sis-tarif/product/MGU66.002.097
Schneider Electric | Schneider Electric | 01022021 |  | Schneider Electric |  | SER | MGU66.002.0M2 |  |  | 45.97 |  | 1 |  | 5 | Enkelvoudige plaat Kerselaar | Plaque 1 poste Cerisier |  | 1G OUTER PLATE ALUM CHERRY TREE | [18 empty] | 1 | 8420375115802 | 0 |  | 28.6 | 10 | 10 | 2 | 0.2 | 28420375115806 | 5 | 202 | 11.8 | 10.8 | 11 |  | 48420375115800 | 60 | 2862 | 40 | 30 | 30 |  |  | 480 | 30896 | 60 | 80 | 75 |  |  |  | 17 | N | [12 empty] | SU2 | P5 | 7907000000 | [14 empty] | Afdekplaat, enkelvoudig, Unica Top Aluminium, Kerselaar | Plaque de finition, simple, Unica Top Aluminium, Cerisier | [17 empty] | https://eref.se.com/be/nl/sis-tarif/product/MGU66.002.0M2 | https://eref.se.com/be/fr/sis-tarif/product/MGU66.002.0M2
Schneider Electric | Schneider Electric | 01022021 |  | Schneider Electric |  | SER | MGU66.002.0M3 |  |  | 45.97 |  | 1 |  | 5 | Enkelvoudige plaat Wengue | Plaque 1 poste Wengue |  | 1G OUTER PLATE ALUM WENGUE | [18 empty] | 1 | 8420375115819 | 0 |  | 28 | 10 | 10 | 2 | 0.2 | 28420375115813 | 5 | 205 | 11.8 | 10.6 | 11.2 |  | 48420375115817 | 60 | 2919 | 40 | 30 | 30 |  |  | 480 | 26880 | 60 | 80 | 77 |  |  |  | 16 | N | [12 empty] | SU2 | P5 | 7907000000 | [14 empty] | Afdekplaat, enkelvoudig, Unica Top Aluminium, Wengue | Plaque de finition, simple, Unica Top Aluminium, Wengué | [17 empty] | https://eref.se.com/be/nl/sis-tarif/product/MGU66.002.0M3 | https://eref.se.com/be/fr/sis-tarif/product/MGU66.002.0M3
Schneider Electric | Schneider Electric | 01022021 |  | Schneider Electric |  | SER | MGU66.002.0M4 |  |  | 45.97 |  | 1 |  | 5 | Enkelvoudige plaat Tabak | Plaque 1 poste Tabac |  | 1G OUTER PLATE ALUM TOBACCO | [18 empty] | 1 | 8420375115826 | 0 |  | 29.2 | 10 | 10 | 2 | 0.2 | 28420375115820 | 5 | 208 | 12 | 10.8 | 11.2 |  | 48420375115824 | 60 | 2857 | 40 | 30 | 30 |  |  | 480 | 30856 | 60 | 80 | 75 |  |  |  | 17 | N | [12 empty] | SU2 | P5 | 7907000000 | [14 empty] | Afdekplaat, enkelvoudig, Unica Top Aluminium, Tabak | Plaque de finition, simple, Unica Top Aluminium, Tabac | [17 empty] | https://eref.se.com/be/nl/sis-tarif/product/MGU66.002.0M4 | https://eref.se.com/be/fr/sis-tarif/product/MGU66.002.0M4
Schneider Electric | Schneider Electric | 01022021 |  | Schneider Electric |  | SER | MGU66.002.210 |  |  | 18.21 |  | 1 |  | 5 | Enkelvoudige plaat Chroom blinkend | Plaque 1 poste Chrome brillant |  | 1G OUTER PLATE GRAPH BRIGHT CHROME | [18 empty] | 1 | 8420375153736 | 0 |  | 62 | 8 | 9 | 1 | 0.072 | 28420375153730 | 5 | 374 | 6.5 | 18.5 | 12.5 |  | 48420375153734 | 80 | 6000 | 40 | 30 | 30 |  |  | 640 | 61000 | 60 | 80 | 60 |  |  |  | 10 | N | [12 empty] | SU2 | P5 | 7907000000 | [14 empty] | Afdekplaat, enkelvoudig, Unica Top Grafiet, Chroom blinkend | Plaque de finition, simple, Unica Top Graphite, Chrome brillant | [17 empty] | https://eref.se.com/be/nl/sis-tarif/product/MGU66.002.210 | https://eref.se.com/be/fr/sis-tarif/product/MGU66.002.210
Schneider Electric | Schneider Electric | 01022021 |  | Schneider Electric |  | SER | MGU66.002.238 |  |  | 15.42 |  | 1 |  | 5 | Enkelvoudige plaat Chroom mat | Plaque 1 poste Chrome satiné |  | 1G OUTER PLATE GRAPH GLOSSY CHROME | [18 empty] | 1 | 8420375153743 | 0 |  | 64.6 | 9 | 8 | 1 | 0.072 | 28420375153747 | 5 | 382.25 | 1.85 | 1.25 | 0.65 |  | 48420375153741 | 80 | 6488 | 40 | 30 | 30 |  |  | 640 | 59904 | 60 | 80 | 75 |  |  |  | 10 | N | [12 empty] | SU2 | P5 | 7907000000 | [14 empty] | Afdekplaat, enkelvoudig, Unica Top Grafiet, Chroom mat | Plaque de finition, simple, Unica Top Graphite, Chrome mat | [17 empty] | https://eref.se.com/be/nl/sis-tarif/product/MGU66.002.238 | https://eref.se.com/be/fr/sis-tarif/product/MGU66.002.238
Schneider Electric | Schneider Electric | 01022021 |  | Schneider Electric |  | SER | MGU66.002.239 |  |  | 15.42 |  | 1 |  | 5 | Enkelvoudige plaat Nikkel mat | Plaque 1 poste Nickel mat |  | 1G OUTER PLATE GRAPH MATT NICKEL | [18 empty] | 1 | 8420375153750 | 0 |  | 60.5 | 9 | 8 | 2 | 0.144 | 28420375153754 | 5 | 310 | 17.5 | 12 | 6 |  | 48420375153758 | 80 | 6117 | 40 | 30 | 30 |  |  | 640 | 56936 | 60 | 80 | 75 |  |  |  | 16 | N | [12 empty] | SU2 | P5 | 7907000000 | [14 empty] | Afdekplaat, enkelvoudig, Unica Top Grafiet, Nikkel mat | Plaque de finition, simple, Unica Top Graphite, Nickel mat | [17 empty] | https://eref.se.com/be/nl/sis-tarif/product/MGU66.002.239 | https://eref.se.com/be/fr/sis-tarif/product/MGU66.002.239
Schneider Electric | Schneider Electric | 01022021 |  | Schneider Electric |  | SER | MGU66.002.292 |  |  | 18.21 |  | 1 |  | 5 | Enkelvoudige plaat Wit | Plaque 1 poste Blanc Techno |  | 1G OUTER PLATE GRAPH TOP WHITE | [18 empty] | 1 | 8420375154412 | 0 |  | 66 | 9 | 8 | 1 | 0.072 | 28420375154416 | 5 | 376 | 6.5 | 18.5 | 12.5 |  | 48420375154410 | 80 | 6600 | 40 | 30 | 30 |  |  | 640 | 60800 | 60 | 80 | 75 |  |  |  | 17 | N | [12 empty] | SU2 | P5 | 7907000000 | [14 empty] | Afdekplaat, enkelvoudig, Unica Top Grafiet, Wit | Plaque de finition, simple, Unica Top Graphite, Blanc | [17 empty] | https://eref.se.com/be/nl/sis-tarif/product/MGU66.002.292 | https://eref.se.com/be/fr/sis-tarif/product/MGU66.002.292
Schneider Electric | Schneider Electric | 01022021 |  | Schneider Electric |  | SER | MGU66.002.293 |  |  | 18.21 |  | 1 |  | 5 | ENKELVOUDIGE PLAAT RHODIUM ZWART | PLAQUE 1 POSTE NOIR RHODIUM |  | 1G OUTER PLATE GRAPH RHODIUM BLACK | [18 empty] | 1 | 8420375154429 | 0 |  | 63.5 | 9 | 8 | 2 | 0.144 | 28420375154423 | 5 | 355 | 6.5 | 18.5 | 12.5 |  | 48420375154427 | 80 | 6003 | 40 | 30 | 30 | [10 empty] | 10 | N | [12 empty] | SU2 | P5 | 7907000000 | [14 empty] | Afdekplaat, enkelvoudig, Unica Top Grafiet, Rhodium zwart | Plaque de finition, simple, Unica Top Graphite, Noir Rhodium | [17 empty] | https://eref.se.com/be/nl/sis-tarif/product/MGU66.002.293 | https://eref.se.com/be/fr/sis-tarif/product/MGU66.002.293
Schneider Electric | Schneider Electric | 01022021 |  | Schneider Electric |  | SER | MGU66.002.296 |  |  | 15.42 |  | 1 |  | 5 | Enkelvoudige plaat Onyx koper | Plaque 1 poste Cuivre Onyx |  | 1G OUTER PLATE GRAPH ONYX COPPER | [18 empty] | 1 | 8420375154450 | 0 |  | 59 | 9 | 8 | 1 | 0.072 | 28420375154454 | 5 | 374 | 0.65 | 1.85 | 1.25 |  | 48420375154458 | 80 | 6020 | 40 | 30 | 30 |  |  | 640 | 56160 | 60 | 80 | 73 |  |  |  | 17 | N | [12 empty] | SU2 | P5 | 7907000000 | [14 empty] | Afdekplaat, enkelvoudig, Unica Top Grafiet, Onyx koper | Plaque de finition, simple, Unica Top Graphite, Cuivre onyx | [17 empty] | https://eref.se.com/be/nl/sis-tarif/product/MGU66.002.296 | https://eref.se.com/be/fr/sis-tarif/product/MGU66.002.296
Schneider Electric | Schneider Electric | 01022021 |  | Schneider Electric |  | SER | MGU66.002.297 |  |  | 15.42 |  | 1 |  | 5 | Enkelvoudige plaat Metaalgrijs | Plaque 1 poste Gris Métal |  | 1G OUTER PLATE GRAPH METAL GREY | [18 empty] | 1 | 8420375154467 | 0 |  | 64.5 | 9 | 8 | 2 | 0.144 | 28420375154461 | 5 | 353.5 | 1.85 | 1.25 | 0.65 |  | 48420375154465 | 80 | 6020 | 40 | 30 | 30 |  |  | 640 | 56160 | 60 | 80 | 75 |  |  |  | 10 | N | [12 empty] | SU2 | P5 | 7907000000 | [14 empty] | Afdekplaat, enkelvoudig, Unica Top Grafiet, Metaalgrijs | Plaque de finition, simple, Unica Top Graphite, Gris métal | [17 empty] | https://eref.se.com/be/nl/sis-tarif/product/MGU66.002.297 | https://eref.se.com/be/fr/sis-tarif/product/MGU66.002.297
Schneider Electric | Schneider Electric | 01022021 |  | Schneider Electric |  | SER | MGU66.002.2M2 |  |  | 45.97 |  | 1 |  | 5 | Enkelvoudige plaat Kerselaar | Plaque 1 poste Cerisier |  | 1G OUTER PLATE GRAPH CHERRY TREE | [18 empty] | 1 | 8420375153774 | 0 |  | 28 | 10 | 10 | 2 | 0.2 | 28420375153778 | 5 | 195 | 12 | 10 | 11.5 |  | 48420375153772 | 60 | 2867 | 40 | 30 | 30 |  |  | 480 | 31436 | 60 | 80 | 77 |  |  |  | 10 | N | [12 empty] | SU2 | P5 | 7907000000 | [14 empty] | Afdekplaat, enkelvoudig, Unica Top Grafiet, Kerselaar | Plaque de finition, simple, Unica Top Graphite, Cerisier | [17 empty] | https://eref.se.com/be/nl/sis-tarif/product/MGU66.002.2M2 | https://eref.se.com/be/fr/sis-tarif/product/MGU66.002.2M2
Schneider Electric | Schneider Electric | 01022021 |  | Schneider Electric |  | SER | MGU66.002.2M3 |  |  | 45.97 |  | 1 |  | 5 | Enkelvoudige plaat Wengue | Plaque 1 poste Wengue |  | 1G OUTER PLATE GRAPH WENGUE | [18 empty] | 1 | 8420375153781 | 0 |  | 28 | 10 | 10 | 10 | 1 | 28420375153785 | 5 | 510 | 9.4 | 11.5 | 10.6 |  | 38420375153782 | 60 | 2725 | 40 | 30 | 30 |  |  | 480 | 29800 | 60 | 80 | 75 |  |  |  | 10 | N | [12 empty] | SU2 | P5 | 7907000000 | [14 empty] | Afdekplaat, enkelvoudig, Unica Top Grafiet, Wengue | Plaque de finition, simple, Unica Top Graphite, Wengué | [17 empty] | https://eref.se.com/be/nl/sis-tarif/product/MGU66.002.2M3 | https://eref.se.com/be/fr/sis-tarif/product/MGU66.002.2M3
Schneider Electric | Schneider Electric | 01022021 |  | Schneider Electric |  | SER | MGU66.002.2M4 |  |  | 45.97 |  | 1 |  | 5 | Enkelvoudige plaat Tabak | Plaque 1 poste Tabac |  | 1G OUTER PLATE GRAPH TOBACCO | [18 empty] | 1 | 8420375153798 | 0 |  | 28 | 10 | 10 | 2 | 0.2 | 28420375153792 | 5 | 280 | 9.4 | 11.5 | 10.6 |  | 48420375153796 | 60 | 3360 | 40 | 30 | 30 |  |  | 480 | 26880 | 80 | 60 | 77 |  |  |  | 17 | N | [12 empty] | SU2 | P5 | 7907000000 | [14 empty] | Afdekplaat, enkelvoudig, Unica Top Grafiet, Tabak | Plaque de finition, simple, Unica Top Graphite, Tabac | [17 empty] | https://eref.se.com/be/nl/sis-tarif/product/MGU66.002.2M4 | https://eref.se.com/be/fr/sis-tarif/product/MGU66.002.2M4
Schneider Electric | Schneider Electric | 01022021 |  | Schneider Electric |  | SER | MGU66.004.010 |  |  | 30.93 |  | 1 |  | 3 | Horizontal dubbele plaat Chroom blinkend | Plaque 2 poste Chrome brillant |  | 2G HORIZ OUTER PLATE ALUM BRIGHT CHROME | [18 empty] | 1 | 8420375115833 | 0 |  | 93 | 8 | 16 | 1 | 0.128 | 28420375115837 | 1 | 92 | 16.5 | 8.4 | 1.9 |  | 48420375115831 | 48 | 6000 | 40 | 30 | 30 |  |  | 384 | 52000 | 60 | 80 | 77 |  |  |  | 16 | N | [12 empty] | SU2 | P5 | 7907000000 | [14 empty] | Afdekplaat, tweevoudige horizontaal, Unica Top Aluminium, Chroom blinkend | Plaque de finition, double horizontale, Unica Top Aluminium, Chrome brillant | [17 empty] | https://eref.se.com/be/nl/sis-tarif/product/MGU66.004.010 | https://eref.se.com/be/fr/sis-tarif/product/MGU66.004.010
Schneider Electric | Schneider Electric | 01022021 |  | Schneider Electric |  | SER | MGU66.004.038 |  |  | 26.25 |  | 1 |  | 3 | Horizontale dubbele plaat Chroom mat | Plaque 2 poste Chrome satiné |  | 2G HORIZ OUTER PLATE ALUM GLOSSY CHROME | [18 empty] | 1 | 8420375115840 | 0 |  | 91.6 | 16 | 8 | 2 | 0.256 | 28420375115844 | 3 | 330.25 | 1.85 | 1.25 | 0.65 |  | 48420375115848 | 48 | 5644 | 40 | 30 | 30 |  |  | 384 | 53152 | 60 | 80 | 75 |  |  |  | 16 | N | [12 empty] | SU2 | P5 | 7907000000 | [14 empty] | Afdekplaat, tweevoudige horizontaal, Unica Top Aluminium, Chroom mat | Plaque de finition, double horizontale, Unica Top Aluminium, Chrome mat | [17 empty] | https://eref.se.com/be/nl/sis-tarif/product/MGU66.004.038 | https://eref.se.com/be/fr/sis-tarif/product/MGU66.004.038
Schneider Electric | Schneider Electric | 01022021 |  | Schneider Electric |  | SER | MGU66.004.039 |  |  | 26.25 |  | 1 |  | 3 | Horizontale dubbele plaat Nikkel mat | Plaque 2 poste Nickel mat |  | 2G HORIZ OUTER PLATE ALUM MATT NICKEL | [18 empty] | 1 | 8420375115857 | 0 |  | 92 | 9 | 25 | 2 | 0.45 | 28420375115851 | 3 | 351 | 7 | 19 | 13 |  | 48420375115855 | 48 | 6050 | 40 | 30 | 30 |  |  | 384 | 56900 | 60 | 80 | 77 |  |  |  | 10 | N | [12 empty] | SU2 | P5 | 7907000000 | [14 empty] | Afdekplaat, tweevoudige horizontaal, Unica Top Aluminium, Nikkel mat | Plaque de finition, double horizontale, Unica Top Aluminium, Nickel mat | [17 empty] | https://eref.se.com/be/nl/sis-tarif/product/MGU66.004.039 | https://eref.se.com/be/fr/sis-tarif/product/MGU66.004.039
Schneider Electric | Schneider Electric | 01022021 |  | Schneider Electric |  | SER | MGU66.004.092 |  |  | 30.93 |  | 1 |  | 3 | Horizontale dubbele plaat Wit | Plaque 2 poste Blanc Techno |  | 2G HORIZ OUTER PLATE ALUM TOP WHITE | [18 empty] | 1 | 8420375155044 | 0 |  | 93 | 17 | 8 | 2 | 0.272 | 28420375155048 | 3 | 330 | 6.5 | 18.5 | 12.5 |  | 48420375155042 | 48 | 5701 | 40 | 30 | 30 |  |  | 384 | 53608 | 60 | 80 | 75 |  |  |  | 10 | N | [12 empty] | SU2 | P5 | 7907000000 | [14 empty] | Afdekplaat, tweevoudige horizontaal, Unica Top Aluminium, Wit | Plaque de finition, double horizontale, Unica Top Aluminium, Blanc | [17 empty] | https://eref.se.com/be/nl/sis-tarif/product/MGU66.004.092 | https://eref.se.com/be/fr/sis-tarif/product/MGU66.004.092
Schneider Electric | Schneider Electric | 01022021 |  | Schneider Electric |  | SER | MGU66.004.093 |  |  | 30.93 |  | 1 |  | 3 | HORIZONTALE DUBBELE PLAAT RHODIUM ZWART | PLAQUE 2 POSTE NOIR RHODIUM |  | 2G HORIZ OUTER PLATE ALUM RHODIUM BLACK | [18 empty] | 1 | 8420375155051 | 0 |  | 92.3 | 16 | 8 | 2 | 0.256 | 28420375155055 | 3 | 332.75 | 1.85 | 1.25 | 0.65 |  | 48420375155059 | 48 | 5681 | 40 | 30 | 30 |  |  | 384 | 53448 | 60 | 80 | 75 |  |  |  | 10 | N | [12 empty] | SU2 | P5 | 7907000000 | [14 empty] | Afdekplaat, tweevoudige horizontaal, Unica Top Aluminium, Rhodium zwart | Plaque de finition, double horizontale, Unica Top Aluminium, Noir Rhodium | [17 empty] | https://eref.se.com/be/nl/sis-tarif/product/MGU66.004.093 | https://eref.se.com/be/fr/sis-tarif/product/MGU66.004.093
Schneider Electric | Schneider Electric | 01022021 |  | Schneider Electric |  | SER | MGU66.004.096 |  |  | 26.25 |  | 1 |  | 3 | UNICA Frame 2 gang H71 Onyx | Plaque 2 poste Cuivre Onyx |  | 2G HORIZ OUTER PLATE ALUM ONYX COPPER | [18 empty] | 1 | 8420375155082 | 0 |  | 93.5 | 16 | 8 | 2 | 0.256 | 28420375155086 | 3 | 345 | 6.5 | 18.5 | 12.5 |  | 48420375155080 | 48 | 5689 | 40 | 30 | 30 |  |  | 384 | 53512 | 60 | 80 | 75 |  |  |  | 10 | N | [12 empty] | SU2 | P5 | 7907000000 | [14 empty] | Afdekplaat, tweevoudige horizontaal, Unica Top Aluminium, Onyx koper | Plaque de finition, double horizontale, Unica Top Aluminium, Cuivre onyx | [17 empty] | https://eref.se.com/be/nl/sis-tarif/product/MGU66.004.096 | https://eref.se.com/be/fr/sis-tarif/product/MGU66.004.096
Schneider Electric | Schneider Electric | 01022021 |  | Schneider Electric |  | SER | MGU66.004.097 |  |  | 26.25 |  | 1 |  | 3 | Horizontale dubbele plaat Metaalgrijs | Plaque 2 poste Gris Métal |  | 2G HORIZ OUTER PLATE ALUM METAL GREY | [18 empty] | 1 | 8420375155099 | 0 |  | 93.25 | 16 | 8 | 2 | 0.256 | 28420375155093 | 3 | 338 | 6.5 | 18.5 | 12.5 |  | 48420375155097 | 48 | 5676 | 40 | 30 | 30 |  |  | 384 | 53408 | 60 | 80 | 75 |  |  |  | 10 | N | [12 empty] | SU2 | P5 | 7907000000 | [14 empty] | Afdekplaat, tweevoudige horizontaal, Unica Top Aluminium, Metaalgrijs | Plaque de finition, double horizontale, Unica Top Aluminium, Gris métal | [17 empty] | https://eref.se.com/be/nl/sis-tarif/product/MGU66.004.097 | https://eref.se.com/be/fr/sis-tarif/product/MGU66.004.097
Schneider Electric | Schneider Electric | 01022021 |  | Schneider Electric |  | SER | MGU66.004.0M2 |  |  | 59.76 |  | 1 |  | 3 | Horizontale dubbele plaat Kerselaar | Plaque 2 poste Cerisier |  | 2G HORIZ OUTER PLATE ALUM CHERRY TREE | [18 empty] | 1 | 8420375115871 | 0 |  | 45.667 | 17 | 10 | 2 | 0.34 | 28420375115875 | 3 | 210 | 12.4 | 18.8 | 6.6 |  | 48420375115879 | 48 | 3668 | 40 | 30 | 30 |  |  | 384 | 37344 | 60 | 80 | 75 |  |  |  | 16 | N | [12 empty] | SU2 | P5 | 7907000000 | [14 empty] | Afdekplaat, tweevoudige horizontaal, Unica Top Aluminium, Kerselaar | Plaque de finition, double horizontale, Unica Top Aluminium, Cerisier | [17 empty] | https://eref.se.com/be/nl/sis-tarif/product/MGU66.004.0M2 | https://eref.se.com/be/fr/sis-tarif/product/MGU66.004.0M2
Schneider Electric | Schneider Electric | 01022021 |  | Schneider Electric |  | SER | MGU66.004.0M3 |  |  | 59.76 |  | 1 |  | 3 | Horizontale dubbele plaat Wengue | Plaque 2 poste Wengue |  | 2G HORIZ OUTER PLATE ALUM WENGUE | [18 empty] | 1 | 8420375115888 | 0 |  | 44 | 17 | 10 | 2 | 0.34 | 28420375115882 | 3 | 213 | 12.4 | 18.8 | 6.5 |  | 48420375115886 | 48 | 3668 | 40 | 30 | 30 |  |  | 384 | 37344 | 60 | 80 | 75 |  |  |  | 16 | N | [12 empty] | SU2 | P5 | 7907000000 | [14 empty] | Afdekplaat, tweevoudige horizontaal, Unica Top Aluminium, Wengue | Plaque de finition, double horizontale, Unica Top Aluminium, Wengué | [17 empty] | https://eref.se.com/be/nl/sis-tarif/product/MGU66.004.0M3 | https://eref.se.com/be/fr/sis-tarif/product/MGU66.004.0M3
Schneider Electric | Schneider Electric | 01022021 |  | Schneider Electric |  | SER | MGU66.004.0M4 |  |  | 59.76 |  | 1 |  | 3 | Horizontale dubbele plaat Tabak | Plaque 2 poste Tabac |  | 2G HORIZ OUTER PLATE ALUM TOBACCO | [18 empty] | 1 | 8420375115895 | 0 |  | 48 | 17 | 10 | 2 | 0.34 | 28420375115899 | 3 | 207.999 | 1.9 | 1.3 | 0.7 |  | 48420375115893 | 12 | 1017 | 40 | 15 | 15 |  |  | 384 | 34624 | 60 | 80 | 75 |  |  |  | 16 | N | [12 empty] | SU2 | P5 | 7907000000 | [14 empty] | Afdekplaat, tweevoudige horizontaal, Unica Top Aluminium, Tabak | Plaque de finition, double horizontale, Unica Top Aluminium, Tabac | [17 empty] | https://eref.se.com/be/nl/sis-tarif/product/MGU66.004.0M4 | https://eref.se.com/be/fr/sis-tarif/product/MGU66.004.0M4
Schneider Electric | Schneider Electric | 01022021 |  | Schneider Electric |  | SER | MGU66.004.210 |  |  | 30.93 |  | 1 |  | 3 | Horizontal dubbele plaat Chroom blinkend | Plaque 2 poste Chrome brillant |  | 2G HORIZ OUTER PLATE GRAPH BRIGHT CHROM | [18 empty] | 1 | 8420375153804 | 0 |  | 95 | 8 | 16 | 1 | 0.128 | 28420375153808 | 3 | 329 | 18.5 | 12.4 | 6.5 |  | 48420375153802 | 48 | 6000 | 40 | 30 | 30 |  |  | 384 | 56000 | 60 | 80 | 77 |  |  |  | 17 | N | [12 empty] | SU2 | P5 | 7907000000 | [14 empty] | Afdekplaat, tweevoudige horizontaal, Unica Top Grafiet, Chroom blinkend | Plaque de finition, double horizontale, Unica Top Graphite, Chrome brillant | [17 empty] | https://eref.se.com/be/nl/sis-tarif/product/MGU66.004.210 | https://eref.se.com/be/fr/sis-tarif/product/MGU66.004.210
Schneider Electric | Schneider Electric | 01022021 |  | Schneider Electric |  | SER | MGU66.004.238 |  |  | 26.25 |  | 1 |  | 3 | Horizontale dubbele plaat Chroom mat | Plaque 2 poste Chrome satiné |  | 2G HORIZ OUTER PLATE GRAPH GLOSSY CHROM | [18 empty] | 1 | 8420375153811 | 0 |  | 92.6 | 16 | 8 | 2 | 0.256 | 28420375153815 | 3 | 346 | 6.5 | 18.5 | 12.3 |  | 48420375153819 | 48 | 5768 | 40 | 30 | 30 |  |  | 384 | 54144 | 60 | 80 | 75 |  |  |  | 10 | N | [12 empty] | SU2 | P5 | 7907000000 | [14 empty] | Afdekplaat, tweevoudige horizontaal, Unica Top Grafiet, Chroom mat | Plaque de finition, double horizontale, Unica Top Graphite, Chrome mat | [17 empty] | https://eref.se.com/be/nl/sis-tarif/product/MGU66.004.238 | https://eref.se.com/be/fr/sis-tarif/product/MGU66.004.238
Schneider Electric | Schneider Electric | 01022021 |  | Schneider Electric |  | SER | MGU66.004.239 |  |  | 26.25 |  | 1 |  | 3 | Horizontale dubbele plaat Nikkel mat | Plaque 2 poste Nickel mat |  | 2G HORIZ OUTER PLATE GRAPH MATT NICKEL | [18 empty] | 1 | 8420375153828 | 0 |  | 96 | 16 | 8 | 1 | 0.128 | 28420375153822 | 3 | 306 | 17.5 | 12 | 6 |  | 48420375153826 | 48 | 5884 | 40 | 30 | 30 |  |  | 384 | 55072 | 60 | 80 | 75 |  |  |  | 16 | N | [12 empty] | SU2 | P5 | 7907000000 | [14 empty] | Afdekplaat, tweevoudige horizontaal, Unica Top Grafiet, Nikkel mat | Plaque de finition, double horizontale, Unica Top Graphite, Nickel mat | [17 empty] | https://eref.se.com/be/nl/sis-tarif/product/MGU66.004.239 | https://eref.se.com/be/fr/sis-tarif/product/MGU66.004.239
Schneider Electric | Schneider Electric | 01022021 |  | Schneider Electric |  | SER | MGU66.004.292 |  |  | 30.93 |  | 1 |  | 3 | Horizontale dubbele plaat Wit | Plaque 2 poste Blanc Techno |  | 2G HORIZ OUTER PLATE GRAPH TOP WHITE | [18 empty] | 1 | 8420375154481 | 0 |  | 89 | 8 | 16 | 1 | 0.128 | 28420375154485 | 3 | 346 | 6.5 | 18.5 | 12.5 |  | 48420375154489 | 48 | 6000 | 40 | 30 | 30 |  |  | 384 | 48000 | 60 | 80 | 77 |  |  |  | 10 | N | [12 empty] | SU2 | P5 | 7907000000 | [14 empty] | Afdekplaat, tweevoudige horizontaal, Unica Top Grafiet, Wit | Plaque de finition, double horizontale, Unica Top Graphite, Blanc | [17 empty] | https://eref.se.com/be/nl/sis-tarif/product/MGU66.004.292 | https://eref.se.com/be/fr/sis-tarif/product/MGU66.004.292
Schneider Electric | Schneider Electric | 01022021 |  | Schneider Electric |  | SER | MGU66.004.293 |  |  | 30.93 |  | 1 |  | 3 | HORIZONTALE DUBBELE PLAAT RHODIUM ZWART | PLAQUE 2 POSTE NOIR RHODIUM |  | 2G HORIZ OUTER PLATE GRAPH RHODIUM BLAC | [18 empty] | 1 | 8420375154498 | 0 |  | 93.5 | 16 | 8 | 2 | 0.256 | 28420375154492 | 3 | 340 | 6.5 | 18.5 | 12.5 |  | 48420375154496 | 48 | 5740 | 40 | 30 | 30 |  |  | 384 | 53920 | 60 | 80 | 75 |  |  |  | 16 | N | [12 empty] | SU2 | P5 | 7907000000 | [14 empty] | Afdekplaat, tweevoudige horizontaal, Unica Top Grafiet, Rhodium zwart | Plaque de finition, double horizontale, Unica Top Graphite, Noir Rhodium | [17 empty] | https://eref.se.com/be/nl/sis-tarif/product/MGU66.004.293 | https://eref.se.com/be/fr/sis-tarif/product/MGU66.004.293
Schneider Electric | Schneider Electric | 01022021 |  | Schneider Electric |  | SER | MGU66.004.296 |  |  | 26.25 |  | 1 |  | 3 | Horizontale dubbele plaat Onyx koper | Plaque 2 poste Cuivre Onyx |  | 2G HORIZ OUTER PLATE GRAPH ONYX COPPER | [18 empty] | 1 | 8420375154528 | 0 |  | 90.667 | 16 | 8 | 1 | 0.128 | 28420375154522 | 3 | 328 | 6.5 | 18.5 | 12.5 |  | 48420375154526 | 48 | 5689 | 40 | 30 | 30 |  |  | 384 | 53512 | 60 | 80 | 75 |  |  |  | 17 | N | [12 empty] | SU2 | P5 | 7907000000 | [14 empty] | Afdekplaat, tweevoudige horizontaal, Unica Top Grafiet, Onyx koper | Plaque de finition, double horizontale, Unica Top Graphite, Cuivre onyx | [17 empty] | https://eref.se.com/be/nl/sis-tarif/product/MGU66.004.296 | https://eref.se.com/be/fr/sis-tarif/product/MGU66.004.296
Schneider Electric | Schneider Electric | 01022021 |  | Schneider Electric |  | SER | MGU66.004.297 |  |  | 26.25 |  | 1 |  | 3 | Horizontale dubbele plaat Metaalgrijs | Plaque 2 poste Gris Métal |  | 2G HORIZ OUTER PLATE GRAPH METAL GREY | [18 empty] | 1 | 8420375154535 | 0 |  | 94.25 | 16 | 8 | 2 | 0.256 | 28420375154539 | 3 | 332 | 6.5 | 18.5 | 12.5 |  | 48420375154533 | 48 | 5711 | 40 | 30 | 30 |  |  | 384 | 53688 | 60 | 80 | 75 |  |  |  | 18 | N | [12 empty] | SU2 | P5 | 7907000000 | [14 empty] | Afdekplaat, tweevoudige horizontaal, Unica Top Grafiet, Metaalgrijs | Plaque de finition, double horizontale, Unica Top Graphite, Gris métal | [17 empty] | https://eref.se.com/be/nl/sis-tarif/product/MGU66.004.297 | https://eref.se.com/be/fr/sis-tarif/product/MGU66.004.297
Schneider Electric | Schneider Electric | 01022021 |  | Schneider Electric |  | SER | MGU66.004.2M2 |  |  | 59.76 |  | 1 |  | 3 | Horizontale dubbele plaat Kerselaar | Plaque 2 poste Cerisier |  | 2G HORIZ OUTER PLATE GRAPH CHERRY TREE | [18 empty] | 1 | 8420375153842 | 0 |  | 46.667 | 17 | 10 | 2 | 0.34 | 28420375153846 | 3 | 198 | 17.5 | 12 | 6 |  | 48420375153840 | 48 | 3599 | 40 | 30 | 30 |  |  | 384 | 36792 | 60 | 80 | 75 |  |  |  | 17 | N | [12 empty] | SU2 | P5 | 7907000000 | [14 empty] | Afdekplaat, tweevoudige horizontaal, Unica Top Grafiet, Kerselaar | Plaque de finition, double horizontale, Unica Top Graphite, Cerisier | [17 empty] | https://eref.se.com/be/nl/sis-tarif/product/MGU66.004.2M2 | https://eref.se.com/be/fr/sis-tarif/product/MGU66.004.2M2
Schneider Electric | Schneider Electric | 01022021 |  | Schneider Electric |  | SER | MGU66.004.2M3 |  |  | 59.76 |  | 1 |  | 3 | Horizontale dubbele plaat Wengue | Plaque 2 poste Wengue |  | 2G HORIZ OUTER PLATE GRAPH WENGUE | [18 empty] | 1 | 8420375153859 | 0 |  | 44.667 | 17 | 10 | 2 | 0.34 | 28420375153853 | 3 | 198 | 17.5 | 12 | 6 |  | 48420375153857 | 48 | 3567 | 40 | 30 | 30 |  |  | 384 | 36536 | 60 | 80 | 75 |  |  |  | 16 | N | [12 empty] | SU2 | P5 | 7907000000 | [14 empty] | Afdekplaat, tweevoudige horizontaal, Unica Top Grafiet, Wengue | Plaque de finition, double horizontale, Unica Top Graphite, Wengué | [17 empty] | https://eref.se.com/be/nl/sis-tarif/product/MGU66.004.2M3 | https://eref.se.com/be/fr/sis-tarif/product/MGU66.004.2M3
Schneider Electric | Schneider Electric | 01022021 |  | Schneider Electric |  | SER | MGU66.004.2M4 |  |  | 59.76 |  | 1 |  | 3 | Horizontale dubbele plaat Tabak | Plaque 2 poste Tabac |  | 2G HORIZ OUTER PLATE GRAPH TOBACCO | [18 empty] | 1 | 8420375153866 | 0 |  | 47 | 17 | 10 | 2 | 0.34 | 28420375153860 | 3 | 198 | 17.5 | 12 | 6 |  | 48420375153864 | 48 | 3551 | 40 | 30 | 30 |  |  | 384 | 36408 | 60 | 80 | 75 |  |  |  | 17 | N | [12 empty] | SU2 | P5 | 7907000000 | [14 empty] | Afdekplaat, tweevoudige horizontaal, Unica Top Grafiet, Tabak | Plaque de finition, double horizontale, Unica Top Graphite, Tabac | [17 empty] | https://eref.se.com/be/nl/sis-tarif/product/MGU66.004.2M4 | https://eref.se.com/be/fr/sis-tarif/product/MGU66.004.2M4
Schneider Electric | Schneider Electric | 01022021 |  | Schneider Electric |  | SER | MGU66.004V.010 |  |  | 30.93 |  | 1 |  | 3 | Vert. 71 dubbele plaat Chroom blinkend | Plaque 2 poste vertical Chrome brillant |  | 2G VERTI OUTER PLATE ALUM BRIGHT CHROME | [18 empty] | 1 | 8420375115901 | 0 |  | 97 | 16 | 8 | 2 | 0.256 | 28420375115905 | 3 | 357 | 1.85 | 1.25 | 0.65 |  | 48420375115909 | 12 | 1364 | 40 | 15 | 15 |  |  | 384 | 51648 | 60 | 80 | 75 |  |  |  | 17 | N | [12 empty] | SU2 | P5 | 7907000000 | [14 empty] | Afdekplaat, tweevoudige verticaal afstand 71, Unica Top Alu, Chroom blinkend | Plaque de finition, double verticale entraxe 71, Unica Top Alu, Chrome brillant | [17 empty] | https://eref.se.com/be/nl/sis-tarif/product/MGU66.004V.010 | https://eref.se.com/be/fr/sis-tarif/product/MGU66.004V.010
Schneider Electric | Schneider Electric | 01022021 |  | Schneider Electric |  | SER | MGU66.004V.038 |  |  | 26.25 |  | 1 |  | 3 | Verticale 71 dubbele plaat Chroom mat | Plaque 2 poste vertical Chrome satiné |  | 2G VERTI OUTER PLATE ALUM GLOSSY CHROME | [18 empty] | 1 | 8420375115918 | 0 |  | 97 | 16 | 8 | 1 | 0.128 | 28420375115912 | 3 | 346 | 6.5 | 18.3 | 12.7 |  | 48420375115916 | 48 | 5969 | 40 | 30 | 30 | [10 empty] | 18 | N | [12 empty] | SU2 | P5 | 7907000000 | [14 empty] | Afdekplaat, tweevoudige verticaal afstand 71, Unica Top Aluminium, Chroom mat | Plaque de finition, double verticale entraxe 71, Unica Top Aluminium, Chrome mat | [17 empty] | https://eref.se.com/be/nl/sis-tarif/product/MGU66.004V.038 | https://eref.se.com/be/fr/sis-tarif/product/MGU66.004V.038
Schneider Electric | Schneider Electric | 01022021 |  | Schneider Electric |  | SER | MGU66.004V.039 |  |  | 26.25 |  | 1 |  | 3 | Verticale 71 dubbele plaat Nikkel mat | Plaque 2 poste vertical Nickel mat |  | 2G VERTI OUTER PLATE ALUM MATT NICKEL | [18 empty] | 1 | 8420375115925 | 0 |  | 98 | 17 | 9 | 2 | 0.306 | 28420375115929 | 3 | 306 | 17.5 | 12 | 6 |  | 48420375115923 | 48 | 5137 | 40 | 30 | 30 | [10 empty] | 17 | N | [12 empty] | SU2 | P5 | 7907000000 | [14 empty] | Afdekplaat, tweevoudige verticaal afstand 71, Unica Top Aluminium, Nikkel mat | Plaque de finition, double verticale entraxe 71, Unica Top Aluminium, Nickel mat | [17 empty] | https://eref.se.com/be/nl/sis-tarif/product/MGU66.004V.039 | https://eref.se.com/be/fr/sis-tarif/product/MGU66.004V.039
Schneider Electric | Schneider Electric | 01022021 |  | Schneider Electric |  | SER | MGU66.004V.092 |  |  | 30.93 |  | 1 |  | 3 | Verticale 71 dubbele plaat Wit | Plaque 2 poste vertical Blanc Techno |  | 2G VERTI OUTER PLATE ALUM TOP WHITE | [18 empty] | 1 | 8420375155112 | 0 |  | 98 | 17 | 9 | 2 | 0.306 | 28420375155116 | 3 | 342 | 6 | 18.5 | 12 |  | 48420375155110 | 24 | 2608 | 40 | 30 | 15 | [10 empty] | 10 | N | [12 empty] | SU2 | P5 | 7907000000 | [14 empty] | Afdekplaat, tweevoudige verticaal afstand 71, Unica Top Aluminium, Wit | Plaque de finition, double verticale entraxe 71, Unica Top Aluminium, Blanc | [17 empty] | https://eref.se.com/be/nl/sis-tarif/product/MGU66.004V.092 | https://eref.se.com/be/fr/sis-tarif/product/MGU66.004V.092
Schneider Electric | Schneider Electric | 01022021 |  | Schneider Electric |  | SER | MGU66.004V.093 |  |  | 30.93 |  | 1 |  | 3 | VERTICALE 71 DUBBELE PLAAT RHODIUM ZWART | PLAQUE 2 POSTE VERTICAL NOIR RHODIUM |  | 2G VERTI OUTER PLATE ALUM RHODIUM BLACK | [18 empty] | 1 | 8420375155129 | 0 |  | 93 | 16 | 8 | 2 | 0.256 | 28420375155123 | 3 | 306 | 17.5 | 6 | 12 |  | 48420375155127 | 24 | 3028 | 40 | 30 | 15 | [10 empty] | 18 | N | [12 empty] | SU2 | P5 | 7907000000 | [14 empty] | Afdekplaat, tweevoudige verticaal afstand 71, Unica Top Aluminium, Rhodium zwart | Plaque de finition, double verticale entraxe 71,Unica Top Aluminium,Noir Rhodium | [17 empty] | https://eref.se.com/be/nl/sis-tarif/product/MGU66.004V.093 | https://eref.se.com/be/fr/sis-tarif/product/MGU66.004V.093
Schneider Electric | Schneider Electric | 01022021 |  | Schneider Electric |  | SER | MGU66.004V.096 |  |  | 26.25 |  | 1 |  | 3 | UNICA Frame 2 gang Onyx | Plaque 2 poste vertical Cuivre Onyx |  | 2G VERTI OUTER PLATE ALUM ONYX COPPER | [18 empty] | 1 | 8420375155150 | 0 |  | 94 | 9 | 17 | 2 | 0.306 | 28420375155154 | 3 | 306 | 17.5 | 12 | 6 |  | 48420375155158 | 24 | 2512 | 40 | 30 | 15 | [10 empty] | 17 | N | [12 empty] | SU2 | P5 | 7907000000 | [14 empty] | Afdekplaat, tweevoudige verticaal afstand 71, Unica Top Aluminium, Onyx koper | Plaque de finition, double verticale entraxe 71, Unica Top Aluminium,Cuivre onyx | [17 empty] | https://eref.se.com/be/nl/sis-tarif/product/MGU66.004V.096 | https://eref.se.com/be/fr/sis-tarif/product/MGU66.004V.096
Schneider Electric | Schneider Electric | 01022021 |  | Schneider Electric |  | SER | MGU66.004V.097 |  |  | 26.25 |  | 1 |  | 3 | Verticale 71 dubbele plaat Metaalgrijs | Plaque 2 poste vertical Gris Métal |  | 2G VERTI OUTER PLATE ALUM METAL GREY | [18 empty] | 1 | 8420375155167 | 0 |  | 90 | 16 | 8 | 2 | 0.256 | 28420375155161 | 3 | 306 | 17.5 | 12 | 6 |  | 48420375155165 | 24 | 3032 | 40 | 30 | 15 | [10 empty] | 17 | N | [12 empty] | SU2 | P5 | 7907000000 | [14 empty] | Afdekplaat, tweevoudige verticaal afstand 71, Unica Top Aluminium, Metaalgrijs | Plaque de finition, double verticale entraxe 71, Unica Top Aluminium, Gris métal | [17 empty] | https://eref.se.com/be/nl/sis-tarif/product/MGU66.004V.097 | https://eref.se.com/be/fr/sis-tarif/product/MGU66.004V.097
Schneider Electric | Schneider Electric | 01022021 |  | Schneider Electric |  | SER | MGU66.004V.0M2 |  |  | 59.76 |  | 1 |  | 3 | Verticale 71 dubbele plaat Kerselaar | Plaque 2 poste vertical Cerisier |  | 2G VERTI OUTER PLATE ALUM CHERRY TREE | [18 empty] | 1 | 8420375115949 | 0 |  | 52 | 17 | 10 | 2 | 0.34 | 28420375115943 | 3 | 198 | 17.5 | 12 | 6 |  | 48420375115947 | 48 | 3897 | 40 | 30 | 30 | [10 empty] | 16 | N | [12 empty] | SU2 | P5 | 7907000000 | [14 empty] | Afdekplaat, tweevoudige verticaal afstand 71, Unica Top Aluminium, Kerselaar | Plaque de finition, double verticale entraxe 71, Unica Top Aluminium, Cerisier | [17 empty] | https://eref.se.com/be/nl/sis-tarif/product/MGU66.004V.0M2 | https://eref.se.com/be/fr/sis-tarif/product/MGU66.004V.0M2
Schneider Electric | Schneider Electric | 01022021 |  | Schneider Electric |  | SER | MGU66.004V.0M3 |  |  | 59.76 |  | 1 |  | 3 | Verticale 71 dubbele plaat Wengue | Plaque 2 poste vertical Wengue |  | 2G VERTI OUTER PLATE ALUM WENGUE | [18 empty] | 1 | 8420375115956 | 0 |  | 52.667 | 17 | 10 | 2 | 0.34 | 28420375115950 | 3 | 198 | 17.5 | 12 | 6 |  | 48420375115954 | 48 | 3924 | 40 | 30 | 30 |  |  | 384 | 39392 | 60 | 80 | 75 |  |  |  | 16 | N | [12 empty] | SU2 | P5 | 7907000000 | [14 empty] | Afdekplaat, tweevoudige verticaal afstand 71, Unica Top Aluminium, Wengue | Plaque de finition, double verticale entraxe 71, Unica Top Aluminium, Wengué | [17 empty] | https://eref.se.com/be/nl/sis-tarif/product/MGU66.004V.0M3 | https://eref.se.com/be/fr/sis-tarif/product/MGU66.004V.0M3
Schneider Electric | Schneider Electric | 01022021 |  | Schneider Electric |  | SER | MGU66.004V.0M4 |  |  | 59.76 |  | 1 |  | 3 | Verticale 71 dubbele plaat Tabak | Plaque 2 poste vertical Tabac |  | 2G VERTI OUTER PLATE ALUM TOBACCO | [18 empty] | 1 | 8420375115963 | 0 |  | 52 | 17 | 10 | 2 | 0.34 | 28420375115967 | 3 | 198 | 17.5 | 12 | 6 |  | 48420375115961 | 24 | 1805 | 40 | 30 | 15 | [10 empty] | 16 | N | [12 empty] | SU2 | P5 | 7907000000 | [14 empty] | Afdekplaat, tweevoudige verticaal afstand 71, Unica Top Aluminium, Tabak | Plaque de finition, double verticale entraxe 71, Unica Top Aluminium, Tabac | [17 empty] | https://eref.se.com/be/nl/sis-tarif/product/MGU66.004V.0M4 | https://eref.se.com/be/fr/sis-tarif/product/MGU66.004V.0M4
Schneider Electric | Schneider Electric | 01022021 |  | Schneider Electric |  | SER | MGU66.004V.210 |  |  | 30.93 |  | 1 |  | 3 | Vert. 71 dubbele plaat Chroom blinkend | Plaque 2 poste vertical Chrome brillant |  | 2G VERTI OUTER PLATE GRAPH BRIGHT CHROM | [18 empty] | 1 | 8420375153873 | 0 |  | 101.9 | 16 | 8 | 2 | 0.256 | 28420375153877 | 3 | 306 | 1.8 | 0.6 | 1.2 |  | 48420375153871 | 24 | 2903 | 40 | 30 | 15 |  |  | 384 | 39170 | 60 | 80 | 60 |  |  |  | 10 | N | [12 empty] | SU2 | P5 | 7907000000 | [14 empty] | Afdekplaat, tweevoudige verticaal afstand 71, Unica Top Grafiet, Chroom blinkend | Plaque de finition, double vert. entraxe 71, Unica Top Graphite, Chrome brillant | [17 empty] | https://eref.se.com/be/nl/sis-tarif/product/MGU66.004V.210 | https://eref.se.com/be/fr/sis-tarif/product/MGU66.004V.210
Schneider Electric | Schneider Electric | 01022021 |  | Schneider Electric |  | SER | MGU66.004V.238 |  |  | 26.25 |  | 1 |  | 3 | Verticale 71 dubbele plaat Chroom mat | Plaque 2 poste vertical Chrome satiné |  | 2G VERTI OUTER PLATE GRAPH GLOSSY CHROM | [18 empty] | 1 | 8420375153880 | 0 |  | 96 | 16 | 8 | 1 | 0.128 | 28420375153884 | 3 | 306 | 17.5 | 12 | 6 |  | 48420375153888 | 24 | 2564 | 40 | 30 | 15 |  |  | 384 | 49024 | 60 | 80 | 75 |  |  |  | 17 | N | [12 empty] | SU2 | P5 | 7907000000 | [14 empty] | Afdekplaat, tweevoudige verticaal afstand 71, Unica Top Grafiet, Chroom mat | Plaque de finition, double verticale entraxe 71, Unica Top Graphite, Chrome mat | [17 empty] | https://eref.se.com/be/nl/sis-tarif/product/MGU66.004V.238 | https://eref.se.com/be/fr/sis-tarif/product/MGU66.004V.238
Schneider Electric | Schneider Electric | 01022021 |  | Schneider Electric |  | SER | MGU66.004V.239 |  |  | 26.25 |  | 1 |  | 3 | Verticale 71 dubbele plaat Nikkel mat | Plaque 2 poste vertical Nickel mat |  | 2G VERTI OUTER PLATE GRAPH MATT NICKEL | [18 empty] | 1 | 8420375153897 | 0 |  | 97 | 18 | 9 | 1 | 0.162 | 28420375153891 | 3 | 306 | 17.5 | 12 | 6 |  | 48420375153895 | 24 | 3065 | 40 | 30 | 15 | [10 empty] | 10 | N | [12 empty] | SU2 | P5 | 7907000000 | [14 empty] | Afdekplaat, tweevoudige verticaal afstand 71, Unica Top Grafiet, Nikkel mat | Plaque de finition, double verticale entraxe 71, Unica Top Graphite, Nickel mat | [17 empty] | https://eref.se.com/be/nl/sis-tarif/product/MGU66.004V.239 | https://eref.se.com/be/fr/sis-tarif/product/MGU66.004V.239
Schneider Electric | Schneider Electric | 01022021 |  | Schneider Electric |  | SER | MGU66.004V.292 |  |  | 30.93 |  | 1 |  | 3 | Verticale 71 dubbele plaat Wit | Plaque 2 poste vertical Blanc Techno |  | 2G VERTI OUTER PLATE GRAPH TOP WHITE | [18 empty] | 1 | 8420375154559 | 0 |  | 101.9 | 16 | 8 | 2 | 0.256 | 28420375154553 | 3 | 306 | 17.5 | 12 | 6 |  | 48420375154557 | 24 | 2903 | 40 | 30 | 15 |  |  | 384 | 39170 | 60 | 80 | 77 |  |  |  | 16 | N | [12 empty] | SU2 | P5 | 7907000000 | [14 empty] | Afdekplaat, tweevoudige verticaal afstand 71, Unica Top Grafiet, Wit | Plaque de finition, double verticale entraxe 71, Unica Top Graphite, Blanc | [17 empty] | https://eref.se.com/be/nl/sis-tarif/product/MGU66.004V.292 | https://eref.se.com/be/fr/sis-tarif/product/MGU66.004V.292
Schneider Electric | Schneider Electric | 01022021 |  | Schneider Electric |  | SER | MGU66.004V.293 |  |  | 30.93 |  | 1 |  | 3 | VERTICALE 71 DUBBELE PLAAT RHODIUM ZWART | PLAQUE 2 POSTE VERTICAL NOIR RHODIUM |  | 2G VERTI OUTER PLATE GRAPH RHODIUM BLAC | [18 empty] | 1 | 8420375154566 | 0 |  | 101.9 | 16 | 8 | 2 | 0.256 | 28420375154560 | 3 | 306 | 17.5 | 6 | 12 |  | 48420375154564 | 24 | 2903 | 40 | 30 | 15 | [10 empty] | 17 | N | [12 empty] | SU2 | P5 | 7907000000 | [14 empty] | Afdekplaat, tweevoudige verticaal afstand 71, Unica Top Grafiet, Rhodium zwart | Plaque de finition, double verticale entraxe 71, Unica Top Graphite,Noir Rhodium | [17 empty] | https://eref.se.com/be/nl/sis-tarif/product/MGU66.004V.293 | https://eref.se.com/be/fr/sis-tarif/product/MGU66.004V.293
Schneider Electric | Schneider Electric | 01022021 |  | Schneider Electric |  | SER | MGU66.004V.296 |  |  | 26.25 |  | 1 |  | 3 | Verticale 71 dubbele plaat Onyx koper | Plaque 2 poste vertical Cuivre Onyx |  | 2G VERTI OUTER PLATE GRAPH ONYX COPPER | [18 empty] | 1 | 8420375154597 | 0 |  | 93 | 17 | 8 | 1 | 0.136 | 28420375154591 | 3 | 306 | 17.5 | 12 | 6 |  | 48420375154595 | 24 | 3239 | 40 | 30 | 15 | [10 empty] | 18 | N | [12 empty] | SU2 | P5 | 7907000000 | [14 empty] | Afdekplaat, tweevoudige verticaal afstand 71, Unica Top Grafiet, Onyx koper | Plaque de finition, double verticale entraxe 71, Unica Top Graphite, Cuivre onyx | [17 empty] | https://eref.se.com/be/nl/sis-tarif/product/MGU66.004V.296 | https://eref.se.com/be/fr/sis-tarif/product/MGU66.004V.296
Schneider Electric | Schneider Electric | 01022021 |  | Schneider Electric |  | SER | MGU66.004V.297 |  |  | 26.25 |  | 1 |  | 3 | Verticale 71 dubbele plaat Metaalgrijs | Plaque 2 poste vertical Gris Métal |  | 2G VERTI OUTER PLATE GRAPH METAL GREY | [18 empty] | 1 | 8420375154603 | 0 |  | 93 | 16 | 8 | 1 | 0.128 | 28420375154607 | 3 | 306 | 17.5 | 12 | 6 |  | 48420375154601 | 24 | 3017 | 40 | 30 | 15 | [10 empty] | 17 | N | [12 empty] | SU2 | P5 | 7907000000 | [14 empty] | Afdekplaat, tweevoudige verticaal afstand 71, Unica Top Grafiet, Metaalgrijs | Plaque de finition, double verticale entraxe 71, Unica Top Graphite, Gris métal | [17 empty] | https://eref.se.com/be/nl/sis-tarif/product/MGU66.004V.297 | https://eref.se.com/be/fr/sis-tarif/product/MGU66.004V.297
Schneider Electric | Schneider Electric | 01022021 |  | Schneider Electric |  | SER | MGU66.004V.2M2 |  |  | 59.76 |  | 1 |  | 3 | Verticale 71 dubbele plaat Kerselaar | Plaque 2 poste vertical Cerisier |  | 2G VERTI OUTER PLATE GRAPH CHERRY TREE | [18 empty] | 1 | 8420375153910 | 0 |  | 66 | 17 | 10 | 2 | 0.34 | 28420375153914 | 3 | 198 | 17.5 | 12 | 6 |  | 48420375153918 | 24 | 2039 | 40 | 30 | 15 |  |  | 384 | 31344 | 60 | 80 | 77 |  |  |  | 16 | N | [12 empty] | SU2 | P5 | 7907000000 | [14 empty] | Afdekplaat, tweevoudige verticaal afstand 71, Unica Top Grafiet, Kerselaar | Plaque de finition, double verticale entraxe 71, Unica Top Graphite, Cerisier | [17 empty] | https://eref.se.com/be/nl/sis-tarif/product/MGU66.004V.2M2 | https://eref.se.com/be/fr/sis-tarif/product/MGU66.004V.2M2
Schneider Electric | Schneider Electric | 01022021 |  | Schneider Electric |  | SER | MGU66.004V.2M3 |  |  | 59.76 |  | 1 |  | 3 | Verticale 71 dubbele plaat Wengue | Plaque 2 poste vertical Wengue |  | 2G VERTI OUTER PLATE GRAPH WENGUE | [18 empty] | 1 | 8420375153927 | 0 |  | 52 | 17 | 10 | 2 | 0.34 | 28420375153921 | 3 | 198 | 17.5 | 12 | 6 |  | 48420375153925 | 24 | 2039 | 40 | 30 | 15 | [10 empty] | 17 | N | [12 empty] | SU2 | P5 | 7907000000 | [14 empty] | Afdekplaat, tweevoudige verticaal afstand 71, Unica Top Grafiet, Wengue | Plaque de finition, double verticale entraxe 71, Unica Top Graphite, Wengué | [17 empty] | https://eref.se.com/be/nl/sis-tarif/product/MGU66.004V.2M3 | https://eref.se.com/be/fr/sis-tarif/product/MGU66.004V.2M3
Schneider Electric | Schneider Electric | 01022021 |  | Schneider Electric |  | SER | MGU66.004V.2M4 |  |  | 59.76 |  | 1 |  | 3 | Verticale 71 dubbele plaat Tabak | Plaque 2 poste vertical Tabac |  | 2G VERTI OUTER PLATE GRAPH TOBACCO | [18 empty] | 1 | 8420375153934 | 0 |  | 52 | 17 | 10 | 2 | 0.34 | 28420375153938 | 3 | 198 | 17.5 | 12 | 6 |  | 48420375153932 | 24 | 2199 | 40 | 30 | 15 | [10 empty] | 16 | N | [12 empty] | SU2 | P5 | 7907000000 | [14 empty] | Afdekplaat, tweevoudige verticaal afstand 71, Unica Top Grafiet, Tabak | Plaque de finition, double verticale entraxe 71, Unica Top Graphite, Tabac | [17 empty] | https://eref.se.com/be/nl/sis-tarif/product/MGU66.004V.2M4 | https://eref.se.com/be/fr/sis-tarif/product/MGU66.004V.2M4
Schneider Electric | Schneider Electric | 01022021 |  | Schneider Electric |  | SER | MGU66.006.010 |  |  | 43.29 |  | 1 |  | 3 | Horiz. drievoudige plaat Chroom blinkend | Plaque 3 poste Chrome brillant |  | 3G HORIZ OUTER PLATE ALUM BRIGHT CHROME | [18 empty] | 1 | 8420375115970 | 0 |  | 125 | 23 | 8 | 1 | 0.184 | 28420375115974 | 3 | 435.999 | 2.5 | 1.1 | 0.6 |  | 48420375115978 | 18 | 2876 | 40 | 30 | 15 |  |  | 288 | 54016 | 60 | 80 | 75 |  |  |  | 16 | N | [12 empty] | SU2 | P5 | 7907000000 | [14 empty] | Afdekplaat, drievoudige horizontaal, Unica Top Aluminium, Chroom blinkend | Plaque de finition, triple horizontale, Unica Top Aluminium, Chrome brillant | [17 empty] | https://eref.se.com/be/nl/sis-tarif/product/MGU66.006.010 | https://eref.se.com/be/fr/sis-tarif/product/MGU66.006.010
Schneider Electric | Schneider Electric | 01022021 |  | Schneider Electric |  | SER | MGU66.006.038 |  |  | 36.77 |  | 1 |  | 3 | Horizontale drievoudige plaat Chroom mat | Plaque 3 poste Chrome satiné |  | 3G HORIZ OUTER PLATE ALUM GLOSSY CHROME | [18 empty] | 1 | 8420375115987 | 0 |  | 128 | 23 | 8 | 1 | 0.184 | 28420375115981 | 3 | 375 | 33 | 8.7 | 6 |  | 48420375115985 | 51 | 7869 | 40 | 30 | 30 |  |  | 408 | 70952 | 60 | 80 | 75 |  |  |  | 10 | N | [12 empty] | SU2 | P5 | 7907000000 | [14 empty] | Afdekplaat, drievoudige horizontaal, Unica Top Aluminium, Chroom mat | Plaque de finition, triple horizontale, Unica Top Aluminium, Chrome mat | [17 empty] | https://eref.se.com/be/nl/sis-tarif/product/MGU66.006.038 | https://eref.se.com/be/fr/sis-tarif/product/MGU66.006.038
Schneider Electric | Schneider Electric | 01022021 |  | Schneider Electric |  | SER | MGU66.006.039 |  |  | 36.77 |  | 1 |  | 3 | Horizontale drievoudige plaat Nikkel mat | Plaque 3 poste Nickel mat |  | 3G HORIZ OUTER PLATE ALUM MATT NICKEL | [18 empty] | 1 | 8420375115994 | 0 |  | 127 | 23 | 8 | 2 | 0.368 | 28420375115998 | 3 | 375 | 33 | 8.7 | 6 |  | 48420375115992 | 51 | 7823 | 40 | 30 | 30 | [10 empty] | 16 | N | [12 empty] | SU2 | P5 | 7907000000 | [14 empty] | Afdekplaat, drievoudige horizontaal, Unica Top Aluminium, Nikkel mat | Plaque de finition, triple horizontale, Unica Top Aluminium, Nickel mat | [17 empty] | https://eref.se.com/be/nl/sis-tarif/product/MGU66.006.039 | https://eref.se.com/be/fr/sis-tarif/product/MGU66.006.039
Schneider Electric | Schneider Electric | 01022021 |  | Schneider Electric |  | SER | MGU66.006.092 |  |  | 43.29 |  | 1 |  | 3 | Horizontale drievoudige plaat Wit | Plaque 3 poste Blanc Techno |  | 3G HORIZ OUTER PLATE ALUM TOP WHITE | [18 empty] | 1 | 8420375155181 | 0 |  | 124 | 24 | 9 | 2 | 0.432 | 28420375155185 | 3 | 427 | 5.3 | 24.8 | 11 |  | 48420375155189 | 18 | 2488 | 40 | 30 | 15 | [10 empty] | 16 | N | [12 empty] | SU2 | P5 | 7907000000 | [14 empty] | Afdekplaat, drievoudige horizontaal, Unica Top Aluminium, Wit | Plaque de finition, triple horizontale, Unica Top Aluminium, Blanc | [17 empty] | https://eref.se.com/be/nl/sis-tarif/product/MGU66.006.092 | https://eref.se.com/be/fr/sis-tarif/product/MGU66.006.092
Schneider Electric | Schneider Electric | 01022021 |  | Schneider Electric |  | SER | MGU66.006.093 |  |  | 43.29 |  | 1 |  | 3 | HORIZONTALE DRIEV PLAAT RHODIUM ZWART | PLAQUE 3 POSTE NOIR RHODIUM |  | 3G HORIZ OUTER PLATE ALUM RHODIUM BLACK | [18 empty] | 1 | 8420375155198 | 0 |  | 126 | 8 | 24 | 3 | 0.576 | 28420375155192 | 3 | 432 | 25 | 11 | 6 |  | 48420375155196 | 18 | 2908 | 40 | 30 | 15 |  |  | 288 | 55028 | 60 | 80 | 77 |  |  |  | 17 | N | [12 empty] | SU2 | P5 | 7907000000 | [14 empty] | Afdekplaat, drievoudige horizontaal, Unica Top Aluminium, Rhodium zwart | Plaque de finition, triple horizontale, Unica Top Aluminium, Noir Rhodium | [17 empty] | https://eref.se.com/be/nl/sis-tarif/product/MGU66.006.093 | https://eref.se.com/be/fr/sis-tarif/product/MGU66.006.093
Schneider Electric | Schneider Electric | 01022021 |  | Schneider Electric |  | SER | MGU66.006.096 |  |  | 36.77 |  | 1 |  | 3 | UNICA Frame 3 gang H71 Onyx | Plaque 3 poste Cuivre Onyx |  | 3G HORIZ OUTER PLATE ALUM ONYX COPPER | [18 empty] | 1 | 8420375155228 | 0 |  | 122 | 8 | 32 | 2 | 0.512 | 28420375155222 | 3 | 375 | 33 | 9 | 6 |  | 48420375155226 | 18 | 2920 | 40 | 30 | 15 |  |  | 288 | 55220 | 60 | 80 | 77 |  |  |  | 17 | N | [12 empty] | SU2 | P5 | 7907000000 | [14 empty] | Afdekplaat, drievoudige horizontaal, Unica Top Aluminium, Onyx koper | Plaque de finition, triple horizontale, Unica Top Aluminium, Cuivre onyx | [17 empty] | https://eref.se.com/be/nl/sis-tarif/product/MGU66.006.096 | https://eref.se.com/be/fr/sis-tarif/product/MGU66.006.096
Schneider Electric | Schneider Electric | 01022021 |  | Schneider Electric |  | SER | MGU66.006.097 |  |  | 36.77 |  | 1 |  | 3 | Horiz. drievoudige plaat Metaalgrijs | Plaque 3 poste Gris Métal |  | 3G HORIZ OUTER PLATE ALUM METAL GREY | [18 empty] | 1 | 8420375155235 | 0 |  | 121.667 | 23 | 8 | 1 | 0.184 | 28420375155239 | 3 | 375 | 33 | 8.7 | 6 |  | 48420375155233 | 18 | 2832 | 40 | 30 | 15 |  |  | 288 | 53312 | 60 | 80 | 75 |  |  |  | 16 | N | [12 empty] | SU2 | P5 | 7907000000 | [14 empty] | Afdekplaat, drievoudige horizontaal, Unica Top Aluminium, Metaalgrijs | Plaque de finition, triple horizontale, Unica Top Aluminium, Gris métal | [17 empty] | https://eref.se.com/be/nl/sis-tarif/product/MGU66.006.097 | https://eref.se.com/be/fr/sis-tarif/product/MGU66.006.097
Schneider Electric | Schneider Electric | 01022021 |  | Schneider Electric |  | SER | MGU66.006.0M2 |  |  | 74.7 |  | 1 |  | 3 | Horizontale drievoudige plaat Kerselaar | Plaque 3 poste Cerisier |  | 3G HORIZ OUTER PLATE ALUM CHERRY TREE | [18 empty] | 1 | 8420375116014 | 0 |  | 69 | 24 | 10 | 2 | 0.48 | 28420375116018 | 3 | 282 | 23.7 | 10.5 | 5 |  | 48420375116012 | 51 | 5235 | 40 | 30 | 30 |  |  | 408 | 34152 | 60 | 80 | 77 |  |  |  | 10 | N | [12 empty] | SU2 | P5 | 7907000000 | [14 empty] | Afdekplaat, drievoudige horizontaal, Unica Top Aluminium, Kerselaar | Plaque de finition, triple horizontale, Unica Top Aluminium, Cerisier | [17 empty] | https://eref.se.com/be/nl/sis-tarif/product/MGU66.006.0M2 | https://eref.se.com/be/fr/sis-tarif/product/MGU66.006.0M2
Schneider Electric | Schneider Electric | 01022021 |  | Schneider Electric |  | SER | MGU66.006.0M3 |  |  | 74.7 |  | 1 |  | 3 | Horizontale drievoudige plaat Wengue | Plaque 3 poste Wengue |  | 3G HORIZ OUTER PLATE ALUM WENGUE | [18 empty] | 1 | 8420375116021 | 0 |  | 62.667 | 24 | 10 | 2 | 0.48 | 28420375116025 | 3 | 282 | 23.7 | 10.5 | 5 |  | 48420375116029 | 51 | 4701 | 40 | 30 | 30 | [10 empty] | 17 | N | [12 empty] | SU2 | P5 | 7907000000 | [14 empty] | Afdekplaat, drievoudige horizontaal, Unica Top Aluminium, Wengue | Plaque de finition, triple horizontale, Unica Top Aluminium, Wengué | [17 empty] | https://eref.se.com/be/nl/sis-tarif/product/MGU66.006.0M3 | https://eref.se.com/be/fr/sis-tarif/product/MGU66.006.0M3
Schneider Electric | Schneider Electric | 01022021 |  | Schneider Electric |  | SER | MGU66.006.0M4 |  |  | 74.7 |  | 1 |  | 3 | Horizontale drievoudige plaat Tabak | Plaque 3 poste Tabac |  | 3G HORIZ OUTER PLATE ALUM TOBACCO | [18 empty] | 1 | 8420375116038 | 0 |  | 67 | 24 | 10 | 2 | 0.48 | 28420375116032 | 3 | 256.401 | 2.5 | 1.1 | 0.6 |  | 48420375116036 | 18 | 1798 | 40 | 30 | 15 |  |  | 288 | 36774 | 60 | 80 | 75 |  |  |  | 16 | N | [12 empty] | SU2 | P5 | 7907000000 | [14 empty] | Afdekplaat, drievoudige horizontaal, Unica Top Aluminium, Tabak | Plaque de finition, triple horizontale, Unica Top Aluminium, Tabac | [17 empty] | https://eref.se.com/be/nl/sis-tarif/product/MGU66.006.0M4 | https://eref.se.com/be/fr/sis-tarif/product/MGU66.006.0M4
Schneider Electric | Schneider Electric | 01022021 |  | Schneider Electric |  | SER | MGU66.006.210 |  |  | 43.29 |  | 1 |  | 3 | Horiz. drievoudige plaat Chroom blinkend | Plaque 3 poste Chrome brillant |  | 3G HORIZ OUTER PLATE GRAPH BRIGHT CHROM | [18 empty] | 1 | 8420375153941 | 0 |  | 125 | 24 | 9 | 10 | 2.16 | 28420375153945 | 3 | 375 | 33 | 8.7 | 6 |  | 48420375153949 | 18 | 2928 | 40 | 30 | 15 | [10 empty] | 16 | N | [12 empty] | SU2 | P5 | 7907000000 | [14 empty] | Afdekplaat, drievoudige horizontaal, Unica Top Grafiet, Chroom blinkend | Plaque de finition, triple horizontale, Unica Top Graphite, Chrome brillant | [17 empty] | https://eref.se.com/be/nl/sis-tarif/product/MGU66.006.210 | https://eref.se.com/be/fr/sis-tarif/product/MGU66.006.210
Schneider Electric | Schneider Electric | 01022021 |  | Schneider Electric |  | SER | MGU66.006.238 |  |  | 36.77 |  | 1 |  | 3 | Horizontale drievoudige plaat Chroom mat | Plaque 3 poste Chrome satiné |  | 3G HORIZ OUTER PLATE GRAPH GLOSSY CHROM | [18 empty] | 1 | 8420375153958 | 0 |  | 127.3 | 23 | 8 | 2 | 0.368 | 28420375153952 | 3 | 444 | 11 | 25 | 5.5 |  | 48420375153956 | 18 | 2867 | 40 | 30 | 15 | [10 empty] | 17 | N | [12 empty] | SU2 | P5 | 7907000000 | [14 empty] | Afdekplaat, drievoudige horizontaal, Unica Top Grafiet, Chroom mat | Plaque de finition, triple horizontale, Unica Top Graphite, Chrome mat | [17 empty] | https://eref.se.com/be/nl/sis-tarif/product/MGU66.006.238 | https://eref.se.com/be/fr/sis-tarif/product/MGU66.006.238
Schneider Electric | Schneider Electric | 01022021 |  | Schneider Electric |  | SER | MGU66.006.239 |  |  | 36.77 |  | 1 |  | 3 | Horizontale drievoudige plaat Nikkel mat | Plaque 3 poste Nickel mat |  | 3G HORIZ OUTER PLATE GRAPH MATT NICKEL | [18 empty] | 1 | 8420375153965 | 0 |  | 128 | 9 | 24 | 2 | 0.432 | 28420375153969 | 3 | 375 | 33 | 8.7 | 6 |  | 48420375153963 | 18 | 2560 | 40 | 30 | 15 | [10 empty] | 17 | N | [12 empty] | SU2 | P5 | 7907000000 | [14 empty] | Afdekplaat, drievoudige horizontaal, Unica Top Grafiet, Nikkel mat | Plaque de finition, triple horizontale, Unica Top Graphite, Nickel mat | [17 empty] | https://eref.se.com/be/nl/sis-tarif/product/MGU66.006.239 | https://eref.se.com/be/fr/sis-tarif/product/MGU66.006.239
Schneider Electric | Schneider Electric | 01022021 |  | Schneider Electric |  | SER | MGU66.006.292 |  |  | 43.29 |  | 1 |  | 3 | Horizontale drievoudige plaat Wit | Plaque 3 poste Blanc Techno |  | 3G HORIZ OUTER PLATE GRAPH TOP WHITE | [18 empty] | 1 | 8420375154627 | 0 |  | 122.333 | 23 | 8 | 1 | 0.184 | 28420375154621 | 3 | 427.332 | 2.5 | 1.1 | 0.55 |  | 48420375154625 | 18 | 2824 | 40 | 30 | 15 |  |  | 288 | 53184 | 60 | 80 | 75 |  |  |  | 16 | N | [12 empty] | SU2 | P5 | 7907000000 | [14 empty] | Afdekplaat, drievoudige horizontaal, Unica Top Grafiet, Wit | Plaque de finition, triple horizontale, Unica Top Graphite, Blanc | [17 empty] | https://eref.se.com/be/nl/sis-tarif/product/MGU66.006.292 | https://eref.se.com/be/fr/sis-tarif/product/MGU66.006.292
Schneider Electric | Schneider Electric | 01022021 |  | Schneider Electric |  | SER | MGU66.006.293 |  |  | 43.29 |  | 1 |  | 3 | HORIZONTALE DRIEV PLAAT RHODIUM ZWART | PLAQUE 3 POSTE NOIR RHODIUM |  | 3G HORIZ OUTER PLATE GRAPH RHODIUM BLAC | [18 empty] | 1 | 8420375154634 | 0 |  | 122.333 | 23 | 8 | 1 | 0.184 | 28420375154638 | 3 | 423.75 | 3.3 | 0.9 | 0.6 |  | 48420375154632 | 18 | 2803 | 40 | 30 | 15 |  |  | 288 | 52840 | 60 | 80 | 75 |  |  |  | 16 | N | [12 empty] | SU2 | P5 | 7907000000 | [14 empty] | Afdekplaat, drievoudige horizontaal, Unica Top Grafiet, Rhodium zwart | Plaque de finition, triple horizontale, Unica Top Graphite, Noir Rhodium | [17 empty] | https://eref.se.com/be/nl/sis-tarif/product/MGU66.006.293 | https://eref.se.com/be/fr/sis-tarif/product/MGU66.006.293
Schneider Electric | Schneider Electric | 01022021 |  | Schneider Electric |  | SER | MGU66.006.296 |  |  | 36.77 |  | 1 |  | 3 | Horiz. drievoudige plaat Onyx koper | Plaque 3 poste Cuivre Onyx |  | 3G HORIZ OUTER PLATE GRAPH ONYX COPPER | [18 empty] | 1 | 8420375154665 | 0 |  | 123.667 | 23 | 8 | 1 | 0.184 | 28420375154669 | 3 | 375 | 33 | 8.7 | 6 |  | 48420375154663 | 18 | 2840 | 40 | 30 | 15 |  |  | 288 | 53440 | 60 | 80 | 75 |  |  |  | 16 | N | [12 empty] | SU2 | P5 | 7907000000 | [14 empty] | Afdekplaat, drievoudige horizontaal, Unica Top Grafiet, Onyx koper | Plaque de finition, triple horizontale, Unica Top Graphite, Cuivre onyx | [17 empty] | https://eref.se.com/be/nl/sis-tarif/product/MGU66.006.296 | https://eref.se.com/be/fr/sis-tarif/product/MGU66.006.296
Schneider Electric | Schneider Electric | 01022021 |  | Schneider Electric |  | SER | MGU66.006.297 |  |  | 36.77 |  | 1 |  | 3 | Horizontal drievoudige plaat Metaalgrijs | Plaque 3 poste Gris Métal |  | 3G HORIZ OUTER PLATE GRAPH METAL GREY | [18 empty] | 1 | 8420375154672 | 0 |  | 128.3 | 23 | 8 | 2 | 0.368 | 28420375154676 | 3 | 433 | 5.6 | 24.8 | 11.1 |  | 48420375154670 | 18 | 2917 | 40 | 30 | 15 |  |  | 288 | 54664 | 60 | 80 | 75 |  |  |  | 18 | N | [12 empty] | SU2 | P5 | 7907000000 | [14 empty] | Afdekplaat, drievoudige horizontaal, Unica Top Grafiet, Metaalgrijs | Plaque de finition, triple horizontale, Unica Top Graphite, Gris métal | [17 empty] | https://eref.se.com/be/nl/sis-tarif/product/MGU66.006.297 | https://eref.se.com/be/fr/sis-tarif/product/MGU66.006.297
Schneider Electric | Schneider Electric | 01022021 |  | Schneider Electric |  | SER | MGU66.006.2M2 |  |  | 74.7 |  | 1 |  | 3 | Horizontale drievoudige plaat Kerselaar | Plaque 3 poste Cerisier |  | 3G HORIZ OUTER PLATE GRAPH CHERRY TREE | [18 empty] | 1 | 8420375153989 | 0 |  | 65 | 24 | 10 | 2 | 0.48 | 28420375153983 | 3 | 282 | 23.7 | 10.5 | 5 |  | 48420375153987 | 18 | 1949 | 40 | 30 | 15 | [10 empty] | 16 | N | [12 empty] | SU2 | P5 | 7907000000 | [14 empty] | Afdekplaat, drievoudige horizontaal, Unica Top Grafiet, Kerselaar | Plaque de finition, triple horizontale, Unica Top Graphite, Cerisier | [17 empty] | https://eref.se.com/be/nl/sis-tarif/product/MGU66.006.2M2 | https://eref.se.com/be/fr/sis-tarif/product/MGU66.006.2M2
Schneider Electric | Schneider Electric | 01022021 |  | Schneider Electric |  | SER | MGU66.006.2M3 |  |  | 74.7 |  | 1 |  | 3 | Horizontale drievoudige plaat Wengue | Plaque 3 poste Wengue |  | 3G HORIZ OUTER PLATE GRAPH WENGUE | [18 empty] | 1 | 8420375153996 | 0 |  | 66.333 | 24 | 10 | 2 | 0.48 | 28420375153990 | 3 | 258.333 | 2.4 | 1.1 | 0.5 |  | 48420375153994 | 51 | 4812 | 40 | 30 | 30 | [10 empty] | 17 | N | [12 empty] | SU2 | P5 | 7907000000 | [14 empty] | Afdekplaat, drievoudige horizontaal, Unica Top Grafiet, Wengue | Plaque de finition, triple horizontale, Unica Top Graphite, Wengué | [17 empty] | https://eref.se.com/be/nl/sis-tarif/product/MGU66.006.2M3 | https://eref.se.com/be/fr/sis-tarif/product/MGU66.006.2M3
Schneider Electric | Schneider Electric | 01022021 |  | Schneider Electric |  | SER | MGU66.006.2M4 |  |  | 74.7 |  | 1 |  | 3 | Horizontale drievoudige plaat Tabak | Plaque 3 poste Tabac |  | 3G HORIZ OUTER PLATE GRAPH TOBACCO | [18 empty] | 1 | 8420375154009 | 0 |  | 68 | 24 | 10 | 2 | 0.48 | 28420375154003 | 3 | 283 | 5 | 23.7 | 10.5 |  | 48420375154007 | 51 | 5298 | 40 | 30 | 30 | [10 empty] | 17 | N | [12 empty] | SU2 | P5 | 7907000000 | [14 empty] | Afdekplaat, drievoudige horizontaal, Unica Top Grafiet, Tabak | Plaque de finition, triple horizontale, Unica Top Graphite, Tabac | [17 empty] | https://eref.se.com/be/nl/sis-tarif/product/MGU66.006.2M4 | https://eref.se.com/be/fr/sis-tarif/product/MGU66.006.2M4
Schneider Electric | Schneider Electric | 01022021 |  | Schneider Electric |  | SER | MGU66.006V.010 |  |  | 43.29 |  | 1 |  | 3 | Vert 71 drievoudig plaat Chroom blinkend | Plaque 3 poste vertical Chrome brillant |  | 3G VERTI OUTER PLATE ALUM BRIGHT CHROME | [18 empty] | 1 | 8420375116045 | 0 |  | 125 | 23 | 8 | 2 | 0.368 | 28420375116049 | 3 | 375 | 33 | 8.7 | 6 |  | 48420375116043 | 18 | 2937 | 40 | 30 | 15 |  |  | 288 | 36000 | 60 | 80 | 60 |  |  |  | 16 | N | [12 empty] | SU2 | P5 | 7907000000 | [14 empty] | Afdekplaat, drievoudige verticaal afstand 71, Unica Top Alu, Chroom blinkend | Plaque de finition, triple verticale entraxe 71, Unica Top Alu, Chrome brillant | [17 empty] | https://eref.se.com/be/nl/sis-tarif/product/MGU66.006V.010 | https://eref.se.com/be/fr/sis-tarif/product/MGU66.006V.010
Schneider Electric | Schneider Electric | 01022021 |  | Schneider Electric |  | SER | MGU66.006V.038 |  |  | 36.77 |  | 1 |  | 3 | Vertical 71 drievoudige plaat Chroom mat | Plaque 3 poste vertical Chrome satiné |  | 3G VERTI OUTER PLATE ALUM GLOSSY CHROME | [18 empty] | 1 | 8420375116052 | 0 |  | 130 | 23 | 8 | 2 | 0.368 | 28420375116056 | 3 | 375 | 33 | 8.7 | 6 |  | 48420375116050 | 18 | 2795 | 40 | 30 | 15 | [10 empty] | 17 | N | [12 empty] | SU2 | P5 | 7907000000 | [14 empty] | Afdekplaat, drievoudige verticaal afstand 71, Unica Top Aluminium, Chroom mat | Plaque de finition, triple verticale entraxe 71, Unica Top Aluminium, Chrome mat | [17 empty] | https://eref.se.com/be/nl/sis-tarif/product/MGU66.006V.038 | https://eref.se.com/be/fr/sis-tarif/product/MGU66.006V.038
Schneider Electric | Schneider Electric | 01022021 |  | Schneider Electric |  | SER | MGU66.006V.039 |  |  | 36.77 |  | 1 |  | 3 | Vertical 71 drievoudige plaat Nikkel mat | Plaque 3 poste vertical Nickel mat |  | 3G VERTI OUTER PLATE ALUM MATT NICKEL | [18 empty] | 1 | 8420375116069 | 0 |  | 131 | 24 | 8 | 2 | 0.384 | 28420375116063 | 3 | 375 | 33 | 8.7 | 6 |  | 48420375116067 | 18 | 3191 | 40 | 30 | 15 | [10 empty] | 16 | N | [12 empty] | SU2 | P5 | 7907000000 | [14 empty] | Afdekplaat, drievoudige verticaal afstand 71, Unica Top Aluminium, Nikkel mat | Plaque de finition, triple verticale entraxe 71, Unica Top Aluminium, Nickel mat | [17 empty] | https://eref.se.com/be/nl/sis-tarif/product/MGU66.006V.039 | https://eref.se.com/be/fr/sis-tarif/product/MGU66.006V.039
Schneider Electric | Schneider Electric | 01022021 |  | Schneider Electric |  | SER | MGU66.006V.092 |  |  | 43.29 |  | 1 |  | 3 | Verticale 71 drievoudige plaat Wit | Plaque 3 poste vertical Blanc Techno |  | 3G VERTI OUTER PLATE ALUM TOP WHITE | [18 empty] | 1 | 8420375155259 | 0 |  | 125 | 24 | 8 | 2 | 0.384 | 28420375155253 | 3 | 439 | 2.5 | 0.6 | 1.1 |  | 48420375155257 | 18 | 2935 | 40 | 30 | 15 | [10 empty] | 16 | N | [12 empty] | SU2 | P5 | 7907000000 | [14 empty] | Afdekplaat, drievoudige verticaal afstand 71, Unica Top Aluminium, Wit | Plaque de finition, triple verticale entraxe 71, Unica Top Aluminium, Blanc | [17 empty] | https://eref.se.com/be/nl/sis-tarif/product/MGU66.006V.092 | https://eref.se.com/be/fr/sis-tarif/product/MGU66.006V.092
Schneider Electric | Schneider Electric | 01022021 |  | Schneider Electric |  | SER | MGU66.006V.093 |  |  | 43.29 |  | 1 |  | 3 | VERTICALE 71 DRIEV PLAAT RHODIUM ZWART | PLAQUE 3 POSTE VERTICAL NOIR RHODIUM |  | 3G OUTER PLATE ALUM RHODIUM BLACK | [18 empty] | 1 | 8420375155266 | 0 |  | 124 | 23 | 8 | 2 | 0.368 | 28420375155260 | 3 | 429 | 2.5 | 0.6 | 1.1 |  | 48420375155264 | 18 | 2914 | 40 | 30 | 15 | [10 empty] | 16 | N | [12 empty] | SU2 | P5 | 7907000000 | [14 empty] | Afdekplaat, drievoudige verticaal afstand 71, Unica Top Aluminium, Rhodium zwart | Plaque de finition, triple verticale entraxe 71,Unica Top Aluminium,Noir Rhodium | [17 empty] | https://eref.se.com/be/nl/sis-tarif/product/MGU66.006V.093 | https://eref.se.com/be/fr/sis-tarif/product/MGU66.006V.093
Schneider Electric | Schneider Electric | 01022021 |  | Schneider Electric |  | SER | MGU66.006V.096 |  |  | 36.77 |  | 1 |  | 3 | Vert. 71 drievoudige plaat Onyx koper | Plaque 3 poste vertical Cuivre Onyx |  | 3G OUTER PLATE ALUM ONYX COPPER | [18 empty] | 1 | 8420375155297 | 0 |  | 125 | 23 | 8 | 2 | 0.368 | 28420375155291 | 3 | 375 | 33 | 8.7 | 6 |  | 48420375155295 | 18 | 2250 | 40 | 30 | 15 |  |  | 288 | 36000 | 80 | 60 | 77 |  |  |  | 10 | N | [12 empty] | SU2 | P5 | 7907000000 | [14 empty] | Afdekplaat, drievoudige verticaal afstand 71, Unica Top Aluminium, Onyx koper | Plaque de finition, triple verticale entraxe 71, Unica Top Aluminium,Cuivre onyx | [17 empty] | https://eref.se.com/be/nl/sis-tarif/product/MGU66.006V.096 | https://eref.se.com/be/fr/sis-tarif/product/MGU66.006V.096
Schneider Electric | Schneider Electric | 01022021 |  | Schneider Electric |  | SER | MGU66.006V.097 |  |  | 36.77 |  | 1 |  | 3 | Vert. 71 drievoudige plaat Metaalgrijs | Plaque 3 poste vertical Gris Métal |  | 3G OUTER PLATE ALUM METAL GREY | [18 empty] | 1 | 8420375155303 | 0 |  | 124 | 23 | 8 | 1 | 0.184 | 28420375155307 | 3 | 375 | 33 | 8.7 | 6 |  | 48420375155301 | 18 | 2920 | 40 | 30 | 15 |  |  | 288 | 54726 | 60 | 80 | 75 |  |  |  | 10 | N | [12 empty] | SU2 | P5 | 7907000000 | [14 empty] | Afdekplaat, drievoudige verticaal afstand 71, Unica Top Aluminium, Metaalgrijs | Plaque de finition, triple verticale entraxe 71, Unica Top Aluminium, Gris métal | [17 empty] | https://eref.se.com/be/nl/sis-tarif/product/MGU66.006V.097 | https://eref.se.com/be/fr/sis-tarif/product/MGU66.006V.097
Schneider Electric | Schneider Electric | 01022021 |  | Schneider Electric |  | SER | MGU66.006V.0M2 |  |  | 74.7 |  | 1 |  | 3 | Verticale 71 drievoudige plaat Kerselaar | Plaque 3 poste vertical Cerisier |  | 3G VERTI OUTER PLATE ALUM CHERRY TREE | [18 empty] | 1 | 8420375116083 | 0 |  | 72 | 24 | 10 | 2 | 0.48 | 28420375116087 | 3 | 282 | 23.7 | 10.5 | 5 |  | 48420375116081 | 18 | 2092 | 40 | 30 | 15 | [10 empty] | 16 | N | [12 empty] | SU2 | P5 | 7907000000 | [14 empty] | Afdekplaat, drievoudige verticaal afstand 71, Unica Top Aluminium, Kerselaar | Plaque de finition, triple verticale entraxe 71, Unica Top Aluminium, Cerisier | [17 empty] | https://eref.se.com/be/nl/sis-tarif/product/MGU66.006V.0M2 | https://eref.se.com/be/fr/sis-tarif/product/MGU66.006V.0M2
Schneider Electric | Schneider Electric | 01022021 |  | Schneider Electric |  | SER | MGU66.006V.0M3 |  |  | 74.7 |  | 1 |  | 3 | Verticale 71 drievoudige plaat Wengue | Plaque 3 poste vertical Wengue |  | 3G VERTI OUTER PLATE ALUM WENGUE | [18 empty] | 1 | 8420375116090 | 0 |  | 94 | 10 | 24 | 2 | 0.48 | 28420375116094 | 3 | 282 | 23.7 | 10.5 | 5 |  | 48420375116098 | 6 | 793 | 40 | 15 | 15 |  |  | 192 | 33750 | 60 | 80 | 77 |  |  |  | 16 | N | [12 empty] | SU2 | P5 | 7907000000 | [14 empty] | Afdekplaat, drievoudige verticaal afstand 71, Unica Top Aluminium, Wengue | Plaque de finition, triple verticale entraxe 71, Unica Top Aluminium, Wengué | [17 empty] | https://eref.se.com/be/nl/sis-tarif/product/MGU66.006V.0M3 | https://eref.se.com/be/fr/sis-tarif/product/MGU66.006V.0M3
Schneider Electric | Schneider Electric | 01022021 |  | Schneider Electric |  | SER | MGU66.006V.0M4 |  |  | 74.7 |  | 1 |  | 3 | Verticale 71 drievoudige plaat Tabak | Plaque 3 poste vertical Tabac |  | 3G VERTI OUTER PLATE ALUM TOBACCO | [18 empty] | 1 | 8420375116106 | 0 |  | 74 | 24 | 10 | 2 | 0.48 | 28420375116100 | 3 | 282 | 23.7 | 10.5 | 5 |  | 48420375116104 | 18 | 2026 | 40 | 30 | 15 |  |  | 288 | 42850 | 60 | 80 | 77 |  |  |  | 16 | N | [12 empty] | SU2 | P5 | 7907000000 | [14 empty] | Afdekplaat, drievoudige verticaal afstand 71, Unica Top Aluminium, Tabak | Plaque de finition, triple verticale entraxe 71, Unica Top Aluminium, Tabac | [17 empty] | https://eref.se.com/be/nl/sis-tarif/product/MGU66.006V.0M4 | https://eref.se.com/be/fr/sis-tarif/product/MGU66.006V.0M4
Schneider Electric | Schneider Electric | 01022021 |  | Schneider Electric |  | SER | MGU66.006V.210 |  |  | 43.29 |  | 1 |  | 3 | Vert 71 drievoudig plaat Chroom blinkend | Plaque 3 poste vertical Chrome brillant |  | 3G VERTI OUTER PLATE GRAPH BRIGHT CHROM | [18 empty] | 1 | 8420375154016 | 0 |  | 131 | 23 | 8 | 2 | 0.368 | 28420375154010 | 3 | 454 | 2.47 | 1.12 | 0.56 |  | 48420375154014 | 18 | 3179 | 40 | 30 | 15 | [10 empty] | 16 | N | [12 empty] | SU2 | P5 | 7907000000 | [14 empty] | Afdekplaat, drievoudige verticaal afstand 71, Unica Top Grafiet, Chroom blinkend | Plaque de finition, triple vert. entraxe 71, Unica Top Graphite, Chrome brillant | [17 empty] | https://eref.se.com/be/nl/sis-tarif/product/MGU66.006V.210 | https://eref.se.com/be/fr/sis-tarif/product/MGU66.006V.210
Schneider Electric | Schneider Electric | 01022021 |  | Schneider Electric |  | SER | MGU66.006V.238 |  |  | 36.77 |  | 1 |  | 3 | Vertical 71 drievoudige plaat Chroom mat | Plaque 3 poste vertical Chrome satiné |  | 3G VERTI OUTER PLATE GRAPH GLOSSY CHROM | [18 empty] | 1 | 8420375154023 | 0 |  | 128.21 | 23 | 8 | 2 | 0.368 | 28420375154027 | 3 | 375 | 33 | 8.7 | 6 |  | 48420375154021 | 18 | 2891 | 40 | 30 | 15 | [10 empty] | 17 | N | [12 empty] | SU2 | P5 | 7907000000 | [14 empty] | Afdekplaat, drievoudige verticaal afstand 71, Unica Top Grafiet, Chroom mat | Plaque de finition, triple verticale entraxe 71, Unica Top Graphite, Chrome mat | [17 empty] | https://eref.se.com/be/nl/sis-tarif/product/MGU66.006V.238 | https://eref.se.com/be/fr/sis-tarif/product/MGU66.006V.238
Schneider Electric | Schneider Electric | 01022021 |  | Schneider Electric |  | SER | MGU66.006V.239 |  |  | 36.77 |  | 1 |  | 3 | Vertical 71 drievoudige plaat Nikkel mat | Plaque 3 poste vertical Nickel mat |  | 3G VERTI OUTER PLATE GRAPH MATT NICKEL | [18 empty] | 1 | 8420375154030 | 0 |  | 126 | 23 | 8 | 2 | 0.368 | 28420375154034 | 3 | 375 | 33 | 8.7 | 6 |  | 48420375154038 | 18 | 2878 | 40 | 30 | 15 | [10 empty] | 17 | N | [12 empty] | SU2 | P5 | 7907000000 | [14 empty] | Afdekplaat, drievoudige verticaal afstand 71, Unica Top Grafiet, Nikkel mat | Plaque de finition, triple verticale entraxe 71, Unica Top Graphite, Nickel mat | [17 empty] | https://eref.se.com/be/nl/sis-tarif/product/MGU66.006V.239 | https://eref.se.com/be/fr/sis-tarif/product/MGU66.006V.239
Schneider Electric | Schneider Electric | 01022021 |  | Schneider Electric |  | SER | MGU66.006V.292 |  |  | 43.29 |  | 1 |  | 3 | Verticale 71 drievoudige plaat Wit | Plaque 3 poste vertical Blanc Techno |  | 3G VERTI OUTER PLATE GRAPH TOP WHITE | [18 empty] | 1 | 8420375154696 | 0 |  | 125 | 23 | 8 | 2 | 0.368 | 28420375154690 | 3 | 375 | 33 | 8.7 | 6 |  | 48420375154694 | 18 | 2705 | 40 | 30 | 15 |  |  | 288 | 36000 | 60 | 80 | 77 |  |  |  | 16 | N | [12 empty] | SU2 | P5 | 7907000000 | [14 empty] | Afdekplaat, drievoudige verticaal afstand 71, Unica Top Grafiet, Wit | Plaque de finition, triple verticale entraxe 71, Unica Top Graphite, Blanc | [17 empty] | https://eref.se.com/be/nl/sis-tarif/product/MGU66.006V.292 | https://eref.se.com/be/fr/sis-tarif/product/MGU66.006V.292
Schneider Electric | Schneider Electric | 01022021 |  | Schneider Electric |  | SER | MGU66.006V.293 |  |  | 43.29 |  | 1 |  | 3 | VERTICALE 71 DRIEV PLAAT RHODIUM ZWART | PLAQUE 3 POSTE VERTICAL NOIR RHODIUM |  | 3G OUTER PLATE GRAPH RHODIUM BLACK | [18 empty] | 1 | 8420375154702 | 0 |  | 125 | 23 | 8 | 2 | 0.368 | 28420375154706 | 3 | 375 | 33 | 6 | 8.7 |  | 48420375154700 | 18 | 2868 | 40 | 30 | 15 | [10 empty] | 16 | N | [12 empty] | SU2 | P5 | 7907000000 | [14 empty] | Afdekplaat, drievoudige verticaal afstand 71, Unica Top Grafiet, Rhodium zwart | Plaque de finition, triple verticale entraxe 71, Unica Top Graphite,Noir Rhodium | [17 empty] | https://eref.se.com/be/nl/sis-tarif/product/MGU66.006V.293 | https://eref.se.com/be/fr/sis-tarif/product/MGU66.006V.293
Schneider Electric | Schneider Electric | 01022021 |  | Schneider Electric |  | SER | MGU66.006V.296 |  |  | 36.77 |  | 1 |  | 3 | Vert. 71 drievoudige plaat Onyx koper | Plaque 3 poste vertical Cuivre Onyx |  | 3G OUTER PLATE GRAPH ONYX COPPER | [18 empty] | 1 | 8420375154733 | 0 |  | 125 | 23 | 8 | 5 | 0.92 | 28420375154737 | 3 | 375 | 33 | 8.7 | 6 |  | 48420375154731 | 18 | 3089 | 40 | 30 | 15 | [10 empty] | 16 | N | [12 empty] | SU2 | P5 | 7907000000 | [14 empty] | Afdekplaat, drievoudige verticaal afstand 71, Unica Top Grafiet, Onyx koper | Plaque de finition, triple verticale entraxe 71, Unica Top Graphite, Cuivre onyx | [17 empty] | https://eref.se.com/be/nl/sis-tarif/product/MGU66.006V.296 | https://eref.se.com/be/fr/sis-tarif/product/MGU66.006V.296
Schneider Electric | Schneider Electric | 01022021 |  | Schneider Electric |  | SER | MGU66.006V.297 |  |  | 36.77 |  | 1 |  | 3 | Vert. 71 drievoudige plaat Metaalgrijs | Plaque 3 poste vertical Gris Métal |  | 3G OUTER PLATE GRAPH METAL GREY | [18 empty] | 1 | 8420375154740 | 0 |  | 124 | 25 | 8 | 1 | 0.2 | 28420375154744 | 3 | 375 | 33 | 8.7 | 6 |  | 48420375154748 | 18 | 3095 | 40 | 30 | 15 | [10 empty] | 17 | N | [12 empty] | SU2 | P5 | 7907000000 | [14 empty] | Afdekplaat, drievoudige verticaal afstand 71, Unica Top Grafiet, Metaalgrijs | Plaque de finition, triple verticale entraxe 71, Unica Top Graphite, Gris métal | [17 empty] | https://eref.se.com/be/nl/sis-tarif/product/MGU66.006V.297 | https://eref.se.com/be/fr/sis-tarif/product/MGU66.006V.297
Schneider Electric | Schneider Electric | 01022021 |  | Schneider Electric |  | SER | MGU66.006V.2M2 |  |  | 74.7 |  | 1 |  | 3 | Verticale 71 drievoudige plaat Kerselaar | Plaque 3 poste vertical Cerisier |  | 3G VERTI OUTER PLATE GRAPH CHERRY TREE | [18 empty] | 1 | 8420375154054 | 0 |  | 76 | 2 | 24 | 10 | 0.48 | 28420375154058 | 3 | 282 | 23.7 | 10.5 | 5 |  | 48420375154052 | 18 | 2219 | 40 | 30 | 15 | [10 empty] | 16 | N | [12 empty] | SU2 | P5 | 7907000000 | [14 empty] | Afdekplaat, drievoudige verticaal afstand 71, Unica Top Grafiet, Kerselaar | Plaque de finition, triple verticale entraxe 71, Unica Top Graphite, Cerisier | [17 empty] | https://eref.se.com/be/nl/sis-tarif/product/MGU66.006V.2M2 | https://eref.se.com/be/fr/sis-tarif/product/MGU66.006V.2M2
Schneider Electric | Schneider Electric | 01022021 |  | Schneider Electric |  | SER | MGU66.006V.2M3 |  |  | 74.7 |  | 1 |  | 3 | Verticale 71 drievoudige plaat Wengue | Plaque 3 poste vertical Wengue |  | 3G VERTI OUTER PLATE GRAPH WENGUE | [18 empty] | 1 | 8420375154061 | 0 |  | 76 | 24 | 10 | 2 | 0.48 | 28420375154065 | 3 | 282 | 23.7 | 10.5 | 5 |  | 48420375154069 | 18 | 2044 | 40 | 30 | 15 | [10 empty] | 16 | N | [12 empty] | SU2 | P5 | 7907000000 | [14 empty] | Afdekplaat, drievoudige verticaal afstand 71, Unica Top Grafiet, Wengue | Plaque de finition, triple verticale entraxe 71, Unica Top Graphite, Wengué | [17 empty] | https://eref.se.com/be/nl/sis-tarif/product/MGU66.006V.2M3 | https://eref.se.com/be/fr/sis-tarif/product/MGU66.006V.2M3
Schneider Electric | Schneider Electric | 01022021 |  | Schneider Electric |  | SER | MGU66.006V.2M4 |  |  | 74.7 |  | 1 |  | 3 | Verticale 71 drievoudige plaat Tabak | Plaque 3 poste vertical Tabac |  | 3G VERTI OUTER PLATE GRAPH TOBACCO | [18 empty] | 1 | 8420375154078 | 0 |  | 74 | 24 | 10 | 2 | 0.48 | 28420375154072 | 3 | 282 | 23.7 | 10.5 | 5 |  | 48420375154076 | 18 | 2141 | 40 | 30 | 15 | [10 empty] | 16 | N | [12 empty] | SU2 | P5 | 7907000000 | [14 empty] | Afdekplaat, drievoudige verticaal afstand 71, Unica Top Grafiet, Tabak | Plaque de finition, triple verticale entraxe 71, Unica Top Graphite, Tabac | [17 empty] | https://eref.se.com/be/nl/sis-tarif/product/MGU66.006V.2M4 | https://eref.se.com/be/fr/sis-tarif/product/MGU66.006V.2M4
Schneider Electric | Schneider Electric | 01022021 |  | Schneider Electric |  | SER | MGU66.008.010 |  |  | 56.27 |  | 1 |  | 3 | Horiz. viervoudige plaat Chroom blinkend | Plaque 4 poste Chrome brillant |  | 4G OUTER PLATE ALUM BRIGHT CHROME | [18 empty] | 1 | 8420375116113 | 0 |  | 160.667 | 30 | 8 | 1 | 0.24 | 28420375116117 | 3 | 552.501 | 3.3 | 1.05 | 0.6 |  | 48420375116111 | 30 | 5945 | 40 | 30 | 30 |  |  | 240 | 55560 | 60 | 80 | 75 |  |  |  | 16 | N | [12 empty] | SU2 | P5 | 7907000000 | [14 empty] | Afdekplaat, viervoudige horizontaal, Unica Top Aluminium, Chroom blinkend | Plaque de finition, quadruple horizontale, Unica Top Aluminium, Chrome brillant | [17 empty] | https://eref.se.com/be/nl/sis-tarif/product/MGU66.008.010 | https://eref.se.com/be/fr/sis-tarif/product/MGU66.008.010
Schneider Electric | Schneider Electric | 01022021 |  | Schneider Electric |  | SER | MGU66.008.038 |  |  | 47.82 |  | 1 |  | 3 | Horizontale viervoudige plaat Chroom mat | Plaque 4 poste Chrome satiné |  | 4G OUTER PLATE ALUM GLOSSY CHROME | [18 empty] | 1 | 8420375116120 | 0 |  | 166 | 9 | 31 | 2 | 0.558 | 28420375116124 | 3 | 495 | 10.5 | 33 | 6 |  | 48420375116128 | 30 | 5413 | 40 | 30 | 30 | [10 empty] | 17 | N | [12 empty] | SU2 | P5 | 7907000000 | [14 empty] | Afdekplaat, viervoudige horizontaal, Unica Top Aluminium, Chroom mat | Plaque de finition, quadruple horizontale, Unica Top Aluminium, Chrome mat | [17 empty] | https://eref.se.com/be/nl/sis-tarif/product/MGU66.008.038 | https://eref.se.com/be/fr/sis-tarif/product/MGU66.008.038
Schneider Electric | Schneider Electric | 01022021 |  | Schneider Electric |  | SER | MGU66.008.039 |  |  | 47.82 |  | 1 |  | 3 | Horizontale viervoudige plaat Nikkel mat | Plaque 4 poste Nickel mat |  | 4G OUTER PLATE ALUM MATT NICKEL | [18 empty] | 1 | 8420375116137 | 0 |  | 165 | 30 | 8 | 2 | 0.48 | 28420375116131 | 3 | 486 | 33 | 8.7 | 6 |  | 48420375116135 | 30 | 6287 | 40 | 30 | 30 |  |  | 240 | 46660 | 60 | 80 | 77 |  |  |  | 17 | N | [12 empty] | SU2 | P5 | 7907000000 | [14 empty] | Afdekplaat, viervoudige horizontaal, Unica Top Aluminium, Nikkel mat | Plaque de finition, quadruple horizontale, Unica Top Aluminium, Nickel mat | [17 empty] | https://eref.se.com/be/nl/sis-tarif/product/MGU66.008.039 | https://eref.se.com/be/fr/sis-tarif/product/MGU66.008.039
Schneider Electric | Schneider Electric | 01022021 |  | Schneider Electric |  | SER | MGU66.008.092 |  |  | 56.27 |  | 1 |  | 3 | Horizontale viervoudige plaat Wit | Plaque 4 poste Blanc Techno |  | 4G OUTER PLATE ALUM TOP WHITE | [18 empty] | 1 | 8420375155327 | 0 |  | 159 | 30 | 8 | 1 | 0.24 | 28420375155321 | 3 | 486 | 33 | 8.7 | 6 |  | 48420375155325 | 15 | 3002 | 40 | 30 | 15 |  |  | 240 | 56032 | 60 | 80 | 75 |  |  |  | 16 | N | [12 empty] | SU2 | P5 | 7907000000 | [14 empty] | Afdekplaat, viervoudige horizontaal, Unica Top Aluminium, Wit | Plaque de finition, quadruple horizontale, Unica Top Aluminium, Blanc | [17 empty] | https://eref.se.com/be/nl/sis-tarif/product/MGU66.008.092 | https://eref.se.com/be/fr/sis-tarif/product/MGU66.008.092
Schneider Electric | Schneider Electric | 01022021 |  | Schneider Electric |  | SER | MGU66.008.093 |  |  | 56.27 |  | 1 |  | 3 | HORIZONTALE VIERVOUD PLAAT RHODIUM ZWART | PLAQUE 4 POSTE NOIR RHODIUM |  | 4G OUTER PLATE ALUM RHODIUM BLACK | [18 empty] | 1 | 8420375155334 | 0 |  | 162 | 30 | 8 | 2 | 0.48 | 28420375155338 | 3 | 486 | 33 | 6 | 8.7 |  | 48420375155332 | 15 | 2916 | 40 | 30 | 15 |  |  | 240 | 46660 | 60 | 80 | 60 |  |  |  | 10 | N | [12 empty] | SU2 | P5 | 7907000000 | [14 empty] | Afdekplaat, viervoudige horizontaal, Unica Top Aluminium, Rhodium zwart | Plaque de finition, quadruple horizontale, Unica Top Aluminium, Noir Rhodium | [17 empty] | https://eref.se.com/be/nl/sis-tarif/product/MGU66.008.093 | https://eref.se.com/be/fr/sis-tarif/product/MGU66.008.093
Schneider Electric | Schneider Electric | 01022021 |  | Schneider Electric |  | SER | MGU66.008.096 |  |  | 47.82 |  | 1 |  | 3 | Horiz. viervoudige plaat Onyx koper | Plaque 4 poste Cuivre Onyx |  | 4G OUTER PLATE ALUM ONYX COPPER | [18 empty] | 1 | 8420375155365 | 0 |  | 158.333 | 31 | 8 | 1 | 0.248 | 28420375155369 | 3 | 486 | 33 | 8.7 | 6 |  | 48420375155363 | 15 | 3017 | 40 | 30 | 15 |  |  | 240 | 56280 | 60 | 80 | 75 |  |  |  | 17 | N | [12 empty] | SU2 | P5 | 7907000000 | [14 empty] | Afdekplaat, viervoudige horizontaal, Unica Top Aluminium, Onyx koper | Plaque de finition, quadruple horizontale, Unica Top Aluminium, Cuivre onyx | [17 empty] | https://eref.se.com/be/nl/sis-tarif/product/MGU66.008.096 | https://eref.se.com/be/fr/sis-tarif/product/MGU66.008.096
Schneider Electric | Schneider Electric | 01022021 |  | Schneider Electric |  | SER | MGU66.008.097 |  |  | 47.82 |  | 1 |  | 3 | Horizontal viervoudige plaat Metaalgrijs | Plaque 4 poste Gris Métal |  | 4G OUTER PLATE ALUM METAL GREY | [18 empty] | 1 | 8420375155372 | 0 |  | 158 | 30 | 8 | 1 | 0.24 | 28420375155376 | 3 | 486 | 33 | 8.7 | 6 |  | 48420375155370 | 15 | 3005 | 40 | 30 | 15 |  |  | 240 | 56080 | 60 | 80 | 75 |  |  |  | 16 | N | [12 empty] | SU2 | P5 | 7907000000 | [14 empty] | Afdekplaat, viervoudige horizontaal, Unica Top Aluminium, Metaalgrijs | Plaque de finition, quadruple horizontale, Unica Top Aluminium, Gris métal | [17 empty] | https://eref.se.com/be/nl/sis-tarif/product/MGU66.008.097 | https://eref.se.com/be/fr/sis-tarif/product/MGU66.008.097
Schneider Electric | Schneider Electric | 01022021 |  | Schneider Electric |  | SER | MGU66.008.0M2 |  |  | 89.64 |  | 1 |  | 3 | Horizontale viervoudige plaat Kerselaar | Plaque 4 poste Cerisier |  | 4G OUTER PLATE ALUM CHERRY TREE | [18 empty] | 1 | 8420375116151 | 0 |  | 118 | 31 | 10 | 2 | 0.62 | 28420375116155 | 3 | 354 | 31.8 | 10 | 5.5 |  |  | 30 | 3540 | 40 | 30 | 30 |  |  | 240 | 28320 | 80 | 60 | 77 |  |  |  | 16 | N | [12 empty] | SU2 | P5 | 7907000000 | [14 empty] | Afdekplaat, viervoudige horizontaal, Unica Top Aluminium, Kerselaar | Plaque de finition, quadruple horizontale, Unica Top Aluminium, Cerisier | [17 empty] | https://eref.se.com/be/nl/sis-tarif/product/MGU66.008.0M2 | https://eref.se.com/be/fr/sis-tarif/product/MGU66.008.0M2
Schneider Electric | Schneider Electric | 01022021 |  | Schneider Electric |  | SER | MGU66.008.0M3 |  |  | 89.64 |  | 1 |  | 3 | Horizontale viervoudige plaat Wengue | Plaque 4 poste Wengue |  | 4G OUTER PLATE ALUM WENGUE | [18 empty] | 1 | 8420375116168 | 0 |  | 85 | 31 | 10 | 2 | 0.62 | 28420375116162 | 3 | 354 | 31.8 | 10 | 5.5 |  |  | 30 | 3540 | 40 | 30 | 30 |  |  | 240 | 28320 | 80 | 60 | 77 |  |  |  | 17 | N | [12 empty] | SU2 | P5 | 7907000000 | [14 empty] | Afdekplaat, viervoudige horizontaal, Unica Top Aluminium, Wengue | Plaque de finition, quadruple horizontale, Unica Top Aluminium, Wengué | [17 empty] | https://eref.se.com/be/nl/sis-tarif/product/MGU66.008.0M3 | https://eref.se.com/be/fr/sis-tarif/product/MGU66.008.0M3
Schneider Electric | Schneider Electric | 01022021 |  | Schneider Electric |  | SER | MGU66.008.0M4 |  |  | 89.64 |  | 1 |  | 3 | Horizontale viervoudige plaat Tabak | Plaque 4 poste Tabac |  | 4G OUTER PLATE ALUM TOBACCO | [18 empty] | 1 | 8420375116175 | 0 |  | 88 | 31 | 10 | 2 | 0.62 | 28420375116179 | 3 | 354 | 31.8 | 10 | 5.5 |  | 48420375116173 | 30 | 4027 | 40 | 30 | 30 | [10 empty] | 16 | N | [12 empty] | SU2 | P5 | 7907000000 | [14 empty] | Afdekplaat, viervoudige horizontaal, Unica Top Aluminium, Tabak | Plaque de finition, quadruple horizontale, Unica Top Aluminium, Tabac | [17 empty] | https://eref.se.com/be/nl/sis-tarif/product/MGU66.008.0M4 | https://eref.se.com/be/fr/sis-tarif/product/MGU66.008.0M4
Schneider Electric | Schneider Electric | 01022021 |  | Schneider Electric |  | SER | MGU66.008.210 |  |  | 56.27 |  | 1 |  | 3 | Horiz. viervoudige plaat Chroom blinkend | Plaque 4 poste Chrome brillant |  | 4G OUTER PLATE GRAPH BRIGHT CHROM | [18 empty] | 1 | 8420375154085 | 0 |  | 164.333 | 31 | 8 | 1 | 0.248 | 28420375154089 | 3 | 486 | 33 | 8.7 | 6 |  | 48420375154083 | 15 | 3106 | 40 | 30 | 15 |  |  | 240 | 57696 | 60 | 80 | 75 |  |  |  | 16 | N | [12 empty] | SU2 | P5 | 7907000000 | [14 empty] | Afdekplaat, viervoudige horizontaal, Unica Top Grafiet, Chroom blinkend | Plaque de finition, quadruple horizontale, Unica Top Graphite, Chrome brillant | [17 empty] | https://eref.se.com/be/nl/sis-tarif/product/MGU66.008.210 | https://eref.se.com/be/fr/sis-tarif/product/MGU66.008.210
Schneider Electric | Schneider Electric | 01022021 |  | Schneider Electric |  | SER | MGU66.008.238 |  |  | 47.82 |  | 1 |  | 3 | Horizontale viervoudige plaat Chroom mat | Plaque 4 poste Chrome satiné |  | 4G OUTER PLATE GRAPH GLOSSY CHROM | [18 empty] | 1 | 8420375154092 | 0 |  | 162.667 | 30 | 8 | 1 | 0.24 | 28420375154096 | 3 | 563.799 | 3.3 | 0.9 | 0.6 |  | 48420375154090 | 15 | 3079 | 40 | 30 | 15 |  |  | 240 | 57264 | 60 | 80 | 75 |  |  |  | 16 | N | [12 empty] | SU2 | P5 | 7907000000 | [14 empty] | Afdekplaat, viervoudige horizontaal, Unica Top Grafiet, Chroom mat | Plaque de finition, quadruple horizontale, Unica Top Graphite, Chrome mat | [17 empty] | https://eref.se.com/be/nl/sis-tarif/product/MGU66.008.238 | https://eref.se.com/be/fr/sis-tarif/product/MGU66.008.238
Schneider Electric | Schneider Electric | 01022021 |  | Schneider Electric |  | SER | MGU66.008.239 |  |  | 47.82 |  | 1 |  | 3 | Horizontale viervoudige plaat Nikkel mat | Plaque 4 poste Nickel mat |  | 4G OUTER PLATE GRAPH MATT NICKEL | [18 empty] | 1 | 8420375154108 | 0 |  | 171 | 30 | 8 | 1 | 0.24 | 28420375154102 | 3 | 486 | 33 | 8.7 | 6 |  | 48420375154106 | 15 | 2825 | 40 | 30 | 15 |  |  | 240 | 53200 | 60 | 80 | 75 |  |  |  | 16 | N | [12 empty] | SU2 | P5 | 7907000000 | [14 empty] | Afdekplaat, viervoudige horizontaal, Unica Top Grafiet, Nikkel mat | Plaque de finition, quadruple horizontale, Unica Top Graphite, Nickel mat | [17 empty] | https://eref.se.com/be/nl/sis-tarif/product/MGU66.008.239 | https://eref.se.com/be/fr/sis-tarif/product/MGU66.008.239
Schneider Electric | Schneider Electric | 01022021 |  | Schneider Electric |  | SER | MGU66.008.292 |  |  | 56.27 |  | 1 |  | 3 | Horizontale viervoudige plaat Wit | Plaque 4 poste Blanc Techno |  | 4G OUTER PLATE GRAPH TOP WHITE | [18 empty] | 1 | 8420375154764 | 0 |  | 158 | 31 | 9 | 2 | 0.558 | 28420375154768 | 3 | 486 | 33 | 8.7 | 6 |  | 48420375154762 | 15 | 2626 | 40 | 30 | 15 | [10 empty] | 16 | N | [12 empty] | SU2 | P5 | 7907000000 | [14 empty] | Afdekplaat, viervoudige horizontaal, Unica Top Grafiet, Wit | Plaque de finition, quadruple horizontale, Unica Top Graphite, Blanc | [17 empty] | https://eref.se.com/be/nl/sis-tarif/product/MGU66.008.292 | https://eref.se.com/be/fr/sis-tarif/product/MGU66.008.292
Schneider Electric | Schneider Electric | 01022021 |  | Schneider Electric |  | SER | MGU66.008.293 |  |  | 56.27 |  | 1 |  | 3 | HORIZONTALE VIERVOUD PLAAT RHODIUM ZWART | PLAQUE 4 POSTE NOIR RHODIUM |  | 4G OUTER PLATE GRAPH RHODIUM BLACK | [18 empty] | 1 | 8420375154771 | 0 |  | 159 | 31 | 8 | 1 | 0.248 | 28420375154775 | 3 | 486 | 33 | 6 | 8.7 |  | 48420375154779 | 15 | 2987 | 40 | 30 | 15 |  |  | 240 | 55800 | 60 | 80 | 75 |  |  |  | 16 | N | [12 empty] | SU2 | P5 | 7907000000 | [14 empty] | Afdekplaat, viervoudige horizontaal, Unica Top Grafiet, Rhodium zwart | Plaque de finition, quadruple horizontale, Unica Top Graphite, Noir Rhodium | [17 empty] | https://eref.se.com/be/nl/sis-tarif/product/MGU66.008.293 | https://eref.se.com/be/fr/sis-tarif/product/MGU66.008.293
Schneider Electric | Schneider Electric | 01022021 |  | Schneider Electric |  | SER | MGU66.008.296 |  |  | 47.82 |  | 1 |  | 3 | Horiz. viervoudige plaat Onyx koper | Plaque 4 poste Cuivre Onyx |  | 4G OUTER PLATE GRAPH ONYX COPPER | [18 empty] | 1 | 8420375154801 | 0 |  | 161.667 | 31 | 8 | 1 | 0.248 | 28420375154805 | 3 | 547 | 6 | 33 | 10.5 |  | 48420375154809 | 15 | 3021 | 40 | 30 | 15 |  |  | 240 | 56336 | 60 | 80 | 75 |  |  |  | 16 | N | [12 empty] | SU2 | P5 | 7907000000 | [14 empty] | Afdekplaat, viervoudige horizontaal, Unica Top Grafiet, Onyx koper | Plaque de finition, quadruple horizontale, Unica Top Graphite, Cuivre onyx | [17 empty] | https://eref.se.com/be/nl/sis-tarif/product/MGU66.008.296 | https://eref.se.com/be/fr/sis-tarif/product/MGU66.008.296
Schneider Electric | Schneider Electric | 01022021 |  | Schneider Electric |  | SER | MGU66.008.297 |  |  | 47.82 |  | 1 |  | 3 | Horizontal viervoudige plaat Metaalgrijs | Plaque 4 poste Gris Métal |  | 4G OUTER PLATE GRAPH METAL GREY | [18 empty] | 1 | 8420375154818 | 0 |  | 158 | 30 | 8 | 1 | 0.24 | 28420375154812 | 3 | 486 | 33 | 8.7 | 6 |  | 48420375154816 | 15 | 3012 | 40 | 30 | 15 |  |  | 240 | 56187 | 60 | 80 | 75 |  |  |  | 16 | N | [12 empty] | SU2 | P5 | 7907000000 | [14 empty] | Afdekplaat, viervoudige horizontaal, Unica Top Grafiet, Metaalgrijs | Plaque de finition, quadruple horizontale, Unica Top Graphite, Gris métal | [17 empty] | https://eref.se.com/be/nl/sis-tarif/product/MGU66.008.297 | https://eref.se.com/be/fr/sis-tarif/product/MGU66.008.297
Schneider Electric | Schneider Electric | 01022021 |  | Schneider Electric |  | SER | MGU66.008.2M2 |  |  | 89.64 |  | 1 |  | 3 | Horizontale viervoudige plaat Kerselaar | Plaque 4 poste Cerisier |  | 4G OUTER PLATE GRAPH CHERRY TREE | [18 empty] | 1 | 8420375154122 | 0 |  | 118 | 31 | 10 | 2 | 0.62 | 28420375154126 | 3 | 354 | 31.8 | 10 | 5.5 |  | 48420375154120 | 15 | 2225 | 40 | 30 | 15 |  |  | 240 | 44100 | 60 | 80 | 60 |  |  |  | 16 | N | [12 empty] | SU2 | P5 | 7907000000 | [14 empty] | Afdekplaat, viervoudige horizontaal, Unica Top Grafiet, Kerselaar | Plaque de finition, quadruple horizontale, Unica Top Graphite, Cerisier | [17 empty] | https://eref.se.com/be/nl/sis-tarif/product/MGU66.008.2M2 | https://eref.se.com/be/fr/sis-tarif/product/MGU66.008.2M2
Schneider Electric | Schneider Electric | 01022021 |  | Schneider Electric |  | SER | MGU66.008.2M3 |  |  | 89.64 |  | 1 |  | 3 | Horizontale viervoudige plaat Wengue | Plaque 4 poste Wengue |  | 4G OUTER PLATE GRAPH WENGUE | [18 empty] | 1 | 8420375154139 | 0 |  | 84.444 | 31 | 10 | 2 | 0.62 | 28420375154133 | 3 | 326 | 6 | 32.9 | 10.4 |  | 48420375154137 | 30 | 3725 | 40 | 30 | 30 |  |  | 240 | 37800 | 60 | 80 | 75 |  |  |  | 17 | N | [12 empty] | SU2 | P5 | 7907000000 | [14 empty] | Afdekplaat, viervoudige horizontaal, Unica Top Grafiet, Wengue | Plaque de finition, quadruple horizontale, Unica Top Graphite, Wengué | [17 empty] | https://eref.se.com/be/nl/sis-tarif/product/MGU66.008.2M3 | https://eref.se.com/be/fr/sis-tarif/product/MGU66.008.2M3
Schneider Electric | Schneider Electric | 01022021 |  | Schneider Electric |  | SER | MGU66.008.2M4 |  |  | 89.64 |  | 1 |  | 3 | Horizontale viervoudige plaat Tabak | Plaque 4 poste Tabac |  | 4G OUTER PLATE GRAPH TOBACCO | [18 empty] | 1 | 8420375154146 | 0 |  | 82 | 31 | 10 | 2 | 0.62 | 28420375154140 | 3 | 327.501 | 0.32 | 0.1 | 0.06 |  | 48420375154144 | 15 | 1898 | 40 | 30 | 15 |  |  | 240 | 38360 | 60 | 80 | 75 |  |  |  | 16 | N | [12 empty] | SU2 | P5 | 7907000000 | [14 empty] | Afdekplaat, viervoudige horizontaal, Unica Top Grafiet, Tabak | Plaque de finition, quadruple horizontale, Unica Top Graphite, Tabac | [17 empty] | https://eref.se.com/be/nl/sis-tarif/product/MGU66.008.2M4 | https://eref.se.com/be/fr/sis-tarif/product/MGU66.008.2M4
Schneider Electric | Schneider Electric | 01022021 |  | Schneider Electric |  | SER | MGU66.014V.092 |  |  | 30.93 |  | 1 |  | 3 | Verticale 57 dubbele plaat Wit | Plaque 2 poste V57 Blanc Techno |  | 2G 57MM V OUTER PLATE ALUM TOP WHITE | [18 empty] | 1 | 8420375168280 | 0 |  | 78 | 15 | 8 | 2 | 0.24 | 28420375168284 | 3 | 296 | 1.9 | 0.7 | 1.2 |  | 48420375168288 | 12 | 1370 | 40 | 15 | 15 | [10 empty] | 16 | N | [12 empty] | SU2 | P5 | 7907000000 | [14 empty] | Afdekplaat, tweevoudige verticaal afstand 57, Unica Top Aluminium, Wit | Plaque de finition, double verticale entraxe 57, Unica Top Aluminium, Blanc | [17 empty] | https://eref.se.com/be/nl/sis-tarif/product/MGU66.014V.092 | https://eref.se.com/be/fr/sis-tarif/product/MGU66.014V.092
Schneider Electric | Schneider Electric | 01022021 |  | Schneider Electric |  | SER | MGU66.014V.093 |  |  | 30.93 |  | 1 |  | 3 | VERTICALE 57 DUBBELE PLAAT RHODIUM ZWART | PLAQUE 2 POSTE V57 NOIR RHODIUM |  | UNICA TOP BLACK RHODIUM 2 VERTICAL GANGS | [18 empty] | 1 | 3606480426438 | 0 |  | 78 | 15 | 8 | 2 | 0.24 | 13606480426435 | 3 | 291 | 6.6 | 18.5 | 12.6 |  | 43606480426436 | 12 | 1390 | 40 | 15 | 15 | [10 empty] | 16 | N | [12 empty] | SU2 | P5 | 3926909790 | [14 empty] | Afdekplaat, tweevoudige verticaal afstand 57, Unica Top Aluminium, Rhodium zwart | Plaque de finition, double verticale entraxe 57,Unica Top Aluminium,Noir Rhodium | [17 empty] | https://eref.se.com/be/nl/sis-tarif/product/MGU66.014V.093 | https://eref.se.com/be/fr/sis-tarif/product/MGU66.014V.093
Schneider Electric | Schneider Electric | 01022021 |  | Schneider Electric |  | SER | MGU66.016V.0M2 |  |  | 74.7 |  | 1 |  | 3 | Verticale 57 drievoudige plaat Kerselaar | Plaque 3 poste V57 Cerisier |  | 3 GANG V57 COVER FRAME CHERRY TREE | [18 empty] | 1 | 8420375168525 | 0 |  | 56 | 1.7 | 23.7 | 9.5 | 382.755 | 28420375168529 | 3 | 237 | 0.55 | 2.5 | 1.1 |  | 48420375168523 | 6 | 949 | 40 | 15 | 15 |  |  | 192 | 38855 | 80 | 60 | 77 |  |  |  | 16 | N | [12 empty] | SU2 | P5 | 7907000000 | [14 empty] | Afdekplaat, drievoudige verticaal afstand 57, Unica Top Aluminium, Kerselaar | Plaque de finition, triple verticale entraxe 57, Unica Top Aluminium, Cerisier | [17 empty] | https://eref.se.com/be/nl/sis-tarif/product/MGU66.016V.0M2 | https://eref.se.com/be/fr/sis-tarif/product/MGU66.016V.0M2
Schneider Electric | Schneider Electric | 01022021 |  | Schneider Electric |  | SER | MGU66.103.010 |  |  | 21.85 |  | 1 |  | 3 | Afdekplaat 3m plaat Chroom blinkend | Plaque 3m Chrome brillant |  | 3M OUTER PLATE ALUM BRIGHT CHROME | [18 empty] | 1 | 8420375116182 | 0 |  | 72 | 17 | 9 | 1 | 0.153 | 28420375116186 | 3 | 288 | 6.5 | 18.5 | 12.5 |  | 48420375116180 | 24 | 2759 | 40 | 30 | 15 | [10 empty] | 10 | N | [12 empty] | SU2 | P5 | 7907000000 | [14 empty] | Afdekplaat, 3 modules, Unica Top Aluminium, Chroom blinkend | Plaque de finition, 3 modules, Unica Top Aluminium, Chrome brillant | [17 empty] | https://eref.se.com/be/nl/sis-tarif/product/MGU66.103.010 | https://eref.se.com/be/fr/sis-tarif/product/MGU66.103.010
Schneider Electric | Schneider Electric | 01022021 |  | Schneider Electric |  | SER | MGU66.103.038 |  |  | 18.54 |  | 1 |  | 3 | Afdekplaat 3m plaat Chroom mat | Plaque 3m Chrome satiné |  | 3M OUTER PLATE ALUM GLOSSY CHROME | [18 empty] | 1 | 8420375116199 | 0 |  | 70.9 | 12 | 8 | 2 | 0.192 | 28420375116193 | 3 | 274 | 1.9 | 0.7 | 1.3 |  | 48420375116197 | 24 | 2687 | 40 | 30 | 15 | [10 empty] | 10 | N | [12 empty] | SU2 | P5 | 7907000000 | [14 empty] | Afdekplaat, 3 modules, Unica Top Aluminium, Chroom mat | Plaque de finition, 3 modules, Unica Top Aluminium, Chrome mat | [17 empty] | https://eref.se.com/be/nl/sis-tarif/product/MGU66.103.038 | https://eref.se.com/be/fr/sis-tarif/product/MGU66.103.038
Schneider Electric | Schneider Electric | 01022021 |  | Schneider Electric |  | SER | MGU66.103.039 |  |  | 18.54 |  | 1 |  | 3 | Afdekplaat 3m plaat Nikkel mat | Plaque 3m Nickel mat |  | 3M OUTER PLATE ALUM MATT NICKEL | [18 empty] | 1 | 8420375116205 | 0 |  | 73 | 12 | 8 | 2 | 0.192 | 28420375116209 | 3 | 286 | 6.5 | 18.5 | 12.5 |  | 48420375116203 | 24 | 1899 | 40 | 30 | 15 | [10 empty] | 10 | N | [12 empty] | SU2 | P5 | 7907000000 | [14 empty] | Afdekplaat, 3 modules, Unica Top Aluminium, Nikkel mat | Plaque de finition, 3 modules, Unica Top Aluminium, Nickel mat | [17 empty] | https://eref.se.com/be/nl/sis-tarif/product/MGU66.103.039 | https://eref.se.com/be/fr/sis-tarif/product/MGU66.103.039
Schneider Electric | Schneider Electric | 01022021 |  | Schneider Electric |  | SER | MGU66.103.092 |  |  | 21.85 |  | 1 |  | 3 | Afdekplaat 3m plaat Wit | Plaque 3m Blanc Techno |  | 3M OUTER PLATE ALUM TOP WHITE | [18 empty] | 1 | 8420375155396 | 0 |  | 72 | 8 | 21 | 2 | 0.336 | 28420375155390 | 3 | 273 | 18.5 | 13 | 6.5 |  | 48420375155394 | 24 | 2510 | 40 | 30 | 15 |  |  | 384 | 48660 | 60 | 80 | 77 |  |  |  | 10 | N | [12 empty] | SU2 | P5 | 7907000000 | [14 empty] | Afdekplaat, 3 modules, Unica Top Aluminium, Wit | Plaque de finition, 3 modules, Unica Top Aluminium, Blanc | [17 empty] | https://eref.se.com/be/nl/sis-tarif/product/MGU66.103.092 | https://eref.se.com/be/fr/sis-tarif/product/MGU66.103.092
Schneider Electric | Schneider Electric | 01022021 |  | Schneider Electric |  | SER | MGU66.103.093 |  |  | 21.85 |  | 1 |  | 3 | AFDEKPLAAT 3M PLAAT RHODIUM ZWART | PLAQUE 3M NOIR RHODIUM |  | 3M OUTER PLATE ALUM RHODIUM BLACK | [18 empty] | 1 | 8420375155402 | 0 |  | 69 | 12 | 9 | 1 | 0.108 | 28420375155406 | 3 | 276 | 6.5 | 18.5 | 12.5 |  | 48420375155400 | 24 | 2623 | 40 | 30 | 15 | [10 empty] | 10 | N | [12 empty] | SU2 | P5 | 7907000000 | [14 empty] | Afdekplaat, 3 modules, Unica Top Aluminium, Rhodium zwart | Plaque de finition, 3 modules, Unica Top Aluminium, Noir Rhodium | [17 empty] | https://eref.se.com/be/nl/sis-tarif/product/MGU66.103.093 | https://eref.se.com/be/fr/sis-tarif/product/MGU66.103.093
Schneider Electric | Schneider Electric | 01022021 |  | Schneider Electric |  | SER | MGU66.103.096 |  |  | 18.54 |  | 1 |  | 3 | Afdekplaat 3m plaat Onyx koper | Plaque 3m Cuivre Onyx |  | 3M OUTER PLATE ALUM ONYX COPPER | [18 empty] | 1 | 8420375155433 | 0 |  | 72 | 8 | 12 | 1 | 0.096 | 28420375155437 | 3 | 275 | 18.5 | 12.4 | 6.5 |  | 48420375155431 | 24 | 3000 | 40 | 30 | 15 |  |  | 384 | 49000 | 60 | 80 | 60 |  |  |  | 10 | N | [12 empty] | SU2 | P5 | 7907000000 | [14 empty] | Afdekplaat, 3 modules, Unica Top Aluminium, Onyx koper | Plaque de finition, 3 modules, Unica Top Aluminium, Cuivre onyx | [17 empty] | https://eref.se.com/be/nl/sis-tarif/product/MGU66.103.096 | https://eref.se.com/be/fr/sis-tarif/product/MGU66.103.096
Schneider Electric | Schneider Electric | 01022021 |  | Schneider Electric |  | SER | MGU66.103.097 |  |  | 18.54 |  | 1 |  | 3 | Afdekplaat 3m plaat Metaalgrijs | Plaque 3m Gris Métal |  | 3M OUTER PLATE ALUM METAL GREY | [18 empty] | 1 | 8420375155440 | 0 |  | 70 | 12 | 8 | 1 | 0.096 | 28420375155444 | 3 | 274 | 1.75 | 1.2 | 0.6 |  | 48420375155448 | 24 | 2679 | 40 | 30 | 15 | [10 empty] | 10 | N | [12 empty] | SU2 | P5 | 7907000000 | [14 empty] | Afdekplaat, 3 modules, Unica Top Aluminium, Metaalgrijs | Plaque de finition, 3 modules, Unica Top Aluminium, Gris métal | [17 empty] | https://eref.se.com/be/nl/sis-tarif/product/MGU66.103.097 | https://eref.se.com/be/fr/sis-tarif/product/MGU66.103.097
Schneider Electric | Schneider Electric | 01022021 |  | Schneider Electric |  | SER | MGU66.103.0M2 |  |  | 55.18 |  | 1 |  | 3 | Afdekplaat 3m plaat Kerselaar | Plaque 3m Cerisier |  | 3M OUTER PLATE ALUM CHERRY TREE | [18 empty] | 1 | 8420375116229 | 0 |  | 35 | 13 | 10 | 2 | 0.26 | 28420375116223 | 3 | 161 | 6.5 | 18.5 | 12.3 |  | 48420375116227 | 24 | 1643 | 40 | 30 | 15 | [10 empty] | 10 | N | [12 empty] | SU2 | P5 | 7907000000 | [14 empty] | Afdekplaat, 3 modules, Unica Top Aluminium, Kerselaar | Plaque de finition, 3 modules, Unica Top Aluminium, Cerisier | [17 empty] | https://eref.se.com/be/nl/sis-tarif/product/MGU66.103.0M2 | https://eref.se.com/be/fr/sis-tarif/product/MGU66.103.0M2
Schneider Electric | Schneider Electric | 01022021 |  | Schneider Electric |  | SER | MGU66.103.0M3 |  |  | 55.18 |  | 1 |  | 3 | Afdekplaat 3m plaat Wengue | Plaque 3m Wengue |  | 3M OUTER PLATE ALUM WENGUE | [18 empty] | 1 | 8420375116236 | 0 |  | 34 | 13 | 10 | 2 | 0.26 | 28420375116230 | 3 | 75 | 17.5 | 12 | 6 |  | 48420375116234 | 24 | 1847 | 40 | 30 | 15 | [10 empty] | 10 | N | [12 empty] | SU2 | P5 | 7907000000 | [14 empty] | Afdekplaat, 3 modules, Unica Top Aluminium, Wengue | Plaque de finition, 3 modules, Unica Top Aluminium, Wengué | [17 empty] | https://eref.se.com/be/nl/sis-tarif/product/MGU66.103.0M3 | https://eref.se.com/be/fr/sis-tarif/product/MGU66.103.0M3
Schneider Electric | Schneider Electric | 01022021 |  | Schneider Electric |  | SER | MGU66.103.0M4 |  |  | 55.18 |  | 1 |  | 3 | Afdekplaat 3m plaat Tabak | Plaque 3m Tabac |  | 3M OUTER PLATE ALUM TOBACCO | [18 empty] | 1 | 8420375116243 | 0 |  | 35 | 12 | 8 | 1 | 0.096 | 28420375116247 | 3 | 75 | 17.5 | 12 | 6 |  | 48420375116241 | 24 | 1590 | 40 | 30 | 15 | [10 empty] | 10 | N | [12 empty] | SU2 | P5 | 7907000000 | [14 empty] | Afdekplaat, 3 modules, Unica Top Aluminium, Tabak | Plaque de finition, 3 modules, Unica Top Aluminium, Tabac | [17 empty] | https://eref.se.com/be/nl/sis-tarif/product/MGU66.103.0M4 | https://eref.se.com/be/fr/sis-tarif/product/MGU66.103.0M4
Schneider Electric | Schneider Electric | 01022021 |  | Schneider Electric |  | SER | MGU66.103.210 |  |  | 21.85 |  | 1 |  | 3 | Afdekplaat 3m plaat Chroom blinkend | Plaque 3m Chrome brillant |  | 3M OUTER PLATE GRAPH BRIGHT CHROME | [18 empty] | 1 | 8420375154153 | 0 |  | 73 | 12 | 8 | 2 | 0.192 | 28420375154157 | 3 | 288 | 1.8 | 0.6 | 1.2 |  | 48420375154151 | 24 | 2759 | 40 | 30 | 15 |  |  | 384 | 34032 | 60 | 80 | 77 |  |  |  | 16 | N | [12 empty] | SU2 | P5 | 7907000000 | [14 empty] | Afdekplaat, 3 modules, Unica Top Grafiet, Chroom blinkend | Plaque de finition, 3 modules, Unica Top Graphite, Chrome brillant | [17 empty] | https://eref.se.com/be/nl/sis-tarif/product/MGU66.103.210 | https://eref.se.com/be/fr/sis-tarif/product/MGU66.103.210
Schneider Electric | Schneider Electric | 01022021 |  | Schneider Electric |  | SER | MGU66.103.238 |  |  | 18.54 |  | 1 |  | 3 | Afdekplaat 3m plaat Chroom mat | Plaque 3m Chrome satiné |  | 3M OUTER PLATE GRAPH GLOSSY CHROME | [18 empty] | 1 | 8420375154160 | 0 |  | 76 | 8 | 21 | 2 | 0.336 | 28420375154164 | 3 | 283 | 19 | 13 | 7 |  | 48420375154168 | 24 | 2719 | 40 | 30 | 15 |  |  | 384 | 52004 | 60 | 80 | 77 |  |  |  | 10 | N | [12 empty] | SU2 | P5 | 7907000000 | [14 empty] | Afdekplaat, 3 modules, Unica Top Grafiet, Chroom mat | Plaque de finition, 3 modules, Unica Top Graphite, Chrome mat | [17 empty] | https://eref.se.com/be/nl/sis-tarif/product/MGU66.103.238 | https://eref.se.com/be/fr/sis-tarif/product/MGU66.103.238
Schneider Electric | Schneider Electric | 01022021 |  | Schneider Electric |  | SER | MGU66.103.239 |  |  | 18.54 |  | 1 |  | 3 | Afdekplaat 3m plaat Nikkel mat | Plaque 3m Nickel mat |  | 3M OUTER PLATE GRAPH MATT NICKEL | [18 empty] | 1 | 8420375154177 | 0 |  | 74 | 12 | 8 | 2 | 0.192 | 28420375154171 | 3 | 204 | 6 | 17.5 | 12 |  | 48420375154175 | 24 | 2508 | 40 | 30 | 15 | [10 empty] | 16 | N | [12 empty] | SU2 | P5 | 7907000000 | [14 empty] | Afdekplaat, 3 modules, Unica Top Grafiet, Nikkel mat | Plaque de finition, 3 modules, Unica Top Graphite, Nickel mat | [17 empty] | https://eref.se.com/be/nl/sis-tarif/product/MGU66.103.239 | https://eref.se.com/be/fr/sis-tarif/product/MGU66.103.239
Schneider Electric | Schneider Electric | 01022021 |  | Schneider Electric |  | SER | MGU66.103.292 |  |  | 21.85 |  | 1 |  | 3 | Afdekplaat 3m plaat Wit | Plaque 3m Blanc Techno |  | 3M OUTER PLATE GRAPH TOP WHITE | [18 empty] | 1 | 8420375154832 | 0 |  | 68 | 12 | 8 | 1 | 0.096 | 28420375154836 | 3 | 278 | 6.5 | 18.5 | 12.5 |  | 48420375154830 | 24 | 2679 | 40 | 30 | 15 | [10 empty] | 10 | N | [12 empty] | SU2 | P5 | 7907000000 | [14 empty] | Afdekplaat, 3 modules, Unica Top Grafiet, Wit | Plaque de finition, 3 modules, Unica Top Graphite, Blanc | [17 empty] | https://eref.se.com/be/nl/sis-tarif/product/MGU66.103.292 | https://eref.se.com/be/fr/sis-tarif/product/MGU66.103.292
Schneider Electric | Schneider Electric | 01022021 |  | Schneider Electric |  | SER | MGU66.103.293 |  |  | 21.85 |  | 1 |  | 3 | AFDEKPLAAT 3M PLAAT RHODIUM ZWART | PLAQUE 3M NOIR RHODIUM |  | 3M OUTER PLATE GRAPH RHODIUM BLACK | [18 empty] | 1 | 8420375154849 | 0 |  | 72 | 8 | 21 | 2 | 0.336 | 28420375154843 | 3 | 274 | 19 | 13 | 7 |  | 48420375154847 | 24 | 2493 | 40 | 30 | 15 |  |  | 384 | 48388 | 60 | 80 | 77 |  |  |  | 10 | N | [12 empty] | SU2 | P5 | 7907000000 | [14 empty] | Afdekplaat, 3 modules, Unica Top Grafiet, Rhodium zwart | Plaque de finition, 3 modules, Unica Top Graphite, Noir Rhodium | [17 empty] | https://eref.se.com/be/nl/sis-tarif/product/MGU66.103.293 | https://eref.se.com/be/fr/sis-tarif/product/MGU66.103.293
Schneider Electric | Schneider Electric | 01022021 |  | Schneider Electric |  | SER | MGU66.103.296 |  |  | 18.54 |  | 1 |  | 3 | Afdekplaat 3m plaat Onyx koper | Plaque 3m Cuivre Onyx |  | 3M OUTER PLATE GRAPH ONYX COPPER | [18 empty] | 1 | 8420375154870 | 0 |  | 72 | 12 | 8 | 2 | 0.192 | 28420375154874 | 3 | 271 | 1.9 | 1.3 | 0.7 |  | 48420375154878 | 24 | 2515 | 40 | 30 | 15 | [10 empty] | 10 | N | [12 empty] | SU2 | P5 | 7907000000 | [14 empty] | Afdekplaat, 3 modules, Unica Top Grafiet, Onyx koper | Plaque de finition, 3 modules, Unica Top Graphite, Cuivre onyx | [17 empty] | https://eref.se.com/be/nl/sis-tarif/product/MGU66.103.296 | https://eref.se.com/be/fr/sis-tarif/product/MGU66.103.296
Schneider Electric | Schneider Electric | 01022021 |  | Schneider Electric |  | SER | MGU66.103.297 |  |  | 18.63 |  | 1 |  | 3 | Afdekplaat 3m plaat Metaalgrijs | Plaque 3m Gris Métal |  | 3M OUTER PLATE GRAPH METAL GREY | [18 empty] | 1 | 8420375154887 | 0 |  | 74 | 8 | 21 | 2 | 0.336 | 28420375154881 | 3 | 204 | 17.5 | 12 | 6 |  | 48420375154885 | 24 | 2508 | 40 | 30 | 15 |  |  | 384 | 48628 | 60 | 80 | 77 |  |  |  | 10 | N | [12 empty] | SU2 | P5 | 7907000000 | [14 empty] | Afdekplaat, 3 modules, Unica Top Grafiet, Metaalgrijs | Plaque de finition, 3 modules, Unica Top Graphite, Gris métal | [17 empty] | https://eref.se.com/be/nl/sis-tarif/product/MGU66.103.297 | https://eref.se.com/be/fr/sis-tarif/product/MGU66.103.297
Schneider Electric | Schneider Electric | 01022021 |  | Schneider Electric |  | SER | MGU66.103.2M2 |  |  | 48.52 |  | 1 |  | 3 | Afdekplaat 3m plaat Kerselaar | Plaque 3m Cerisier |  | 3M OUTER PLATE GRAPH CHERRY TREE | [18 empty] | 1 | 8420375154191 | 0 |  | 35 | 13 | 10 | 2 | 0.26 | 28420375154195 | 3 | 75 | 17.5 | 12 | 6 |  | 48420375154199 | 24 | 1847 | 40 | 30 | 15 | [10 empty] | 10 | N | [12 empty] | SU2 | P5 | 7907000000 | [14 empty] | Afdekplaat, 3 modules, Unica Top Grafiet, Kerselaar | Plaque de finition, 3 modules, Unica Top Graphite, Cerisier | [17 empty] | https://eref.se.com/be/nl/sis-tarif/product/MGU66.103.2M2 | https://eref.se.com/be/fr/sis-tarif/product/MGU66.103.2M2
Schneider Electric | Schneider Electric | 01022021 |  | Schneider Electric |  | SER | MGU66.103.2M3 |  |  | 48.52 |  | 1 |  | 3 | Afdekplaat 3m plaat Wengue | Plaque 3m Wengue |  | 3M OUTER PLATE GRAPH WENGUE | [18 empty] | 1 | 8420375154207 | 0 |  | 35 | 13 | 10 | 2 | 0.26 | 28420375154201 | 3 | 75 | 17.5 | 12 | 6 |  | 48420375154205 | 24 | 1823 | 40 | 30 | 15 | [10 empty] | 10 | N | [12 empty] | SU2 | P5 | 7907000000 | [14 empty] | Afdekplaat, 3 modules, Unica Top Grafiet, Wengue | Plaque de finition, 3 modules, Unica Top Graphite, Wengué | [17 empty] | https://eref.se.com/be/nl/sis-tarif/product/MGU66.103.2M3 | https://eref.se.com/be/fr/sis-tarif/product/MGU66.103.2M3
Schneider Electric | Schneider Electric | 01022021 |  | Schneider Electric |  | SER | MGU66.103.2M4 |  |  | 48.52 |  | 1 |  | 3 | Afdekplaat 3m plaat Tabak | Plaque 3m Tabac |  | 3M OUTER PLATE GRAPH TOBACCO | [18 empty] | 1 | 8420375154214 | 0 |  | 35 | 13 | 10 | 2 | 0.26 | 28420375154218 | 3 | 75 | 17.5 | 12 | 6 |  | 48420375154212 | 24 | 1643 | 40 | 30 | 15 |  |  | 384 | 36390 | 60 | 80 | 77 |  |  |  | 10 | N | [12 empty] | SU2 | P5 | 7907000000 | [14 empty] | Afdekplaat, 3 modules, Unica Top Grafiet, Tabak | Plaque de finition, 3 modules, Unica Top Graphite, Tabac | [17 empty] | https://eref.se.com/be/nl/sis-tarif/product/MGU66.103.2M4 | https://eref.se.com/be/fr/sis-tarif/product/MGU66.103.2M4
Schneider Electric | Schneider Electric | 01022021 |  | Schneider Electric |  | SER | MGU66.104.010 |  |  | 30.68 |  | 1 |  | 3 | Afdekplaat 4m plaat Chroom blinkend | Plaque 4m Chrome brillant |  | 4M OUTER PLATE ALUM BRIGHT CHROME | [18 empty] | 1 | 8420375116250 | 0 |  | 78 | 14 | 8 | 2 | 0.224 | 28420375116254 | 3 | 302 | 1.9 | 0.7 | 1.3 |  | 48420375116258 | 24 | 2871 | 40 | 30 | 15 | [10 empty] | 16 | N | [12 empty] | SU2 | P5 | 7907000000 | [14 empty] | Afdekplaat, 4 modules, Unica Top Aluminium, Chroom blinkend | Plaque de finition, 4 modules, Unica Top Aluminium, Chrome brillant | [17 empty] | https://eref.se.com/be/nl/sis-tarif/product/MGU66.104.010 | https://eref.se.com/be/fr/sis-tarif/product/MGU66.104.010
Schneider Electric | Schneider Electric | 01022021 |  | Schneider Electric |  | SER | MGU66.104.038 |  |  | 26.11 |  | 1 |  | 3 | Afdekplaat 4m plaat Chroom mat | Plaque 4m Chrome satiné |  | 4M OUTER PLATE ALUM GLOSSY CHROME | [18 empty] | 1 | 8420375116267 | 0 |  | 78 | 14 | 8 | 2 | 0.224 | 28420375116261 | 3 | 297 | 6.5 | 18.5 | 12.5 |  | 48420375116265 | 24 | 2565 | 40 | 30 | 15 | [10 empty] | 10 | N | [12 empty] | SU2 | P5 | 7907000000 | [14 empty] | Afdekplaat, 4 modules, Unica Top Aluminium, Chroom mat | Plaque de finition, 4 modules, Unica Top Aluminium, Chrome mat | [17 empty] | https://eref.se.com/be/nl/sis-tarif/product/MGU66.104.038 | https://eref.se.com/be/fr/sis-tarif/product/MGU66.104.038
Schneider Electric | Schneider Electric | 01022021 |  | Schneider Electric |  | SER | MGU66.104.039 |  |  | 26.11 |  | 1 |  | 3 | Afdekplaat 4m plaat Nikkel mat | Plaque 4m Nickel mat |  | 4M OUTER PLATE ALUM MATT NICKEL | [18 empty] | 1 | 8420375116274 | 0 |  | 77.333 | 14 | 8 | 1 | 0.112 | 28420375116278 | 3 | 216 | 17.5 | 12 | 6 |  | 48420375116272 | 24 | 2564 | 40 | 30 | 15 |  |  | 384 | 49024 | 60 | 80 | 75 |  |  |  | 10 | N | [12 empty] | SU2 | P5 | 7907000000 | [14 empty] | Afdekplaat, 4 modules, Unica Top Aluminium, Nikkel mat | Plaque de finition, 4 modules, Unica Top Aluminium, Nickel mat | [17 empty] | https://eref.se.com/be/nl/sis-tarif/product/MGU66.104.039 | https://eref.se.com/be/fr/sis-tarif/product/MGU66.104.039
Schneider Electric | Schneider Electric | 01022021 |  | Schneider Electric |  | SER | MGU66.104.092 |  |  | 30.68 |  | 1 |  | 3 | Afdekplaat 4m plaat Wit | Plaque 4m Blanc Techno |  | 4M OUTER PLATE ALUM TOP WHITE | [18 empty] | 1 | 8420375155464 | 0 |  | 76.4 | 14 | 8 | 1 | 0.112 | 28420375155468 | 3 | 216 | 17.5 | 12 | 6 |  | 48420375155462 | 24 | 2514 | 40 | 30 | 15 | [10 empty] | 16 | N | [12 empty] | SU2 | P5 | 7907000000 | [14 empty] | Afdekplaat, 4 modules, Unica Top Aluminium, Wit | Plaque de finition, 4 modules, Unica Top Aluminium, Blanc | [17 empty] | https://eref.se.com/be/nl/sis-tarif/product/MGU66.104.092 | https://eref.se.com/be/fr/sis-tarif/product/MGU66.104.092
Schneider Electric | Schneider Electric | 01022021 |  | Schneider Electric |  | SER | MGU66.104.093 |  |  | 30.68 |  | 1 |  | 3 | AFDEKPLAAT 4M PLAAT RHODIUM ZWART | PLAQUE 4M NOIR RHODIUM |  | 4M OUTER PLATE ALUM RHODIUM BLACK | [18 empty] | 1 | 8420375155471 | 0 |  | 76 | 18 | 9 | 1 | 0.162 | 28420375155475 | 3 | 216 | 17.5 | 6 | 12 |  | 48420375155479 | 24 | 2604 | 40 | 30 | 15 | [10 empty] | 10 | N | [12 empty] | SU2 | P5 | 7907000000 | [14 empty] | Afdekplaat, 4 modules, Unica Top Aluminium, Rhodium zwart | Plaque de finition, 4 modules, Unica Top Aluminium, Noir Rhodium | [17 empty] | https://eref.se.com/be/nl/sis-tarif/product/MGU66.104.093 | https://eref.se.com/be/fr/sis-tarif/product/MGU66.104.093
Schneider Electric | Schneider Electric | 01022021 |  | Schneider Electric |  | SER | MGU66.104.096 |  |  | 26.11 |  | 1 |  | 3 | Afdekplaat 4m plaat Onyx koper | Plaque 4m Cuivre Onyx |  | 4M OUTER PLATE ALUM ONYX COPPER | [18 empty] | 1 | 8420375155501 | 0 |  | 75 | 14 | 9 | 2 | 0.252 | 28420375155505 | 3 | 216 | 17.5 | 12 | 6 |  | 48420375155509 | 24 | 2743 | 40 | 30 | 15 |  |  | 384 | 34800 | 60 | 80 | 60 |  |  |  | 16 | N | [12 empty] | SU2 | P5 | 7907000000 | [14 empty] | Afdekplaat, 4 modules, Unica Top Aluminium, Onyx koper | Plaque de finition, 4 modules, Unica Top Aluminium, Cuivre onyx | [17 empty] | https://eref.se.com/be/nl/sis-tarif/product/MGU66.104.096 | https://eref.se.com/be/fr/sis-tarif/product/MGU66.104.096
Schneider Electric | Schneider Electric | 01022021 |  | Schneider Electric |  | SER | MGU66.104.097 |  |  | 26.11 |  | 1 |  | 3 | Afdekplaat 4m plaat Metaalgrijs | Plaque 4m Gris Métal |  | 4M OUTER PLATE ALUM METAL GREY | [18 empty] | 1 | 8420375155518 | 0 |  | 75 | 14 | 9 | 2 | 0.252 | 28420375155512 | 3 | 216 | 17.5 | 12 | 6 |  | 48420375155516 | 24 | 2576 | 40 | 30 | 15 |  |  | 384 | 34800 | 60 | 80 | 77 |  |  |  | 10 | N | [12 empty] | SU2 | P5 | 7907000000 | [14 empty] | Afdekplaat, 4 modules, Unica Top Aluminium, Metaalgrijs | Plaque de finition, 4 modules, Unica Top Aluminium, Gris métal | [17 empty] | https://eref.se.com/be/nl/sis-tarif/product/MGU66.104.097 | https://eref.se.com/be/fr/sis-tarif/product/MGU66.104.097
Schneider Electric | Schneider Electric | 01022021 |  | Schneider Electric |  | SER | MGU66.104.0M2 |  |  | 77.59 |  | 1 |  | 3 | Afdekplaat 4m plaat Kerselaar | Plaque 4m Cerisier |  | 4M OUTER PLATE ALUM CHERRY TREE | [18 empty] | 1 | 8420375116298 | 0 |  | 26 | 15 | 10 | 2 | 0.3 | 28420375116292 | 3 | 180 | 6.5 | 18.5 | 12.3 |  | 48420375116296 | 12 | 850 | 40 | 15 | 15 | [10 empty] | 16 | N | [12 empty] | SU2 | P5 | 7907000000 | [14 empty] | Afdekplaat, 4 modules, Unica Top Aluminium, Kerselaar | Plaque de finition, 4 modules, Unica Top Aluminium, Cerisier | [17 empty] | https://eref.se.com/be/nl/sis-tarif/product/MGU66.104.0M2 | https://eref.se.com/be/fr/sis-tarif/product/MGU66.104.0M2
Schneider Electric | Schneider Electric | 01022021 |  | Schneider Electric |  | SER | MGU66.104.0M3 |  |  | 77.59 |  | 1 |  | 3 | Afdekplaat 4m plaat Wengue | Plaque 4m Wengue |  | 4M OUTER PLATE ALUM WENGUE | [18 empty] | 1 | 8420375116304 | 0 |  | 26 | 14 | 8 | 1 | 0.112 | 28420375116308 | 3 | 78 | 17.5 | 12 | 6 |  | 48420375116302 | 24 | 1959 | 40 | 30 | 15 | [10 empty] | 16 | N | [12 empty] | SU2 | P5 | 7907000000 | [14 empty] | Afdekplaat, 4 modules, Unica Top Aluminium, Wengue | Plaque de finition, 4 modules, Unica Top Aluminium, Wengué | [17 empty] | https://eref.se.com/be/nl/sis-tarif/product/MGU66.104.0M3 | https://eref.se.com/be/fr/sis-tarif/product/MGU66.104.0M3
Schneider Electric | Schneider Electric | 01022021 |  | Schneider Electric |  | SER | MGU66.104.0M4 |  |  | 77.59 |  | 1 |  | 3 | Afdekplaat 4m plaat Tabak | Plaque 4m Tabac |  | 4M OUTER PLATE ALUM TOBACCO | [18 empty] | 1 | 8420375116311 | 0 |  | 40 | 14 | 8 | 1 | 0.112 | 28420375116315 | 3 | 184 | 6.5 | 18.5 | 12.2 |  | 48420375116319 | 12 | 891 | 40 | 15 | 15 |  |  | 384 | 25680 | 60 | 80 | 60 |  |  |  | 16 | N | [12 empty] | SU2 | P5 | 7907000000 | [14 empty] | Afdekplaat, 4 modules, Unica Top Aluminium, Tabak | Plaque de finition, 4 modules, Unica Top Aluminium, Tabac | [17 empty] | https://eref.se.com/be/nl/sis-tarif/product/MGU66.104.0M4 | https://eref.se.com/be/fr/sis-tarif/product/MGU66.104.0M4
Schneider Electric | Schneider Electric | 01022021 |  | Schneider Electric |  | SER | MGU66.104.210 |  |  | 30.68 |  | 1 |  | 3 | Afdekplaat 4m plaat Chroom blinkend | Plaque 4m Chrome brillant |  | 4M OUTER PLATE GRAPH BRIGHT CHROME | [18 empty] | 1 | 8420375154221 | 0 |  | 78 | 14 | 8 | 2 | 0.224 | 28420375154225 | 3 | 308 | 1.9 | 0.7 | 1.3 |  | 48420375154229 | 24 | 2843 | 40 | 30 | 15 | [10 empty] | 16 | N | [12 empty] | SU2 | P5 | 7907000000 | [14 empty] | Afdekplaat, 4 modules, Unica Top Grafiet, Chroom blinkend | Plaque de finition, 4 modules, Unica Top Graphite, Chrome brillant | [17 empty] | https://eref.se.com/be/nl/sis-tarif/product/MGU66.104.210 | https://eref.se.com/be/fr/sis-tarif/product/MGU66.104.210
Schneider Electric | Schneider Electric | 01022021 |  | Schneider Electric |  | SER | MGU66.104.238 |  |  | 26.11 |  | 1 |  | 3 | Afdekplaat 4m plaat Chroom mat | Plaque 4m Chrome satiné |  | 4M OUTER PLATE GRAPH GLOSSY CHROME | [18 empty] | 1 | 8420375154238 | 0 |  | 80 | 18 | 9 | 1 | 0.162 | 28420375154232 | 3 | 216 | 17.5 | 12 | 6 |  | 48420375154236 | 24 | 2670 | 40 | 30 | 15 | [10 empty] | 10 | N | [12 empty] | SU2 | P5 | 7907000000 | [14 empty] | Afdekplaat, 4 modules, Unica Top Grafiet, Chroom mat | Plaque de finition, 4 modules, Unica Top Graphite, Chrome mat | [17 empty] | https://eref.se.com/be/nl/sis-tarif/product/MGU66.104.238 | https://eref.se.com/be/fr/sis-tarif/product/MGU66.104.238
Schneider Electric | Schneider Electric | 01022021 |  | Schneider Electric |  | SER | MGU66.104.239 |  |  | 26.11 |  | 1 |  | 3 | Afdekplaat 4m plaat Nikkel mat | Plaque 4m Nickel mat |  | 4M OUTER PLATE GRAPH MATT NICKEL | [18 empty] | 1 | 8420375154245 | 0 |  | 77 | 14 | 8 | 1 | 0.112 | 28420375154249 | 3 | 216 | 17.5 | 12 | 6 |  | 48420375154243 | 24 | 2568 | 40 | 30 | 15 |  |  | 384 | 49088 | 60 | 80 | 75 |  |  |  | 16 | N | [12 empty] | SU2 | P5 | 7907000000 | [14 empty] | Afdekplaat, 4 modules, Unica Top Grafiet, Nikkel mat | Plaque de finition, 4 modules, Unica Top Graphite, Nickel mat | [17 empty] | https://eref.se.com/be/nl/sis-tarif/product/MGU66.104.239 | https://eref.se.com/be/fr/sis-tarif/product/MGU66.104.239
Schneider Electric | Schneider Electric | 01022021 |  | Schneider Electric |  | SER | MGU66.104.292 |  |  | 30.68 |  | 1 |  | 3 | Afdekplaat 4m plaat Wit | Plaque 4m Blanc Techno |  | 4M OUTER PLATE GRAPH TOP WHITE | [18 empty] | 1 | 8420375154900 | 0 |  | 75 | 14 | 8 | 2 | 0.224 | 28420375154904 | 3 | 216 | 17.5 | 12 | 6 |  | 48420375154908 | 24 | 2775 | 40 | 30 | 15 |  |  | 384 | 34800 | 60 | 80 | 77 |  |  |  | 16 | N | [12 empty] | SU2 | P5 | 7907000000 | [14 empty] | Afdekplaat, 4 modules, Unica Top Grafiet, Wit | Plaque de finition, 4 modules, Unica Top Graphite, Blanc | [17 empty] | https://eref.se.com/be/nl/sis-tarif/product/MGU66.104.292 | https://eref.se.com/be/fr/sis-tarif/product/MGU66.104.292
Schneider Electric | Schneider Electric | 01022021 |  | Schneider Electric |  | SER | MGU66.104.293 |  |  | 30.68 |  | 1 |  | 3 | AFDEKPLAAT 4M PLAAT RHODIUM ZWART | PLAQUE 4M NOIR RHODIUM |  | 4M OUTER PLATE GRAPH RHODIUM BLACK | [18 empty] | 1 | 8420375154917 | 0 |  | 76 | 18 | 9 | 1 | 0.162 | 28420375154911 | 3 | 216 | 17.5 | 6 | 12 |  | 48420375154915 | 24 | 2839 | 40 | 30 | 15 | [10 empty] | 10 | N | [12 empty] | SU2 | P5 | 7907000000 | [14 empty] | Afdekplaat, 4 modules, Unica Top Grafiet, Rhodium zwart | Plaque de finition, 4 modules, Unica Top Graphite, Noir Rhodium | [17 empty] | https://eref.se.com/be/nl/sis-tarif/product/MGU66.104.293 | https://eref.se.com/be/fr/sis-tarif/product/MGU66.104.293
Schneider Electric | Schneider Electric | 01022021 |  | Schneider Electric |  | SER | MGU66.104.296 |  |  | 26.11 |  | 1 |  | 3 | Afdekplaat 4m plaat Onyx koper | Plaque 4m Cuivre Onyx |  | 4M OUTER PLATE GRAPH ONYX COPPER | [18 empty] | 1 | 8420375154948 | 0 |  | 75.333 | 14 | 8 | 1 | 0.112 | 28420375154942 | 3 | 216 | 17.5 | 12 | 6 |  | 48420375154946 | 24 | 2556 | 40 | 30 | 15 |  |  | 384 | 48896 | 60 | 80 | 75 |  |  |  | 16 | N | [12 empty] | SU2 | P5 | 7907000000 | [14 empty] | Afdekplaat, 4 modules, Unica Top Grafiet, Onyx koper | Plaque de finition, 4 modules, Unica Top Graphite, Cuivre onyx | [17 empty] | https://eref.se.com/be/nl/sis-tarif/product/MGU66.104.296 | https://eref.se.com/be/fr/sis-tarif/product/MGU66.104.296
Schneider Electric | Schneider Electric | 01022021 |  | Schneider Electric |  | SER | MGU66.104.297 |  |  | 26.11 |  | 1 |  | 3 | Afdekplaat 4m plaat Metaalgrijs | Plaque 4m Gris Métal |  | 4M OUTER PLATE GRAPH METAL GREY | [18 empty] | 1 | 8420375154955 | 0 |  | 75.333 | 14 | 8 | 1 | 0.112 | 28420375154959 | 3 | 216 | 17.5 | 12 | 6 |  | 48420375154953 | 24 | 2528 | 40 | 30 | 15 |  |  | 384 | 48448 | 60 | 80 | 75 |  |  |  | 17 | N | [12 empty] | SU2 | P5 | 7907000000 | [14 empty] | Afdekplaat, 4 modules, Unica Top Grafiet, Metaalgrijs | Plaque de finition, 4 modules, Unica Top Graphite, Gris métal | [17 empty] | https://eref.se.com/be/nl/sis-tarif/product/MGU66.104.297 | https://eref.se.com/be/fr/sis-tarif/product/MGU66.104.297
Schneider Electric | Schneider Electric | 01022021 |  | Schneider Electric |  | SER | MGU66.104.2M2 |  |  | 54.81 |  | 1 |  | 3 | Afdekplaat 4m plaat Kerselaar | Plaque 4m Cerisier |  | 4M OUTER PLATE GRAPH CHERRY TREE | [18 empty] | 1 | 8420375154269 | 0 |  | 40 | 15 | 10 | 2 | 0.3 | 28420375154263 | 3 | 185 | 6.5 | 18.5 | 12.5 |  | 48420375154267 | 12 | 965 | 40 | 15 | 15 |  |  | 384 | 25680 | 60 | 80 | 77 |  |  |  | 16 | N | [12 empty] | SU2 | P5 | 7907000000 | [14 empty] | Afdekplaat, 4 modules, Unica Top Grafiet, Kerselaar | Plaque de finition, 4 modules, Unica Top Graphite, Cerisier | [17 empty] | https://eref.se.com/be/nl/sis-tarif/product/MGU66.104.2M2 | https://eref.se.com/be/fr/sis-tarif/product/MGU66.104.2M2
Schneider Electric | Schneider Electric | 01022021 |  | Schneider Electric |  | SER | MGU66.104.2M3 |  |  | 54.81 |  | 1 |  | 3 | Afdekplaat 4m plaat Wengue | Plaque 4m Wengue |  | 4M OUTER PLATE GRAPH WENGUE | [18 empty] | 1 | 8420375154276 | 0 |  | 38 | 15 | 10 | 2 | 0.3 | 28420375154270 | 3 | 185 | 7 | 12 | 19 |  |  | 24 | 624 | 40 | 30 | 15 |  |  | 384 | 9984 | 80 | 60 | 77 |  |  |  | 16 | N | [12 empty] | SU2 | P5 | 7907000000 | [14 empty] | Afdekplaat, 4 modules, Unica Top Grafiet, Wengue | Plaque de finition, 4 modules, Unica Top Graphite, Wengué | [17 empty] | https://eref.se.com/be/nl/sis-tarif/product/MGU66.104.2M3 | https://eref.se.com/be/fr/sis-tarif/product/MGU66.104.2M3
Schneider Electric | Schneider Electric | 01022021 |  | Schneider Electric |  | SER | MGU66.104.2M4 |  |  | 54.81 |  | 1 |  | 3 | Afdekplaat 4m plaat Tabak | Plaque 4m Tabac |  | 2X4M OUTER PLATE GRAPH TOBACCO | [18 empty] | 1 | 8420375154283 | 0 |  | 40 | 15 | 10 | 2 | 0.3 | 28420375154287 | 3 | 176 | 6.5 | 18.5 | 12.5 |  | 48420375154281 | 12 | 929 | 40 | 15 | 15 |  |  | 384 | 25680 | 60 | 80 | 77 |  |  |  | 16 | N | [12 empty] | SU2 | P5 | 7907000000 | [14 empty] | Afdekplaat, 4 modules, Unica Top Grafiet, Tabak | Plaque de finition, 4 modules, Unica Top Graphite, Tabac | [17 empty] | https://eref.se.com/be/nl/sis-tarif/product/MGU66.104.2M4 | https://eref.se.com/be/fr/sis-tarif/product/MGU66.104.2M4
Schneider Electric | Schneider Electric | 01022021 |  | Schneider Electric |  | SER | MGU66.106.010 |  |  | 39.88 |  | 1 |  | 3 | AFDEKPLAAT 6M CHROOM BLINKEND | PLAQUE 6M CHROME BRILLANT |  | 6 MODULES C FRAME BRIGHT CHROME AL 6M | [18 empty] | 1 | 3606480435096 | 0 |  | 103 | 20 | 8 | 2 | 0.32 | 13606480435093 | 3 | 407 | 2.47 | 1.08 | 0.55 |  | 43606480435094 | 51 | 7020 | 40 | 30 | 30 |  |  | 408 | 64660 | 60 | 80 | 60 |  |  |  | 16 | N | [12 empty] | SU2 | P5 | 7907000000 | [14 empty] | Afdekplaat, 6 modules, Unica Top Aluminium, Chroom blinkend | Plaque de finition, 6 modules, Unica Top Aluminium, Chrome brillant | [17 empty] | https://eref.se.com/be/nl/sis-tarif/product/MGU66.106.010 | https://eref.se.com/be/fr/sis-tarif/product/MGU66.106.010
Schneider Electric | Schneider Electric | 01022021 |  | Schneider Electric |  | SER | MGU66.106.038 |  |  | 33.95 |  | 1 |  | 3 | AFDEKPLAAT 6M CHROOM MAT | PLAQUE 6M CHROME SATINÉ |  | 6 MODULES C FRAME GLOSSY CHROME AL 6M | [18 empty] | 1 | 3606480435102 | 0 |  | 115 | 20 | 8 | 2 | 0.32 | 13606480435109 | 3 | 405 | 5.5 | 24.7 | 10.8 |  | 43606480435100 | 6 | 1015 | 40 | 15 | 15 | [10 empty] | 16 | N | [12 empty] | SU2 | P5 | 7907000000 | [14 empty] | Afdekplaat, 6 modules, Unica Top Aluminium, Chroom mat | Plaque de finition, 6 modules, Unica Top Aluminium, Chrome mat | [17 empty] | https://eref.se.com/be/nl/sis-tarif/product/MGU66.106.038 | https://eref.se.com/be/fr/sis-tarif/product/MGU66.106.038
Schneider Electric | Schneider Electric | 01022021 |  | Schneider Electric |  | SER | MGU66.106.039 |  |  | 33.95 |  | 1 |  | 3 | AFDEKPLAAT 6M NIKKEL MAT | PLAQUE 6M NICKEL MAT |  | 6 MODULES C FRAME MATT NICKEL AL 6M | [18 empty] | 1 | 3606480435119 | 0 |  | 114 | 20 | 8 | 2 | 0.32 | 13606480435116 | 3 | 407 | 5.5 | 24.7 | 10.8 |  | 43606480435117 | 51 | 7203 | 40 | 30 | 30 |  |  | 408 | 65624 | 60 | 80 | 75 |  |  |  | 16 | N | [12 empty] | SU2 | P5 | 7907000000 | [14 empty] | Afdekplaat, 6 modules, Unica Top Aluminium, Nikkel mat | Plaque de finition, 6 modules, Unica Top Aluminium, Nickel mat | [17 empty] | https://eref.se.com/be/nl/sis-tarif/product/MGU66.106.039 | https://eref.se.com/be/fr/sis-tarif/product/MGU66.106.039
Schneider Electric | Schneider Electric | 01022021 |  | Schneider Electric |  | SER | MGU66.106.092 |  |  | 39.88 |  | 1 |  | 3 | AFDEKPLAAT 6M WIT | PLAQUE 6M BLANC TECHNO |  | 6 MODULES C FRAME TOP WHITE AL | [18 empty] | 1 | 3606480435126 | 0 |  | 111 | 20 | 8 | 2 | 0.32 | 13606480435123 | 3 | 393 | 5.5 | 24.7 | 10.8 |  |  | 51 | 7020 | 40 | 30 | 30 |  |  | 408 | 64660 | 80 | 60 | 77 |  |  |  | 16 | N | [12 empty] | SU2 | P5 | 7907000000 | [14 empty] | Afdekplaat, 6 modules, Unica Top Aluminium, Wit | Plaque de finition, 6 modules, Unica Top Aluminium, Blanc | [17 empty] | https://eref.se.com/be/nl/sis-tarif/product/MGU66.106.092 | https://eref.se.com/be/fr/sis-tarif/product/MGU66.106.092
Schneider Electric | Schneider Electric | 01022021 |  | Schneider Electric |  | SER | MGU66.106.093 |  |  | 30.48 |  | 1 |  | 3 | AFDEKPLAAT 6M RHODIUM ZWART | PLAQUE 6M NOIR RHODIUM |  | 6 MODULES C FRAME RHODIUM BLACK AL | [18 empty] | 1 | 3606480435133 | 0 |  | 103 | 20 | 8 | 1 | 0.16 | 13606480435130 | 3 | 371 | 2.47 | 1.1 | 0.55 |  | 43606480435131 | 18 | 2681 | 40 | 30 | 15 | [10 empty] | 16 | N | [12 empty] | SU2 | P5 | 7907000000 | [14 empty] | Afdekplaat, 6 modules, Unica Top Aluminium, Rhodium zwart | Plaque de finition, 6 modules, Unica Top Aluminium, Noir Rhodium | [17 empty] | https://eref.se.com/be/nl/sis-tarif/product/MGU66.106.093 | https://eref.se.com/be/fr/sis-tarif/product/MGU66.106.093
Schneider Electric | Schneider Electric | 01022021 |  | Schneider Electric |  | SER | MGU66.106.096 |  |  | 33.95 |  | 1 |  | 3 | AFDEKPLAAT 6M DONKER COPER | PLAQUE 6M CUIVRE ONYX |  | 6 MODULES C FRAME ONYX COPPER AL | [18 empty] | 1 | 3606480435164 | 0 |  | 111 | 20 | 8 | 2 | 0.32 | 13606480435161 | 3 | 390 | 2.47 | 1.08 | 0.55 |  | 43606480435162 | 51 | 7050 | 40 | 30 | 30 |  |  | 408 | 64400 | 60 | 80 | 75 |  |  |  | 16 | N | [12 empty] | SU2 | P5 | 7907000000 | [14 empty] | Afdekplaat, 6 modules, Unica Top Aluminium, Onyx koper | Plaque de finition, 6 modules, Unica Top Aluminium, Cuivre onyx | [17 empty] | https://eref.se.com/be/nl/sis-tarif/product/MGU66.106.096 | https://eref.se.com/be/fr/sis-tarif/product/MGU66.106.096
Schneider Electric | Schneider Electric | 01022021 |  | Schneider Electric |  | SER | MGU66.106.097 |  |  | 33.95 |  | 1 |  | 3 | AFDEKPLAAT 6M METAALGRIJS | PLAQUE 6M GRIS MÉTAL |  | 6 MODULES C FRAME METAL GREY AL | [18 empty] | 1 | 3606480435171 | 0 |  | 111 | 20 | 8 | 1 | 0.16 | 13606480435178 | 3 | 397 | 5.6 | 24.8 | 11 |  | 43606480435179 | 18 | 2663 | 40 | 30 | 15 | [10 empty] | 16 | N | [12 empty] | SU2 | P5 | 7907000000 | [14 empty] | Afdekplaat, 6 modules, Unica Top Aluminium, Metaalgrijs | Plaque de finition, 6 modules, Unica Top Aluminium, Gris métal | [17 empty] | https://eref.se.com/be/nl/sis-tarif/product/MGU66.106.097 | https://eref.se.com/be/fr/sis-tarif/product/MGU66.106.097
Schneider Electric | Schneider Electric | 01022021 |  | Schneider Electric |  | SER | MGU66.106.0M2 |  |  | 100.88 |  | 1 |  | 3 | AFDEKPLAAT 6M KERSELAAR | PLAQUE 6M CERISIER |  | 6 MODULES C FRAME CHERRY TREE AL 6M | [18 empty] | 1 | 3606480435195 | 0 |  | 53 | 20 | 8 | 1 | 0.16 | 13606480435192 | 3 | 223 | 5.5 | 25 | 11 |  | 43606480435193 | 18 | 1658 | 40 | 30 | 15 | [10 empty] | 16 | N | [12 empty] | SU2 | P5 | 7907000000 | [14 empty] | Afdekplaat, 6 modules, Unica Top Aluminium, Kerselaar | Plaque de finition, 6 modules, Unica Top Aluminium, Cerisier | [17 empty] | https://eref.se.com/be/nl/sis-tarif/product/MGU66.106.0M2 | https://eref.se.com/be/fr/sis-tarif/product/MGU66.106.0M2
Schneider Electric | Schneider Electric | 01022021 |  | Schneider Electric |  | SER | MGU66.106.0M3 |  |  | 100.88 |  | 1 |  | 3 | AFDEKPLAAT 6M WENGUE | PLAQUE 6M WENGUE |  | 6 MODULES C FRAME WENGUE AL 6M | [18 empty] | 1 | 3606480435201 | 0 |  | 56 | 20 | 8 | 1 | 0.16 | 13606480435208 | 3 | 160 | 5.6 | 24.7 | 10.8 |  | 43606480435209 | 18 | 1631 | 40 | 30 | 15 | [10 empty] | 16 | N | [12 empty] | SU2 | P5 | 7907000000 | [14 empty] | Afdekplaat, 6 modules, Unica Top Aluminium, Wengue | Plaque de finition, 6 modules, Unica Top Aluminium, Wengué | [17 empty] | https://eref.se.com/be/nl/sis-tarif/product/MGU66.106.0M3 | https://eref.se.com/be/fr/sis-tarif/product/MGU66.106.0M3
Schneider Electric | Schneider Electric | 01022021 |  | Schneider Electric |  | SER | MGU66.106.0M4 |  |  | 100.88 |  | 1 |  | 3 | AFDEKPLAAT 6M TABAK | PLAQUE 6M TABAC |  | 6 MODULES C FRAME TOBACCO AL 6M | [18 empty] | 1 | 3606480435218 | 0 |  | 55 | 20 | 8 | 1 | 0.16 | 13606480435215 | 3 | 222 | 2.47 | 1.1 | 0.55 |  | 43606480435216 | 18 | 1664 | 40 | 30 | 15 | [10 empty] | 16 | N | [12 empty] | SU2 | P5 | 7907000000 | [14 empty] | Afdekplaat, 6 modules, Unica Top Aluminium, Tabak | Plaque de finition, 6 modules, Unica Top Aluminium, Tabac | [17 empty] | https://eref.se.com/be/nl/sis-tarif/product/MGU66.106.0M4 | https://eref.se.com/be/fr/sis-tarif/product/MGU66.106.0M4
Schneider Electric | Schneider Electric | 01022021 |  | Schneider Electric |  | SER | MGU66.106.210 |  |  | 39.88 |  | 1 |  | 3 | AFDEKPLAAT 6M CHROOM BLINKEND | PLAQUE 6M CHROME BRILLANT |  | 6 MODULES C FRAME BRIGHT CHROME GR 6M | [18 empty] | 1 | 3606480435225 | 0 |  | 114 | 20 | 8 | 2 | 0.32 | 13606480435222 | 3 | 407 | 5.5 | 24.7 | 11 |  | 43606480435223 | 18 | 2666 | 40 | 30 | 15 |  |  | 288 | 50656 | 60 | 80 | 75 |  |  |  | 16 | N | [12 empty] | SU2 | P5 | 7907000000 | [14 empty] | Afdekplaat, 6 modules, Unica Top Grafiet, Chroom blinkend | Plaque de finition, 6 modules, Unica Top Graphite, Chrome brillant | [17 empty] | https://eref.se.com/be/nl/sis-tarif/product/MGU66.106.210 | https://eref.se.com/be/fr/sis-tarif/product/MGU66.106.210
Schneider Electric | Schneider Electric | 01022021 |  | Schneider Electric |  | SER | MGU66.106.238 |  |  | 33.95 |  | 1 |  | 3 | AFDEKPLAAT 6M CHROOM MAT | PLAQUE 6M CHROME SATINÉ |  | 6 MODULES C FRAME GLOSSY CHROME GR 6M | [18 empty] | 1 | 3606480435232 | 0 |  | 116 | 20 | 8 | 2 | 0.32 | 13606480435239 | 3 | 409 | 5.5 | 24.7 | 10.8 |  | 43606480435230 | 51 | 7349 | 40 | 30 | 30 | [10 empty] | 16 | N | [12 empty] | SU2 | P5 | 7907000000 | [14 empty] | Afdekplaat, 6 modules, Unica Top Grafiet, Chroom mat | Plaque de finition, 6 modules, Unica Top Graphite, Chrome mat | [17 empty] | https://eref.se.com/be/nl/sis-tarif/product/MGU66.106.238 | https://eref.se.com/be/fr/sis-tarif/product/MGU66.106.238
Schneider Electric | Schneider Electric | 01022021 |  | Schneider Electric |  | SER | MGU66.106.239 |  |  | 33.95 |  | 1 |  | 3 | AFDEKPLAAT 6M NIKKEL MAT | PLAQUE 6M NICKEL MAT |  | 6 MODULES C FRAME MATT NICKEL GR 6M | [18 empty] | 1 | 3606480435249 | 0 |  | 116.667 | 20 | 8 | 2 | 0.32 | 13606480435246 | 3 | 371 | 10.8 | 24.7 | 5.6 |  | 43606480435247 | 51 | 7271 | 40 | 30 | 30 |  |  | 408 | 66168 | 60 | 80 | 75 |  |  |  | 16 | N | [12 empty] | SU2 | P5 | 7907000000 | [14 empty] | Afdekplaat, 6 modules, Unica Top Grafiet, Nikkel mat | Plaque de finition, 6 modules, Unica Top Graphite, Nickel mat | [17 empty] | https://eref.se.com/be/nl/sis-tarif/product/MGU66.106.239 | https://eref.se.com/be/fr/sis-tarif/product/MGU66.106.239
Schneider Electric | Schneider Electric | 01022021 |  | Schneider Electric |  | SER | MGU66.106.292 |  |  | 39.88 |  | 1 |  | 3 | AFDEKPLAAT 6M WIT | PLAQUE 6M BLANC TECHNO |  | 6 MODULES C FRAME TOP WHITE GR | [18 empty] | 1 | 3606480435256 | 0 |  | 111 | 20 | 8 | 2 | 0.32 | 13606480435253 | 3 | 394 | 5.5 | 24.7 | 11 |  | 43606480435254 | 18 | 2687 | 40 | 30 | 15 |  |  | 288 | 51400 | 60 | 80 | 77 |  |  |  | 16 | N | [12 empty] | SU2 | P5 | 7907000000 | [14 empty] | Afdekplaat, 6 modules, Unica Top Grafiet, Wit | Plaque de finition, 6 modules, Unica Top Graphite, Blanc | [17 empty] | https://eref.se.com/be/nl/sis-tarif/product/MGU66.106.292 | https://eref.se.com/be/fr/sis-tarif/product/MGU66.106.292
Schneider Electric | Schneider Electric | 01022021 |  | Schneider Electric |  | SER | MGU66.106.293 |  |  | 30.48 |  | 1 |  | 3 | AFDEKPLAAT 6M RHODIUM ZWART | PLAQUE 6M NOIR RHODIUM |  | 6 MODULES C FRAME RHODIUM BLACK GR | [18 empty] | 1 | 3606480435263 | 0 |  | 111 | 20 | 8 | 2 | 0.32 | 13606480435260 | 3 | 392.601 | 2.45 | 1.1 | 0.55 |  | 43606480435261 | 18 | 2591 | 40 | 30 | 15 |  |  | 288 | 49450 | 60 | 80 | 75 |  |  |  | 16 | N | [12 empty] | SU2 | P5 | 7907000000 | [14 empty] | Afdekplaat, 6 modules, Unica Top Grafiet, Rhodium zwart | Plaque de finition, 6 modules, Unica Top Graphite, Noir Rhodium | [17 empty] | https://eref.se.com/be/nl/sis-tarif/product/MGU66.106.293 | https://eref.se.com/be/fr/sis-tarif/product/MGU66.106.293
Schneider Electric | Schneider Electric | 01022021 |  | Schneider Electric |  | SER | MGU66.106.296 |  |  | 33.95 |  | 1 |  | 3 | AFDEKPLAAT 6M DONKER COPER | PLAQUE 6M CUIVRE ONYX |  | 6 MODULES C FRAME ONYX COPPER GR | [18 empty] | 1 | 3606480435294 | 0 |  | 111 | 20 | 8 | 2 | 0.32 | 13606480435291 | 3 | 390 | 2.47 | 1.1 | 0.55 |  | 43606480435292 | 18 | 2600 | 40 | 30 | 15 |  |  | 288 | 49600 | 60 | 80 | 75 |  |  |  | 16 | N | [12 empty] | SU2 | P5 | 7907000000 | [14 empty] | Afdekplaat, 6 modules, Unica Top Grafiet, Onyx koper | Plaque de finition, 6 modules, Unica Top Graphite, Cuivre onyx | [17 empty] | https://eref.se.com/be/nl/sis-tarif/product/MGU66.106.296 | https://eref.se.com/be/fr/sis-tarif/product/MGU66.106.296
Schneider Electric | Schneider Electric | 01022021 |  | Schneider Electric |  | SER | MGU66.106.297 |  |  | 33.95 |  | 1 |  | 3 | AFDEKPLAAT 6M METAALGRIJS | PLAQUE 6M GRIS MÉTAL |  | 6 MODULES C FRAME METAL GREY GR | [18 empty] | 1 | 3606480435300 | 0 |  | 111 | 20 | 8 | 2 | 0.32 | 13606480435307 | 3 | 398 | 5.5 | 24.7 | 11 |  | 43606480435308 | 51 | 6081 | 40 | 30 | 30 |  |  | 408 | 56648 | 60 | 80 | 75 |  |  |  | 16 | N | [12 empty] | SU2 | P5 | 7907000000 | [14 empty] | Afdekplaat, 6 modules, Unica Top Grafiet, Metaalgrijs | Plaque de finition, 6 modules, Unica Top Graphite, Gris métal | [17 empty] | https://eref.se.com/be/nl/sis-tarif/product/MGU66.106.297 | https://eref.se.com/be/fr/sis-tarif/product/MGU66.106.297
Schneider Electric | Schneider Electric | 01022021 |  | Schneider Electric |  | SER | MGU66.106.2M2 |  |  | 71.24 |  | 1 |  | 3 | AFDEKPLAAT 6M KERSELAAR | PLAQUE 6M CERISIER |  | 6 MODULES C FRAME CHERRY TREE GR 6M | [18 empty] | 1 | 3606480435324 | 0 |  | 53 | 20 | 8 | 1 | 0.16 | 13606480435321 | 3 | 223 | 5.5 | 25 | 11 |  | 43606480435322 | 18 | 1628 | 40 | 30 | 15 | [10 empty] | 16 | N | [12 empty] | SU2 | P5 | 7907000000 | [14 empty] | Afdekplaat, 6 modules, Unica Top Grafiet, Kerselaar | Plaque de finition, 6 modules, Unica Top Graphite, Cerisier | [17 empty] | https://eref.se.com/be/nl/sis-tarif/product/MGU66.106.2M2 | https://eref.se.com/be/fr/sis-tarif/product/MGU66.106.2M2
Schneider Electric | Schneider Electric | 01022021 |  | Schneider Electric |  | SER | MGU66.106.2M3 |  |  | 71.24 |  | 1 |  | 3 | AFDEKPLAAT 6M WENGUE | PLAQUE 6M WENGUE |  | 6 MODULES C FRAME WENGUE GR 6M | [18 empty] | 1 | 3606480435331 | 0 |  | 54 | 24 | 10 | 2 | 0.48 | 13606480435338 | 3 | 220 | 5.7 | 25.3 | 11 |  | 43606480435339 | 18 | 1628 | 40 | 30 | 15 |  |  | 288 | 31140 | 60 | 80 | 60 |  |  |  | 16 | N | [12 empty] | SU2 | P5 | 7907000000 | [14 empty] | Afdekplaat, 6 modules, Unica Top Grafiet, Wengue | Plaque de finition, 6 modules, Unica Top Graphite, Wengué | [17 empty] | https://eref.se.com/be/nl/sis-tarif/product/MGU66.106.2M3 | https://eref.se.com/be/fr/sis-tarif/product/MGU66.106.2M3
Schneider Electric | Schneider Electric | 01022021 |  | Schneider Electric |  | SER | MGU66.106.2M4 |  |  | 71.24 |  | 1 |  | 3 | AFDEKPLAAT 6M TABAK | PLAQUE 6M TABAC |  | 6 MODULES C FRAME TOBACCO GR 6M | [18 empty] | 1 | 3606480435348 | 0 |  | 53 | 24 | 10 | 2 | 0.48 | 13606480435345 | 3 | 216.999 | 2.5 | 1.1 | 0.56 |  | 43606480435346 | 18 | 1562 | 40 | 30 | 15 |  |  | 288 | 32992 | 60 | 80 | 75 |  |  |  | 16 | N | [12 empty] | SU2 | P5 | 7907000000 | [14 empty] | Afdekplaat, 6 modules, Unica Top Grafiet, Tabak | Plaque de finition, 6 modules, Unica Top Graphite, Tabac | [17 empty] | https://eref.se.com/be/nl/sis-tarif/product/MGU66.106.2M4 | https://eref.se.com/be/fr/sis-tarif/product/MGU66.106.2M4
Schneider Electric | Schneider Electric | 01022021 |  | Schneider Electric |  | SER | MGU68.002.7C2 |  |  | 37.06 |  | 1 |  | 1 | UNICA Frame 1 gang White glass | PLAQUE SIMPLE CLASS VERRE BLANC |  | 1G OUTER PLATE UNICA CLASS WHITE GLASS | [18 empty] | 1 | 8420375166903 | 0 |  | 132 | 14 | 12 | 4 | 0.672 | 8420375166903 | 1 | 145 | 11.2 | 12 | 3.2 |  | 48420375166901 | 40 | 5768 | 40 | 30 | 30 |  |  | 320 | 55276 | 60 | 80 | 77 |  |  |  | 10 | N | [12 empty] | SU2 | P5 | 7907000000 | [14 empty] | Afdekplaat, enkelvoudig, Unica Class, Glass, Wit | Plaque de finition, simple, Unica Class, Verre, blanc | [17 empty] | https://eref.se.com/be/nl/sis-tarif/product/MGU68.002.7C2 | https://eref.se.com/be/fr/sis-tarif/product/MGU68.002.7C2
Schneider Electric | Schneider Electric | 01022021 |  | Schneider Electric |  | SER | MGU68.002.7C3 |  |  | 37.06 |  | 1 |  | 1 | 1G OUTER PLATE UNICA CLASS GREY GLASS | PLAQUE SIMPLE CLASS VERRE GRIS |  | 1G OUTER PLATE UNICA CLASS GREY GLASS | [18 empty] | 1 | 8420375166910 | 0 |  | 134 | 14 | 12 | 4 | 0.672 | 8420375166910 | 1 | 145 | 11.2 | 12 | 3.2 |  | 48420375166918 | 40 | 6767 | 40 | 30 | 30 |  |  | 320 | 60600 | 60 | 80 | 77 |  |  |  | 10 | N | [12 empty] | SU2 | P5 | 7907000000 | [14 empty] | Afdekplaat, enkelvoudig, Unica Class, Glass, Grijs | Plaque de finition, simple, Unica Class, Verre, gris | [17 empty] | https://eref.se.com/be/nl/sis-tarif/product/MGU68.002.7C3 | https://eref.se.com/be/fr/sis-tarif/product/MGU68.002.7C3
Schneider Electric | Schneider Electric | 01022021 |  | Schneider Electric |  | SER | MGU68.002.7Z1 |  |  | 52.59 |  | 1 |  | 1 | 1G OUTER PLATE UNICA CLASS STONE SLATE | PLAQUE SIMPLE CLASS STONE SLATE |  | 1G OUTER PLATE UNICA CLASS SLATE | [18 empty] | 1 | 8420375166941 | 0 |  | 99 | 13 | 10 | 3 | 0.39 |  | 1 | 150 | 11.2 | 3.2 | 12 |  |  | 80 | 13152 | 60 | 30 | 40 |  |  | 320 | 61108 | 60 | 77 | 80 |  |  |  | 10 | N | [12 empty] | SU2 | P5 | 7907000000 | [14 empty] | Afdekplaat, enkelvoudig, Unica Class, Leisteen | Plaque de finition, simple, Unica Class, Ardoise | [17 empty] | https://eref.se.com/be/nl/sis-tarif/product/MGU68.002.7Z1 | https://eref.se.com/be/fr/sis-tarif/product/MGU68.002.7Z1
Schneider Electric | Schneider Electric | 01022021 |  | Schneider Electric |  | SER | MGU68.004.7C2 |  |  | 63 |  | 1 |  | 1 | DUBBELE PLAAT CLASS GLAS WIT | PLAQUE DOUBLE CLASS VERRE BLANC |  | 2G OUTER PLATE UNICA CLASS WHITE GLASS | [18 empty] | 1 | 8420375167009 | 0 |  | 192 | 21 | 12 | 4 | 1.008 |  | 1 | 210 | 11.2 | 19.1 | 3.2 |  | 48420375167007 | 27 | 5560 | 40 | 30 | 30 |  |  | 216 | 52480 | 60 | 80 | 75 |  |  |  | 10 | N | [12 empty] | SU2 | P5 | 7907000000 | [14 empty] | Afdekplaat, tweevoudig, afstand 71, Unica Class, Glass, Wit | Plaque de finition, double entraxe 71, Unica Class, Verre, blanc | [17 empty] | https://eref.se.com/be/nl/sis-tarif/product/MGU68.004.7C2 | https://eref.se.com/be/fr/sis-tarif/product/MGU68.004.7C2
Schneider Electric | Schneider Electric | 01022021 |  | Schneider Electric |  | SER | MGU68.004.7C3 |  |  | 63 |  | 1 |  | 1 | DUBBELE PLAAT CLASS GLAS GRIJS | PLAQUE DOUBLE CLASS VERRE GRIS |  | 2G OUTER PLATE UNICA CLASS GREY GLASS | [18 empty] | 1 | 8420375167016 | 0 |  | 190 | 21 | 12 | 4 | 1.008 | 8420375167016 | 1 | 210 | 11.2 | 19.1 | 3.2 |  | 48420375167014 | 11 | 2404 | 40 | 30 | 15 |  |  | 176 | 46964 | 60 | 80 | 77 |  |  |  | 10 | N | [12 empty] | SU2 | P5 | 7907000000 | [14 empty] | Afdekplaat, tweevoudig, afstand 71, Unica Class, Glass, Grijs | Plaque de finition, double entraxe 71, Unica Class, Verre, gris | [17 empty] | https://eref.se.com/be/nl/sis-tarif/product/MGU68.004.7C3 | https://eref.se.com/be/fr/sis-tarif/product/MGU68.004.7C3
Schneider Electric | Schneider Electric | 01022021 |  | Schneider Electric |  | SER | MGU68.004.7Z1 |  |  | 89.39 |  | 1 |  | 1 | DUBBELE PLAAT CLASS STONE SLATE | PLAQUE DOUBLE CLASS STONE SLATE |  | 2G OUTER PLATE UNICA CLASS SLATE | [18 empty] | 1 | 8420375167047 | 0 |  | 192 | 21 | 12 | 4 | 1.008 | 8420375167047 | 1 | 205 | 11.2 | 19.1 | 3.2 |  | 48420375167045 | 27 | 5557 | 40 | 30 | 30 |  |  | 216 | 52456 | 60 | 80 | 75 |  |  |  | 10 | N | [12 empty] | SU2 | P5 | 7907000000 | [14 empty] | Afdekplaat, tweevoudig, afstand 71, Unica Class, Leisteen | Plaque de finition, double entraxe 71, Unica Class, Ardoise | [17 empty] | https://eref.se.com/be/nl/sis-tarif/product/MGU68.004.7Z1 | https://eref.se.com/be/fr/sis-tarif/product/MGU68.004.7Z1
Schneider Electric | Schneider Electric | 01022021 |  | Schneider Electric |  | SER | MGU68.006.7A1 |  |  | 55.49 |  | 1 |  | 1 | DRIEVOUDIGE PLAAT CLASS METAL ICE ALU | PLAQUE TRIPLE CLASS METAL ICE ALUMINIUM |  | 3G OUTER PLATE UNICA CLASS ICE ALUMINI | [18 empty] | 1 | 8420375167054 | 0 |  | 305 | 28 | 12 | 4 | 1.344 |  | 1 | 290 | 11.2 | 3.2 | 26.2 |  | 48420375167052 | 21 | 6803 | 40 | 30 | 30 |  |  | 168 | 62924 | 60 | 77 | 80 |  |  |  | 10 | N | [12 empty] | SU2 | P5 | 7907000000 | [14 empty] | Afdekplaat, drievoudig, afstand 71, Unica Class, Metaal Ice aluminium | Plaque de finition, triple entraxe 71, Unica Class, Métal, Ice aluminium | [17 empty] | https://eref.se.com/be/nl/sis-tarif/product/MGU68.006.7A1 | https://eref.se.com/be/fr/sis-tarif/product/MGU68.006.7A1
Schneider Electric | Schneider Electric | 01022021 |  | Schneider Electric |  | SER | MGU68.006.7C2 |  |  | 88.2 |  | 1 |  | 1 | UNICA Frame 3 gangs White glass | PLAQUE TRIPLE CLASS VERRE BLANC |  | 3G OUTER PLATE UNICA CLASS WHITE GLASS | [18 empty] | 1 | 8420375167108 | 0 |  | 252.75 | 28 | 12 | 4 | 1.344 |  | 1 | 280 | 11.2 | 26.2 | 3.2 |  | 48420375167106 | 21 | 6593 | 40 | 30 | 30 |  |  | 168 | 61244 | 60 | 80 | 77 |  |  |  | 10 | N | [12 empty] | SU2 | P5 | 7907000000 | [14 empty] | Afdekplaat, drievoudig, afstand 71, Unica Class, Glass, Wit | Plaque de finition, triple entraxe 71, Unica Class, Verre, blanc | [17 empty] | https://eref.se.com/be/nl/sis-tarif/product/MGU68.006.7C2 | https://eref.se.com/be/fr/sis-tarif/product/MGU68.006.7C2
Schneider Electric | Schneider Electric | 01022021 |  | Schneider Electric |  | SER | MGU68.006.7C3 |  |  | 88.2 |  | 1 |  | 1 | DRIEVOUDIGE PLAAT CLASS GLAS GRIJS | PLAQUE TRIPLE CLASS VERRE GRIS |  | 3G OUTER PLATE UNICA CLASS GREY GLASS | [18 empty] | 1 | 8420375167115 | 0 |  | 251 | 28 | 12 | 4 | 1.344 | 28420375167119 | 1 | 280 | 11.2 | 26.2 | 3.2 |  | 48420375167113 | 9 | 2493 | 40 | 30 | 15 |  |  | 144 | 47888 | 60 | 80 | 75 |  |  |  | 16 | N | [12 empty] | SU2 | P5 | 7907000000 | [14 empty] | Afdekplaat, drievoudig, afstand 71, Unica Class, Glass, Grijs | Plaque de finition, triple entraxe 71, Unica Class, Verre, gris | [17 empty] | https://eref.se.com/be/nl/sis-tarif/product/MGU68.006.7C3 | https://eref.se.com/be/fr/sis-tarif/product/MGU68.006.7C3
Schneider Electric | Schneider Electric | 01022021 |  | Schneider Electric |  | SER | MGU68.006.7Z1 |  |  | 125.17 |  | 1 |  | 1 | DRIEVOUDIGE PLAAT CLASS STONE SLATE | PLAQUE TRIPLE CLASS STONE SLATE |  | 3G OUTER PLATE UNICA CLASS SLATE | [18 empty] | 1 | 8420375167146 | 0 |  | 268 | 28 | 12 | 4 | 1.344 | 8420375167146 | 1 | 310 | 11.2 | 26.2 | 3.2 |  | 48420375167144 | 9 | 2649 | 40 | 30 | 15 |  |  | 144 | 60420 | 60 | 77 | 80 |  |  |  | 18 | N | [12 empty] | SU2 | P5 | 7907000000 | [14 empty] | Afdekplaat, drievoudig, afstand 71, Unica Class, Leisteen | Plaque de finition, triple entraxe 71, Unica Class, Ardoise | [17 empty] | https://eref.se.com/be/nl/sis-tarif/product/MGU68.006.7Z1 | https://eref.se.com/be/fr/sis-tarif/product/MGU68.006.7Z1
Schneider Electric | Schneider Electric | 01022021 |  | Schneider Electric |  | SER | MGU68.008.7A1 |  |  | 72.12 |  | 1 |  | 1 | VIERVOUDIGE PLAAT CLASS METAL ICE ALU | PLAQUE QUADRUPLE CLASS METAL ICE ALU |  | 4G OUTER PLATE UNICA CLASS ICE ALUMINI | [18 empty] | 1 | 8420375167153 | 0 |  | 378 | 35 | 12 | 4 | 1.68 |  | 1 | 365 | 11.2 | 3.2 | 33.3 |  | 48420375167151 | 14 | 5823 | 40 | 30 | 30 |  |  | 112 | 55084 | 60 | 77 | 80 |  |  |  | 18 | N | [12 empty] | SU2 | P5 | 7907000000 | [14 empty] | Afdekplaat, viervoudig, afstand 71, Unica Class, Metaal Ice aluminium | Plaque de finition, quadruple entraxe 71, Unica Class, Métal, Ice aluminium | [17 empty] | https://eref.se.com/be/nl/sis-tarif/product/MGU68.008.7A1 | https://eref.se.com/be/fr/sis-tarif/product/MGU68.008.7A1
Schneider Electric | Schneider Electric | 01022021 |  | Schneider Electric |  | SER | MGU68.008.7C2 |  |  | 114.64 |  | 1 |  | 1 | VIERVOUDIGE PLAAT CLASS GLAS WIT | PLAQUE QUADRUPLE CLASS VERRE BLANC |  | 4G OUTER PLATE UNICA CLASS WHITE GLASS | [18 empty] | 1 | 8420375167207 | 0 |  | 311 | 35 | 12 | 4 | 1.68 | 28420375167201 | 1 | 345 | 11.2 | 33.3 | 3.2 |  | 48420375167205 | 14 | 4737 | 40 | 30 | 30 |  |  | 112 | 45896 | 60 | 80 | 75 |  |  |  | 19 | N | [12 empty] | SU2 | P5 | 7907000000 | [14 empty] | Afdekplaat, viervoudig, afstand 71, Unica Class, Glass, Wit | Plaque de finition, quadruple entraxe 71, Unica Class, Verre, blanc | [17 empty] | https://eref.se.com/be/nl/sis-tarif/product/MGU68.008.7C2 | https://eref.se.com/be/fr/sis-tarif/product/MGU68.008.7C2
Schneider Electric | Schneider Electric | 01022021 |  | Schneider Electric |  | SER | MGU68.008.7C3 |  |  | 114.64 |  | 1 |  | 1 | VIERVOUDIGE PLAAT CLASS GLAS GRIJS | PLAQUE QUADRUPLE CLASS VERRE BLANC |  | 4G OUTER PLATE UNICA CLASS GREY GLASS | [18 empty] | 1 | 8420375167214 | 0 |  | 308 | 35 | 12 | 4 | 1.68 | 28420375167218 | 1 | 345 | 11.2 | 33.3 | 3.2 |  | 48420375167212 | 7 | 2380 | 40 | 30 | 15 |  |  | 112 | 46080 | 60 | 80 | 75 |  |  |  | 18 | N | [12 empty] | SU2 | P5 | 7907000000 | [14 empty] | Afdekplaat, viervoudig, afstand 71, Unica Class, Glass, Grijs | Plaque de finition, quadruple entraxe 71, Unica Class, Verre, gris | [17 empty] | https://eref.se.com/be/nl/sis-tarif/product/MGU68.008.7C3 | https://eref.se.com/be/fr/sis-tarif/product/MGU68.008.7C3
Schneider Electric | Schneider Electric | 01022021 |  | Schneider Electric |  | SER | MGU68.008.7Z1 |  |  | 162.73 |  | 1 |  | 1 | VIERVOUDIGE PLAAT CLASS STONE SLATE | PLAQUE QUADRUPLE CLASS STONE SLATE |  | 4G OUTER PLATE UNICA CLASS SLATE | [18 empty] | 1 | 8420375167245 | 0 |  | 346 | 12 | 35 | 4 | 1.68 |  | 1 | 375 | 11.2 | 3.2 | 33.3 |  | 48420375167243 | 4 | 1725 | 40 | 15 | 15 |  |  | 128 | 63700 | 60 | 77 | 80 |  |  |  | 16 | N | [12 empty] | SU2 | P5 | 7907000000 | [14 empty] | Afdekplaat, viervoudig, afstand 71, Unica Class, Leisteen | Plaque de finition, quadruple entraxe 71, Unica Class, Ardoise | [17 empty] | https://eref.se.com/be/nl/sis-tarif/product/MGU68.008.7Z1 | https://eref.se.com/be/fr/sis-tarif/product/MGU68.008.7Z1
Schneider Electric | Schneider Electric | 01022021 |  | Schneider Electric |  | SER | MGU7.002 |  |  | 1.26 |  | 1 |  | 70 | UNICA FIXING FRAME - 2 M - 1 GANG | Support 1 poste zamak |  | ZAMAK FIXING FRAME 1 GANG | [18 empty] | 1 | 8420375116359 | 0 |  | 25.444 | 8 | 8 | 1 | 0.064 | 28420375116353 | 70 | 1850000 | 18.5 | 12.5 | 13 |  | 48420375116357 | 280 | 7631 | 40 | 30 | 15 |  | 78420375116358 | 4480 | 130096 | 60 | 80 | 75 |  |  |  | 6 | N | [12 empty] | SU1 | P4 | 7907000000 | [14 empty] | Enkelvoudige bevestigingsframe, schroefbevestiging, afstand 71, Zamak | Support de fixation à vis entraxe 71, 1 poste, Zamak | [17 empty] | https://eref.se.com/be/nl/sis-tarif/product/MGU7.002 | https://eref.se.com/be/fr/sis-tarif/product/MGU7.002
Schneider Electric | Schneider Electric | 01022021 |  | Schneider Electric |  | SER | MGU7.002.GLS |  |  | 1.39 |  | 1 |  | 40 | Inbouwkader enkel lange klauwen inox | Support 1 poste griffes longues inox |  | ZAMAK FIXING FRAME 1 GANG LONG CLAWS | [18 empty] | 1 | 8420375168921 | 0 |  | 38 | 8 | 8 | 3 | 0.192 | 28420375168925 | 40 | 1598 | 1.85 | 1.25 | 1.25 |  | 48420375168929 | 160 | 6622 | 40 | 30 | 15 |  |  | 2560 | 113953 | 60 | 80 | 75 |  |  |  | 2 | Y | [12 empty] | SU1 | P4 | 7907000000 | [14 empty] | Enkelvoudige bevestigingsframe, klauwbevestiging, afstand 71, Zamak | Support de fixation à griffes longues entraxe 71, 1 poste, Zamak | [17 empty] | https://eref.se.com/be/nl/sis-tarif/product/MGU7.002.GLS | https://eref.se.com/be/fr/sis-tarif/product/MGU7.002.GLS
Schneider Electric | Schneider Electric | 01022021 |  | Schneider Electric |  | SER | MGU7.012 |  |  | 1.26 |  | 1 |  | 70 | Enkelvoudige vert. 57mm kader Zamak | Support 1P V57mm Zamak |  | ZAMAK FIXING FRAME 57MM VERT INTERAXIS | [18 empty] | 1 | 8420375168655 | 0 |  | 21 | 8 | 6 | 0 | 0 | 28420375168659 | 70 | 1508000 | 18.5 | 12.3 | 13 |  | 48420375168653 | 280 | 7772 | 40 | 30 | 15 | [10 empty] | 6 | N | [12 empty] | SU1 | P4 | 7907000000 | [14 empty] | Enkelvoudige bevestigingsframe, schroefbevestiging, afstand 57, Zamak | Support de fixation à vis entraxe 57, 1 poste, Zamak | [17 empty] | https://eref.se.com/be/nl/sis-tarif/product/MGU7.012 | https://eref.se.com/be/fr/sis-tarif/product/MGU7.012
Schneider Electric | Schneider Electric | 01022021 |  | Schneider Electric |  | SER | MGU7.012.GLS |  |  | 1.39 |  | 1 |  | 40 | Kader enk afst 57mmV lange klauw inox | Support 1P V57mm griffes long inox |  | ZAMAK FIXING FRAME 57MM VERT LONG CLAWS | [18 empty] | 40 | 8420375168938 | 0 |  | 27 | 8 | 6 | 4 | 0.192 | 28420375168932 | 40 | 1320000 | 18.5 | 12.3 | 13 |  | 48420375168936 | 160 | 5909 | 40 | 30 | 15 | [10 empty] | 16 | N | [12 empty] | SU1 | P4 | 7907000000 | [14 empty] | Enkelvoudige bevestigingsframe, klauwbevestiging, afstand 57, Zamak | Support de fixation à griffes longues entraxe 57, 1 poste, Zamak | [17 empty] | https://eref.se.com/be/nl/sis-tarif/product/MGU7.012.GLS | https://eref.se.com/be/fr/sis-tarif/product/MGU7.012.GLS
Schneider Electric | Schneider Electric | 01022021 |  | Schneider Electric |  | SER | MGU7.103 |  |  | 2.08 |  | 1 |  | 10 | 3 modules kader zamak | 3 mod Italian support zamak |  | ZAMAK ITALIAN FIXING FRAME 3 MODULES | [18 empty] | 1 | 8420375116434 | 0 |  | 54 | 7 | 11 | 1 | 0.077 | 28420375116438 | 10 | 615 | 18.5 | 13 | 6.5 |  | 48420375116432 | 160 | 10152 | 40 | 30 | 30 |  |  | 1280 | 88980 | 60 | 80 | 77 |  |  |  | 10 | N | [12 empty] | SU1 | P4 | 7326909890 | [14 empty] | Bevestigingsframe, schroefbevestiging 3 modules, Zamak | Support de fixation à vis 3 modules, Zamak | [17 empty] | https://eref.se.com/be/nl/sis-tarif/product/MGU7.103 | https://eref.se.com/be/fr/sis-tarif/product/MGU7.103
Schneider Electric | Schneider Electric | 01022021 |  | Schneider Electric |  | SER | MGU7.104 |  |  | 4.59 |  | 1 |  | 10 | 4 modules kader zamak | 4 mod Italian support zamak |  | ZAMAK ITALIAN FIXING FRAME 4 MODULES | [18 empty] | 1 | 8420375116458 | 0 |  | 63 | 13 | 7 | 1 | 0.091 | 28420375116452 | 10 | 693 | 18.5 | 12.5 | 6.5 |  | 48420375116456 | 160 | 11463 | 40 | 30 | 30 |  |  | 1280 | 100200 | 60 | 80 | 60 |  |  |  | 6 | N | [12 empty] | SU1 | P4 | 7326909890 | [14 empty] | Bevestigingsframe, schroefbevestiging 4 modules, Zamak | Support de fixation à vis 4 modules, Zamak | [17 empty] | https://eref.se.com/be/nl/sis-tarif/product/MGU7.104 | https://eref.se.com/be/fr/sis-tarif/product/MGU7.104
Schneider Electric | Schneider Electric | 01022021 |  | Schneider Electric |  | SER | MGU7.106 |  |  | 6.57 |  | 1 |  | 10 | 6 MODULES KADER ZAMAK | 6 MODULES ITALIEN SUPPORT ZAMAK |  | 6 MOD FIXING FRAME ZAMAK | [18 empty] | 10 | 8420375156096 | 0 |  | 90 | 19 | 7 | 2 | 0.266 | 18420375156093 | 10 | 1003 | 2.25 | 2 | 0.8 |  | 48420375156094 | 50 | 5388 | 40 | 30 | 30 |  |  | 400 | 51104 | 60 | 80 | 75 |  |  |  | 10 | N | [12 empty] | SU1 | P4 | 7907000000 | [14 empty] | Bevestigingsframe, schroefbevestiging 6 modules, Zamak | Support de fixation à vis 6 modules, Zamak | [17 empty] | https://eref.se.com/be/nl/sis-tarif/product/MGU7.106 | https://eref.se.com/be/fr/sis-tarif/product/MGU7.106
Schneider Electric | Schneider Electric | 01022021 |  | Schneider Electric |  | SER | MGU7.892.A |  |  | 0.58 |  | 1 |  | 100 | UNICA - KLAUWEN VOOR RENOVATIE | Griffes accessoire rehabilitation |  | Accesory claws refurbish (x20) | [18 empty] | 20 | 8420375168679 | 0 |  | 3 | 1 | 12 | 8 | 0.096 | 28420375168673 | 100 | 368 | 6.5 | 17.5 | 12 | [17 empty] | 2 | Y | [12 empty] | SU1 | P4 | 8538909999 | [14 empty] | Velengingskit voor klauwen | Accessoire de rallonge des griffes | [17 empty] | https://eref.se.com/be/nl/sis-tarif/product/MGU7.892.A | https://eref.se.com/be/fr/sis-tarif/product/MGU7.892.A
Schneider Electric | Schneider Electric | 01022021 |  | Schneider Electric |  | SER | MGU8.002.18 |  |  | 4.22 |  | 1 |  | 8 | ENKELVOUDIGE OPBOUWDOOS UNICA BASIC | BOITIER APPARENT 1 POSTE UNICA BASIC |  | 1 gang surface mounting box white | [18 empty] | 8 | 8420375135442 | 0 |  | 48 | 9 | 8 | 4 | 0.288 | 28420375135446 | 8 | 496 | 1.75 | 1.2 | 1.25 |  | 48420375135440 | 64 | 3946 | 40 | 30 | 30 |  |  | 512 | 39568 | 60 | 80 | 75 |  |  |  | 10 | N | [12 empty] | SU1 | P4 | 3926909790 | [14 empty] | Unica Basic/Colors - opbouwbox - wit - 2 m - 4 uitduwopeningen - wit | Unica Basic/Colors - Boît. en surface-blanc-2 m-4 trous avec prédéfonçages-blanc | [17 empty] | https://eref.se.com/be/nl/sis-tarif/product/MGU8.002.18 | https://eref.se.com/be/fr/sis-tarif/product/MGU8.002.18
Schneider Electric | Schneider Electric | 01022021 |  | Schneider Electric |  | SER | MGU8.004.18 |  |  | 6.1 |  | 1 |  | 4 | DUBBELE OPBOUWDOOS UNICA BASIC | BOITIER APPARENT 2 POSTES UNICA BASIC |  | SURFACE MOUNTING BOXES 2G | [18 empty] | 4 | 8420375135466 | 0 |  | 79.5 | 16 | 8 | 5 | 0.64 | 18420375135463 | 4 | 380 | 12.5 | 18.5 | 12 |  | 48420375135464 | 32 | 3508 | 40 | 30 | 30 |  |  | 256 | 36064 | 60 | 80 | 75 |  |  |  | 10 | N | [12 empty] | SU1 | P4 | 8538100090 | [14 empty] | Unica Basic/Colors - opbouwbox - wit - 4 m - 4 uitduwopeningen - wit | Unica Basic/Colors - Boît. en surface-blanc-4 m-4 trous avec prédéfonçages-blanc | [17 empty] | https://eref.se.com/be/nl/sis-tarif/product/MGU8.004.18 | https://eref.se.com/be/fr/sis-tarif/product/MGU8.004.18
Schneider Electric | Schneider Electric | 01022021 |  | Schneider Electric |  | SER | MGU8.006.18 |  |  | 7.74 |  | 1 |  | 2 | DRIEVOUDIGE OPBOUWDOOS UNICA BASIC | BOITIER APPARENT 3 POSTES UNICA BASIC$ |  | 3 gang surface mounting box white | [18 empty] | 2 | 8420375135480 | 0 |  | 111.5 | 23 | 8 | 4 | 0.736 | 28420375135484 | 2 | 352 | 24 | 9 | 7 |  | 38420375135481 | 30 | 4694 | 40 | 30 | 30 |  |  | 240 | 45552 | 60 | 80 | 75 |  |  |  | 18 | N | [12 empty] | SU1 | P4 | 8538100090 | [14 empty] | Unica Basic/Colors - opbouwbox - wit - 6 m - 6 uitduwopeningen - wit | Unica Basic/Colors - Boît. en surface-blanc-6 m-6 trous avec prédéfonçages-blanc | [17 empty] | https://eref.se.com/be/nl/sis-tarif/product/MGU8.006.18 | https://eref.se.com/be/fr/sis-tarif/product/MGU8.006.18
Schneider Electric | Schneider Electric | 01022021 |  | Schneider Electric |  | SER | MGU8.603 |  |  | 1.26 |  | 1 |  | 5 | Inbouwdoos 3 modules | Boîte d'encastrement 3 modules |  | FLUSH MOUNTING BOX 3 MODULES | [18 empty] | 5 | 8420375122930 | 0 |  | 34 | 11 | 8 | 5 | 0.44 | 28420375122934 | 5 | 240 | 1.9 | 1.3 | 1.3 |  | 48420375122938 | 40 | 2415 | 40 | 30 | 30 |  |  | 320 | 27760 | 60 | 80 | 77 |  |  |  | 10 | N | [12 empty] | SU1 | P4 | 3926909790 | [14 empty] | Inbouwdoos 3 modules voor metselwerk | Boîte d'encastrement 3 modules, à sceller | [17 empty] | https://eref.se.com/be/nl/sis-tarif/product/MGU8.603 | https://eref.se.com/be/fr/sis-tarif/product/MGU8.603
Schneider Electric | Schneider Electric | 01022021 |  | Schneider Electric |  | SER | MGU8.604 |  |  | 1.82 |  | 1 |  | 5 | Inbouwdoos 4 modules | Boîte d'encastrement 4 modules |  | FLUSH MOUNTING BOX 4 MODULES | [18 empty] | 5 | 8420375122947 | 0 |  | 39 | 13 | 8 | 5 | 0.52 | 28420375122941 | 5 | 175 | 17.5 | 12 | 12.5 |  | 48420375122945 | 25 | 2007 | 40 | 30 | 30 |  |  | 200 | 21704 | 80 | 60 | 77 |  |  |  | 16 | N | [12 empty] | SU1 | P4 | 3926909790 | [14 empty] | Inbouwdoos 4 modules voor metselwerk | Boîte d'encastrement 4 modules, à sceller | [17 empty] | https://eref.se.com/be/nl/sis-tarif/product/MGU8.604 | https://eref.se.com/be/fr/sis-tarif/product/MGU8.604
Schneider Electric | Schneider Electric | 01022021 |  | Schneider Electric |  | SER | MGU8.624 |  |  | 10.32 |  | 1 |  | 1 | Inbouwdoos 2x4 modules | Boîte d'encastrement 2x4 modules |  | FLUSH MOUNTING BOX 2X4 MODULES | [18 empty] | 1 | 8420375116472 | 0 |  | 76 | 14 | 16 | 5 | 1.12 | [7 empty] | 48420375116470 | 6 | 638 | 40 | 15 | 15 | [10 empty] | 16 | N | [12 empty] | SU1 | P4 | 3926909790 | [14 empty] | Inbouwdoos 2x4 modules voor metselwerk | Boîte d'encastrement 2x4 modules, à sceller | [17 empty] | https://eref.se.com/be/nl/sis-tarif/product/MGU8.624 | https://eref.se.com/be/fr/sis-tarif/product/MGU8.624
Schneider Electric | Schneider Electric | 01022021 |  | Schneider Electric |  | SER | MGU8.626 |  |  | 10.52 |  | 1 |  | 1 | Inbouwdoos 2x6 modules | Boîte d'encastrement 2x6 modules |  | Flush mounting box 2x6 modules | [18 empty] | 1 | 8420375116489 | 0 |  | 105.5 | 18 | 16 | 4 | 1.152 | [7 empty] | 28420375116483 | 6 | 877 | 40 | 30 | 15 | [10 empty] | 17 | N | [12 empty] | SU1 | P4 | 8538100090 | [14 empty] | Inbouwdoos 2x6 modules voor metselwerk | Boîte d'encastrement 2x6 modules, à sceller | [17 empty] | https://eref.se.com/be/nl/sis-tarif/product/MGU8.626 | https://eref.se.com/be/fr/sis-tarif/product/MGU8.626
Schneider Electric | Schneider Electric | 01022021 |  | Schneider Electric |  | SER | MGU86.071.12 |  |  | 72.77 |  | 1 |  | 1 | Drukknop met batterij Grafiet | Bouton-poussoir RF a pile Top Graphite |  | RF BATTERY POWERED PUSH BUTTON | [8 empty] | 09.07 | 1 | [8 empty] | 1 | 3606485110356 | 0 |  | 121 | 11 | 10 | 7 | 0.77 | [7 empty] | 43606485110354 | 34 | 4601 | 40 | 30 | 30 | [10 empty] | 6 | N | [12 empty] | G11 | OH | 8536508090 | [14 empty] | Unica Wireless - drukknop door batterij gevoed voor Unica Top - 2 m - grafiet | Unica Wireless - bouton-poussoir alimenté pile pour Unica Top - 2 m - graphite | [17 empty] | https://eref.se.com/be/nl/sis-tarif/product/MGU86.071.12 | https://eref.se.com/be/fr/sis-tarif/product/MGU86.071.12
Schneider Electric | Schneider Electric | 01022021 |  | Schneider Electric |  | SER | MGU86.071.18 |  |  | 63.09 |  | 1 |  | 1 | Drukknop met batterij Wit | Bouton-poussoir RF a pile Plus Blanc |  | UNICA RF PB4 PLUS WHITE | [8 empty] | 09.07 | 1 | [8 empty] | 1 | 3606485110325 | 0 |  | 129 | 11 | 10 | 6 | 0.66 |  | 1 | 129 | 6.3 | 10.8 | 9.8 |  | 43606485110323 | 34 | 4873 | 40 | 30 | 30 | [10 empty] | 6 | N | [12 empty] | G11 | OH | 8536508090 | [14 empty] | Unica Wireless - drukknop door batterij gevoed voor Unica Plus - 2 m - wit | Unica Wireless - bouton-poussoir alimenté pile pour Unica Plus - 2 m - blanc | [17 empty] | https://eref.se.com/be/nl/sis-tarif/product/MGU86.071.18 | https://eref.se.com/be/fr/sis-tarif/product/MGU86.071.18
Schneider Electric | Schneider Electric | 01022021 |  | Schneider Electric |  | SER | MGU86.071.25 |  |  | 63.09 |  | 1 |  | 1 | Drukknop met batterij Ivoor | Bouton-poussoir RF a pile Plus Ivoire |  | RF PUSH-BUTTON W/ BATTERY PLUS IVO | [8 empty] | 09.07 | 1 | [8 empty] | 1 | 3606485110332 | 0 |  | 116 | 11 | 10 | 7 | 0.77 |  | 1 | 129 | 6.5 | 10.8 | 10 |  | 43606485110330 | 34 | 4431 | 40 | 30 | 30 | [10 empty] | 6 | N | [12 empty] | G11 | OH | 8536508090 | [14 empty] | Unica Wireless - drukknop door batterij gevoed voor Unica Plus - 2 m - ivoor | Unica Wireless - bouton-poussoir alimenté pile pour Unica Plus - 2 m - ivoire | [17 empty] | https://eref.se.com/be/nl/sis-tarif/product/MGU86.071.25 | https://eref.se.com/be/fr/sis-tarif/product/MGU86.071.25
Schneider Electric | Schneider Electric | 01022021 |  | Schneider Electric |  | SER | MGU86.071.30 |  |  | 72.77 |  | 1 |  | 1 | Drukknop met batterij Aluminium | Bouton-poussoir RF a pile Top Alu |  | RF BATTERY POWERED PUSH BUTTON | [8 empty] | 09.07 | 1 | [8 empty] | 1 | 3606485110349 | 0 |  | 122 | 11 | 10 | 7 | 0.77 | [7 empty] | 43606485110347 | 34 | 4635 | 40 | 30 | 30 | [10 empty] | 6 | N | [12 empty] | G11 | OH | 8536508090 | [14 empty] | Unica Wireless - drukknop door batterij gevoed voor Unica Top - 2 m - aluminium | Unica Wireless - bouton-poussoir alimenté pile pour Unica Top - 2 m - aluminium | [17 empty] | https://eref.se.com/be/nl/sis-tarif/product/MGU86.071.30 | https://eref.se.com/be/fr/sis-tarif/product/MGU86.071.30
Schneider Electric | Schneider Electric | 01022021 |  | Schneider Electric |  | SER | MGU87.022.18 |  |  | 6.57 |  | 1 |  | 8 | Enkelvoudige opbouwdoos met kader | Boitier 1 poste et chassis clipable |  | 1 GANG SURFACE BOX WITH FIXING FRAME | [18 empty] | 1 | 8420375135541 | 0 |  | 54 | 8 | 8 | 3 | 0.192 | 18420375135548 | 8 | 502 | 18.7 | 12.5 | 12.8 |  | 48420375135549 | 16 | 1207 | 40 | 15 | 15 | [10 empty] | 6 | N | [12 empty] | SU1 | P4 | 8538100000 | [14 empty] | Enkelvoudige opbouwdoos, bevestigingsframe inbegrepen, Unica Plus, Wit | Boîte simple pour montage apparent, support inclus, Unica Plus, Blanc | [17 empty] | https://eref.se.com/be/nl/sis-tarif/product/MGU87.022.18 | https://eref.se.com/be/fr/sis-tarif/product/MGU87.022.18
Schneider Electric | Schneider Electric | 01022021 |  | Schneider Electric |  | SER | MGU87.022.25 |  |  | 6.57 |  | 1 |  | 8 | Enkelvoudige opbouwdoos met kader | Boitier 1 poste et chassis clipable |  | Surface box 1gang with fixing frame | [18 empty] | 8 | 8420375135558 | 0 |  | 59 | 19 | 13 | 13 | 3.211 | 28420375135552 | 8 | 447 | 17.5 | 12 | 12.5 |  |  | 16 | 894 | 40 | 15 | 15 |  |  | 512 | 28621 | 80 | 60 | 77 |  |  |  | 16 | N | [12 empty] | SU1 | P4 | 8538100090 | [14 empty] | Enkelvoudige opbouwdoos, bevestigingsframe inbegrepen, Unica Plus, Ivoor | Boîte simple pour montage apparent, support inclus, Unica Plus, Ivoire | [17 empty] | https://eref.se.com/be/nl/sis-tarif/product/MGU87.022.25 | https://eref.se.com/be/fr/sis-tarif/product/MGU87.022.25
Schneider Electric | Schneider Electric | 01022021 |  | Schneider Electric |  | SER | MGU87.022.58 |  |  | 7.71 |  | 1 |  | 8 | Enkelvoudige TOP opbouwdoos met kader | Boitier Top 1 poste et chassis clipable |  | SURFACE MOUNTING BOX W FIXING FRAME 1 G | [18 empty] | 1 | 8420375116328 | 0 |  | 56 | 9 | 8 | 4 | 0.288 | 28420375116322 | 8 | 550 | 1.9 | 1.3 | 1.3 |  | 48420375116326 | 16 | 1330 | 40 | 15 | 15 | [10 empty] | 16 | N | [12 empty] | SU2 | P5 | 3926909790 | [14 empty] | Enkelvoudige opbouwdoos, bevestigingsframe inbegrepen, Unica Top,Technisch grijs | Boîte simple pour montage apparent, support inclus, Unica Top, Gris technique | [17 empty] | https://eref.se.com/be/nl/sis-tarif/product/MGU87.022.58 | https://eref.se.com/be/fr/sis-tarif/product/MGU87.022.58
Schneider Electric | Schneider Electric | 01022021 |  | Schneider Electric |  | SER | MGU87.022.62 |  |  | 7.71 |  | 1 |  | 8 | Enkelvoudige TOP opbouwdoos met kader | Boitier Top 1 poste et chassis clipable |  | SURFACE MOUNTING BOX W FIXING FRAME 1 G | [18 empty] | 1 | 8420375122985 | 0 |  | 58 | 9 | 8 | 4 | 0.288 | 28420375122989 | 8 | 447000 | 17.5 | 12 | 12.5 |  | 48420375122983 | 32 | 2599 | 40 | 30 | 15 | [10 empty] | 16 | N | [12 empty] | SU2 | P5 | 3926909790 | [14 empty] | Enkelvoudige opbouwdoos, bevestigingsframe inbegrepen, Unica Top, Grafietgrijs | Boîte simple pour montage apparent, support inclus, Unica Top, Gris graphite | [17 empty] | https://eref.se.com/be/nl/sis-tarif/product/MGU87.022.62 | https://eref.se.com/be/fr/sis-tarif/product/MGU87.022.62
Schneider Electric | Schneider Electric | 01022021 |  | Schneider Electric |  | SER | MGU87.024.18 |  |  | 10.15 |  | 1 |  | 4 | Dubbele opbouwdoos met kader | Boitier 2 poste et chassis clipable |  | 2 GANG SURFACE BOX WITH FIXING FRAME | [18 empty] | 1 | 8420375135565 | 0 |  | 96 | 16 | 8 | 4 | 0.512 | 18420375135562 | 4 | 383 | 17.5 | 12 | 12.5 |  | 48420375135563 | 16 | 2066 | 40 | 30 | 15 | [10 empty] | 16 | N | [12 empty] | SU1 | P4 | 8538100090 | [14 empty] | Tweevoudige opbouwdoos, bevestigingsframe inbegrepen, Unica Plus, Wit | Boîte double pour montage apparent, supports inclus, Unica Plus, Blanc | [17 empty] | https://eref.se.com/be/nl/sis-tarif/product/MGU87.024.18 | https://eref.se.com/be/fr/sis-tarif/product/MGU87.024.18
Schneider Electric | Schneider Electric | 01022021 |  | Schneider Electric |  | SER | MGU87.024.25 |  |  | 10.15 |  | 1 |  | 4 | Dubbele opbouwdoos met kader | Boitier 2 poste et chassis clipable |  | Surface box 2gang with fixing frame | [18 empty] | 4 | 8420375135572 | 0 |  | 95.7 | 8 | 16 | 4 | 0.512 | 28420375135576 | 4 | 383 | 17.5 | 12 | 12.5 |  |  | 16 | 1531 | 40 | 30 | 15 |  |  | 256 | 24499 | 80 | 60 | 77 |  |  |  | 16 | N | [12 empty] | SU1 | P4 | 8538100090 | [14 empty] | Tweevoudige opbouwdoos, bevestigingsframe inbegrepen, Unica Plus, Ivoor | Boîte double pour montage apparent, supports inclus, Unica Plus, Ivoire | [17 empty] | https://eref.se.com/be/nl/sis-tarif/product/MGU87.024.25 | https://eref.se.com/be/fr/sis-tarif/product/MGU87.024.25
Schneider Electric | Schneider Electric | 01022021 |  | Schneider Electric |  | SER | MGU87.024.58 |  |  | 11.94 |  | 1 |  | 4 | Dubbele TOP opbouwdoos met kader | Boitier Top 2 poste et chassis clipable |  | SURFACE MOUNTING BOX W FIXING FRAME 2 G | [18 empty] | 1 | 8420375116335 | 0 |  | 96 | 16 | 8 | 4 | 0.512 | 28420375116339 | 4 | 383 | 37.7 | 12.9 | 14 |  | 48420375116333 | 8 | 1210 | 40 | 15 | 15 |  |  | 256 | 40280 | 60 | 80 | 77 |  |  |  | 16 | N | [12 empty] | SU2 | P5 | 3926909790 | [14 empty] | Tweevoudige opbouwdoos, bevestigingsframe inbegrepen, Unica Top, Technisch grijs | Boîte double pour montage apparent, support inclus, Unica Top, Gris technique | [17 empty] | https://eref.se.com/be/nl/sis-tarif/product/MGU87.024.58 | https://eref.se.com/be/fr/sis-tarif/product/MGU87.024.58
Schneider Electric | Schneider Electric | 01022021 |  | Schneider Electric |  | SER | MGU87.024.62 |  |  | 11.94 |  | 1 |  | 4 | Dubbele TOP opbouwdoos met kader | Boitier Top 2 poste et chassis clipable |  | SURFACE MOUNTING BOX W FIXING FRAME 2 G | [18 empty] | 1 | 8420375122992 | 0 |  | 96 | 16 | 8 | 4 | 0.512 | 28420375122996 | 4 | 384 | 17.5 | 12 | 12.5 |  | 48420375122990 | 16 | 2411 | 40 | 30 | 15 |  |  | 256 | 49000 | 60 | 80 | 77 |  |  |  | 16 | N | [12 empty] | SU2 | P5 | 3926909790 | [14 empty] | Tweevoudige opbouwdoos, bevestigingsframe inbegrepen, Unica Top, Grafietgrijs | Boîte double pour montage apparent, support inclus, Unica Top, Gris graphite | [17 empty] | https://eref.se.com/be/nl/sis-tarif/product/MGU87.024.62 | https://eref.se.com/be/fr/sis-tarif/product/MGU87.024.62
Schneider Electric | Schneider Electric | 01022021 |  | Schneider Electric |  | SER | MGU87.026.18 |  |  | 13.52 |  | 1 |  | 2 | Drievoudige opbouwdoos met kader | Boitier 3 poste et chassis clipable |  | 3 GANG SURFACE BOX WITH FIXING FRAME | [18 empty] | 1 | 8420375135589 | 0 |  | 139 | 23 | 8 | 4 | 0.736 | 18420375135586 | 2 | 352 | 3.2 | 0.95 | 0.75 |  | 48420375135587 | 6 | 1341 | 40 | 30 | 15 |  |  | 96 | 13370 | 60 | 80 | 77 |  |  |  | 16 | N | [12 empty] | SU1 | P4 | 8538100090 | [14 empty] | Drievoudige opbouwdoos, bevestigingsframe inbegrepen, Unica Plus, Wit | Boîte triple pour montage apparent, supports inclus, Unica Plus, Blanc | [17 empty] | https://eref.se.com/be/nl/sis-tarif/product/MGU87.026.18 | https://eref.se.com/be/fr/sis-tarif/product/MGU87.026.18
Schneider Electric | Schneider Electric | 01022021 |  | Schneider Electric |  | SER | MGU87.026.25 |  |  | 13.55 |  | 1 |  | 2 | Drievoudige opbouwdoos met kader | Boitier 3 poste et chassis clipable |  | Surface box 3gang with fixing frame | [18 empty] | 1 | 8420375135596 | 0 |  | 139.3 | 8 | 23 | 4 | 0.736 | 28420375135590 | 2 | 279 | 24 | 9 | 7 |  |  | 6 | 836 | 40 | 30 | 15 |  |  | 96 | 13373 | 80 | 60 | 77 |  |  |  | 16 | N | [12 empty] | SU1 | P4 | 8538100090 | [14 empty] | Drievoudige opbouwdoos, bevestigingsframe inbegrepen, Unica Plus, Ivoor | Boîte triple pour montage apparent, supports inclus, Unica Plus, Ivoire | [17 empty] | https://eref.se.com/be/nl/sis-tarif/product/MGU87.026.25 | https://eref.se.com/be/fr/sis-tarif/product/MGU87.026.25
Schneider Electric | Schneider Electric | 01022021 |  | Schneider Electric |  | SER | MGU87.026.58 |  |  | 15.87 |  | 1 |  | 1 | Drievoudige TOP opbouwdoos met kader | Boitier Top 3 poste et chassis clipable |  | SURFACE MOUNTING BOX W FIXING FRAME 3 G | [18 empty] | 1 | 8420375116342 | 0 |  | 192 | 25 | 11 | 6 | 1.65 |  | 1 | 139 | 23.7 | 10.5 | 5 |  | 48420375116340 | 5 | 1150 | 40 | 30 | 15 |  |  | 80 | 26900 | 80 | 60 | 77 |  |  |  | 16 | N | [12 empty] | SU2 | P5 | 3926909790 | [14 empty] | Drievoudige opbouwdoos, bevestigingsframe inbegrepen, Unica Top, Technisch grijs | Boîte triple pour montage apparent, support inclus, Unica Top, Gris technique | [17 empty] | https://eref.se.com/be/nl/sis-tarif/product/MGU87.026.58 | https://eref.se.com/be/fr/sis-tarif/product/MGU87.026.58
Schneider Electric | Schneider Electric | 01022021 |  | Schneider Electric |  | SER | MGU87.026.62 |  |  | 15.87 |  | 1 |  | 1 | Drievoudige TOP opbouwdoos met kader | Boitier Top 3 poste et chassis clipable |  | SURFACE MOUNTING BOX W FIXING FRAME 3 G | [18 empty] | 1 | 8420375123005 | 0 |  | 197 | 25 | 11 | 6 | 1.65 |  | 1 | 139 | 23.7 | 10.5 | 5 |  | 48420375123003 | 5 | 1150 | 40 | 30 | 15 |  |  | 80 | 26900 | 80 | 60 | 77 |  |  |  | 16 | N | [12 empty] | SU2 | P5 | 3926909790 | [14 empty] | Drievoudige opbouwdoos, bevestigingsframe inbegrepen, Unica Top, Grafietgrijs | Boîte triple pour montage apparent, support inclus, Unica Top, Gris graphite | [17 empty] | https://eref.se.com/be/nl/sis-tarif/product/MGU87.026.62 | https://eref.se.com/be/fr/sis-tarif/product/MGU87.026.62
Schneider Electric | Schneider Electric | 01022021 |  | Schneider Electric |  | SER | MGU9.460.12 |  |  | 4.54 |  | 1 |  | 10 | CENTRAALPLAAT RJ45 AMP/KRONE 2M GRAFIET | Plaque RJ45 - Infra+ - 2 m - graphite |  | UNIVERSAL RJ45 DATA CONNECTOR COVERS | [18 empty] | 1 | 8420375154368 | 0 |  | 12 | 1 | 1 | 1 | 0.001 | 18420375154365 | 10 | 240 | 17.5 | 12 | 6 |  | 48420375154366 | 80 | 1920 | 40 | 30 | 15 |  |  | 1280 | 30720 | 60 | 80 | 77 |  |  |  | 16 | N | [12 empty] | SU2 | P5 | 8538100090 | [14 empty] | Unica Top/Class - RJ45 data connector afdekkap voor AMP en KROME - 2 m - grafiet | Unica Top/Class - cache connect. de données RJ45 pour AMP et KROME -2 m-graphite | [17 empty] | https://eref.se.com/be/nl/sis-tarif/product/MGU9.460.12 | https://eref.se.com/be/fr/sis-tarif/product/MGU9.460.12
Schneider Electric | Schneider Electric | 01022021 |  | Schneider Electric |  | SER | MGU9.460.18 |  |  | 3.47 |  | 1 |  | 15 | UNICA RJ45 data con, covers 2 module | Plaque RJ45 - Keystone Krone - 2 m - bla |  | Data connector cover AMP/KRONE 2m | [8 empty] | 09.07 | 1 | [8 empty] | 1 | 8420375127478 | 0 |  | 12 | 5 | 5 | 2 | 0.05 | 28420375127472 | 1 | 14 | 0.56 | 0.52 | 0.29 |  | 38420375127479 | 60 | 1000 | 40 | 15 | 15 |  |  | 1920 | 44000 | 60 | 80 | 77 |  |  |  | 10 | N | [12 empty] | SU1 | P4 | 8538909999 | [14 empty] | Unica - RJ45 data connector afdekkap voor AMP en KROME - 2 m - wit | Unica - cache connecteur de données RJ45 pour AMP et KROME - 2 m - blanc | [17 empty] | https://eref.se.com/be/nl/sis-tarif/product/MGU9.460.18 | https://eref.se.com/be/fr/sis-tarif/product/MGU9.460.18
Schneider Electric | Schneider Electric | 01022021 |  | Schneider Electric |  | SER | MGU9.460.25 |  |  | 3.47 |  | 1 |  | 15 | CENTRAALPLAAT RJ45 AMP/KRONE 2M IVOOR | Plaque RJ45 - Infra+ - 2 m - ivoire |  | Data connector cover AMP/KRONE 2m | [8 empty] | 09.07 | 1 | [8 empty] | 1 | 8420375127485 | 0 |  | 12 | 1 | 1 | 1 | 0.001 | 28420375127489 | 15 | 180 | 1.75 | 1.2 | 0.6 |  |  | 60 | 720 | 40 | 15 | 15 |  |  | 1920 | 23040 | 60 | 80 | 77 |  |  |  | 16 | N | [12 empty] | SU1 | P4 | 8538909999 | [14 empty] | Unica - RJ45 data connector afdekkap voor AMP en KROME - 2 m - ivoor | Unica - cache connecteur de données RJ45 pour AMP et KROME - 2 m - ivoire | [17 empty] | https://eref.se.com/be/nl/sis-tarif/product/MGU9.460.25 | https://eref.se.com/be/fr/sis-tarif/product/MGU9.460.25
Schneider Electric | Schneider Electric | 01022021 |  | Schneider Electric |  | SER | MGU9.460.30 |  |  | 4.54 |  | 1 |  | 10 | CENTRAALPLAAT RJ45 AMP/KRONE 2M ALU | Plaque RJ45 - Keystone Krone - 2 m - alu |  | Data connector cover AMP/KRONE 2m | [18 empty] | 1 | 8420375115635 | 0 |  | 12 | 5 | 5 | 2 | 0.05 | 28420375115639 | 10 | 240 | 17.5 | 12 | 6 |  |  | 40 | 960 | 40 | 15 | 15 |  |  | 1280 | 30720 | 60 | 80 | 77 |  |  |  | 16 | N | [12 empty] | SU2 | P5 | 8538909999 | [14 empty] | Unica Top/Class-RJ45 data connector afdekkap vr AMP en KROME - 2 m - aluminium | Unica Top/Class - cache connect. de données RJ45 pour AMP et KROME - 2 m - alu. | [17 empty] | https://eref.se.com/be/nl/sis-tarif/product/MGU9.460.30 | https://eref.se.com/be/fr/sis-tarif/product/MGU9.460.30
Schneider Electric | Schneider Electric | 01022021 |  | Schneider Electric |  | SER | MGU9.461.12 |  |  | 3.96 |  | 1 |  | 20 | CENTRAALPLAAT RJ45 AMP/KRONE 1M GRAFIET | Plaque RJ45 - Infra+ - 1 m - graphite |  | Data connector cover plate AT&T 1m | [18 empty] | 1 | 8420375154375 | 0 |  | 10 | 5 | 2 | 2 | 0.02 | 28420375154379 | 20 | 250 | 17.5 | 12 | 6 |  | 38420375154376 | 160 | 2000 | 40 | 30 | 15 |  |  | 2560 | 32000 | 60 | 80 | 77 |  |  |  | 16 | N | [12 empty] | SU2 | P5 | 8538100090 | [14 empty] | Unica Top/Class - RJ45 data connector afdekkap voor AT&T - 1 m - grafiet | Unica Top/Class - cache connecteur de données RJ45 pour AT&T - 1 m - graphite | [17 empty] | https://eref.se.com/be/nl/sis-tarif/product/MGU9.461.12 | https://eref.se.com/be/fr/sis-tarif/product/MGU9.461.12
Schneider Electric | Schneider Electric | 01022021 |  | Schneider Electric |  | SER | MGU9.461.18 |  |  | 3.02 |  | 1 |  | 20 | UNICA RJ45 data con, covers 1 module | Plaque RJ45 - Keystone Krone - 1 m - bla |  | Data connector cover plate AT&T 1m | [8 empty] | 09.07 | 1 | [8 empty] | 1 | 8420375127492 | 0 |  | 8 | 5 | 2 | 2 | 0.02 | 28420375127496 | 20 | 223 | 18.5 | 12.4 | 6.5 |  | 38420375127493 | 80 | 1000 | 40 | 15 | 15 |  |  | 2560 | 44000 | 60 | 80 | 77 |  |  |  | 10 | N | [12 empty] | SU1 | P4 | 8538909999 | [14 empty] | Unica - RJ45 data connector afdekkap voor AT&T - 1 m - wit | Unica - cache connecteur de données RJ45 pour AT&T - 1 m - blanc | [17 empty] | https://eref.se.com/be/nl/sis-tarif/product/MGU9.461.18 | https://eref.se.com/be/fr/sis-tarif/product/MGU9.461.18
Schneider Electric | Schneider Electric | 01022021 |  | Schneider Electric |  | SER | MGU9.461.25 |  |  | 3.02 |  | 1 |  | 20 | CENTRAALPLAAT RJ45 AMP/KRONE 1M IVOOR | Plaque RJ45 - Infra+ - 1 m - ivoire |  | Data connector cover plate AT&T 1m | [8 empty] | 09.07 | 1 | [8 empty] | 1 | 8420375127508 | 0 |  | 8 | 5 | 2 | 2 | 0.02 | 28420375127502 | 20 | 223 | 18.5 | 12.4 | 6.5 |  | 38420375127509 | 80 | 1000 | 40 | 15 | 15 |  |  | 2560 | 44000 | 60 | 80 | 77 |  |  |  | 10 | N | [12 empty] | SU1 | P4 | 8538909999 | [14 empty] | Unica - RJ45 data connector afdekkap voor AT&T - 1 m - ivoor | Unica - cache connecteur de données RJ45 pour AT&T - 1 m - ivoire | [17 empty] | https://eref.se.com/be/nl/sis-tarif/product/MGU9.461.25 | https://eref.se.com/be/fr/sis-tarif/product/MGU9.461.25
Schneider Electric | Schneider Electric | 01022021 |  | Schneider Electric |  | SER | MGU9.461.30 |  |  | 3.96 |  | 1 |  | 20 | CENTRAALPLAAT RJ45 AMP/KRONE 1M ALU | Plaque RJ45 - Keystone Krone - 1 m - alu |  | Data connector cover plate AT&T 1m | [18 empty] | 1 | 8420375115642 | 0 |  | 10 | 5 | 2 | 2 | 0.02 | 28420375115646 | 20 | 200 | 17.5 | 12 | 6 |  | 38420375115643 | 80 | 800 | 40 | 15 | 15 |  |  | 2560 | 25600 | 60 | 80 | 77 |  |  |  | 16 | N | [12 empty] | SU2 | P5 | 8538909999 | [14 empty] | Unica Top/Class - RJ45 data connector afdekkap voor AT&T - 1 m - aluminium | Unica Top/Class - cache connecteur de données RJ45 pour AT&T - 1 m - aluminium | [17 empty] | https://eref.se.com/be/nl/sis-tarif/product/MGU9.461.30 | https://eref.se.com/be/fr/sis-tarif/product/MGU9.461.30
Schneider Electric | Schneider Electric | 01022021 |  | Schneider Electric |  | SER | MGU9.865.12 |  |  | 4.04 |  | 1 |  | 20 | Blinde afsluitplaat 1m | Obturateur 1m |  | BLIND COVER 1 MODULE | [18 empty] | 1 | 8420375154382 | 0 |  | 4 | 5 | 2 | 1 | 0.01 | 28420375154386 | 20 | 145 | 6.5 | 18.5 | 12.5 |  | 48420375154380 | 160 | 1000 | 40 | 30 | 15 |  |  | 2560 | 42000 | 60 | 80 | 77 |  |  |  | 10 | N | [12 empty] | SU2 | P5 | 3926909790 | [14 empty] | Blinde afsluitplaat, 1 module, Unica Top, Grafiet | Obturateur, 1 module, Unica Top, Graphite | [17 empty] | https://eref.se.com/be/nl/sis-tarif/product/MGU9.865.12 | https://eref.se.com/be/fr/sis-tarif/product/MGU9.865.12
Schneider Electric | Schneider Electric | 01022021 |  | Schneider Electric |  | SER | MGU9.865.18 |  |  | 3.4 |  | 1 |  | 20 | BLIND COVER PLATE 1M | Obturateur 1m |  | Blind Cover plate 1m | [18 empty] | 1 | 8420375127515 | 0 |  | 4 | 5 | 2 | 1 | 0.01 | 18420375127512 | 20 | 142 | 1.85 | 1.24 | 0.65 |  | 48420375127513 | 160 | 1000 | 40 | 30 | 15 |  |  | 2560 | 42000 | 60 | 80 | 60 |  |  |  | 10 | N | [12 empty] | SU1 | P4 | 3926909790 | [14 empty] | Blinde afsluitplaat, 1 module, Unica Plus, Wit | Obturateur, 1 module, Unica Plus, Blanc | [17 empty] | https://eref.se.com/be/nl/sis-tarif/product/MGU9.865.18 | https://eref.se.com/be/fr/sis-tarif/product/MGU9.865.18
Schneider Electric | Schneider Electric | 01022021 |  | Schneider Electric |  | SER | MGU9.865.25 |  |  | 3.4 |  | 1 |  | 20 | Blinde afsluitplaat 1m | Obturateur 1m |  | Blind Cover plate 1m | [18 empty] | 1 | 8420375127522 | 0 |  | 4 | 5 | 2 | 1 | 0.01 | 28420375127526 | 20 | 144 | 1.85 | 1.24 | 0.65 |  | 38420375127523 | 160 | 1000 | 40 | 30 | 15 |  |  | 2560 | 42000 | 60 | 80 | 77 |  |  |  | 10 | N | [12 empty] | SU1 | P4 | 8538909999 | [14 empty] | Blinde afsluitplaat, 1 module, Unica Plus, Ivoor | Obturateur, 1 module, Unica Plus, Ivoire | [17 empty] | https://eref.se.com/be/nl/sis-tarif/product/MGU9.865.25 | https://eref.se.com/be/fr/sis-tarif/product/MGU9.865.25
Schneider Electric | Schneider Electric | 01022021 |  | Schneider Electric |  | SER | MGU9.865.30 |  |  | 4.04 |  | 1 |  | 20 | Blinde afsluitplaat 1m | Obturateur 1m |  | BLIND COVER 1 MODULE | [18 empty] | 1 | 8420375115659 | 0 |  | 4 | 5 | 2 | 1 | 0.01 | 28420375115653 | 20 | 145 | 6.5 | 18.5 | 12.5 |  | 48420375115657 | 80 | 780 | 40 | 15 | 15 |  |  | 2560 | 43000 | 60 | 80 | 77 |  |  |  | 10 | N | [12 empty] | SU2 | P5 | 3926909790 | [14 empty] | Blinde afsluitplaat, 1 module, Unica Top, Aluminium | Obturateur, 1 module, Unica Top, Aluminium | [17 empty] | https://eref.se.com/be/nl/sis-tarif/product/MGU9.865.30 | https://eref.se.com/be/fr/sis-tarif/product/MGU9.865.30
Schneider Electric | Schneider Electric | 01022021 |  | Schneider Electric |  | SER | MGU9.866.12 |  |  | 4.63 |  | 1 |  | 30 | Blinde afsluitplaat 2m | Obturateur 2m |  | BLIND COVER 2 MODULES | [18 empty] | 1 | 8420375154399 | 0 |  | 7.2 | 5 | 5 | 2 | 0.05 | 28420375154393 | 30 | 308 | 13 | 18.5 | 12.5 |  | 48420375154397 | 120 | 1472 | 40 | 30 | 15 |  |  | 1920 | 31552 | 60 | 80 | 75 |  |  |  | 17 | N | [12 empty] | SU2 | P5 | 3926909790 | [14 empty] | Blinde afsluitplaat, 2 modules, Unica Top, Grafiet | Obturateur, 2 modules, Unica Top, Graphite | [17 empty] | https://eref.se.com/be/nl/sis-tarif/product/MGU9.866.12 | https://eref.se.com/be/fr/sis-tarif/product/MGU9.866.12
Schneider Electric | Schneider Electric | 01022021 |  | Schneider Electric |  | SER | MGU9.866.18 |  |  | 3.87 |  | 1 |  | 30 | Blinde afsluitplaat 2m | Obturateur 2m |  | Blind Cover plate 2m | [18 empty] | 1 | 8420375127539 | 0 |  | 7.5 | 5 | 5 | 2 | 0.05 | 18420375127536 | 30 | 288.24 | 0.185 | 0.13 | 0.125 |  | 48420375127537 | 120 | 1386 | 40 | 30 | 15 |  |  | 1920 | 29155 | 60 | 80 | 75 |  |  |  | 6 | N | [12 empty] | SU1 | P4 | 3926909790 | [14 empty] | Blinde afsluitplaat, 2 modules, Unica Plus, Wit | Obturateur, 2 modules, Unica Plus, Blanc | [17 empty] | https://eref.se.com/be/nl/sis-tarif/product/MGU9.866.18 | https://eref.se.com/be/fr/sis-tarif/product/MGU9.866.18
Schneider Electric | Schneider Electric | 01022021 |  | Schneider Electric |  | SER | MGU9.866.25 |  |  | 3.87 |  | 1 |  | 30 | Blinde afsluitplaat 2m | Obturateur 2m |  | Blind Cover plate 2m | [18 empty] | 1 | 8420375127546 | 0 |  | 8 | 5 | 5 | 2 | 0.05 | 28420375127540 | 30 | 330000 | 17.5 | 12 | 12.5 |  | 38420375127547 | 120 | 1623 | 40 | 30 | 15 |  |  | 1920 | 34468 | 60 | 80 | 77 |  |  |  | 16 | N | [12 empty] | SU1 | P4 | 8538909999 | [14 empty] | Blinde afsluitplaat, 2 modules, Unica Plus, Ivoor | Obturateur, 2 modules, Unica Plus, Ivoire | [17 empty] | https://eref.se.com/be/nl/sis-tarif/product/MGU9.866.25 | https://eref.se.com/be/fr/sis-tarif/product/MGU9.866.25
Schneider Electric | Schneider Electric | 01022021 |  | Schneider Electric |  | SER | MGU9.866.30 |  |  | 4.63 |  | 1 |  | 30 | Blinde afsluitplaat 2m | Obturateur 2m |  | BLIND COVER 2 MODULES | [18 empty] | 1 | 8420375115666 | 0 |  | 7.375 | 5 | 5 | 2 | 0.05 | 28420375115660 | 30 | 301 | 13.5 | 18.8 | 12.5 |  | 48420375115664 | 120 | 1514 | 40 | 30 | 15 |  |  | 1920 | 32224 | 60 | 80 | 75 |  |  |  | 16 | N | [12 empty] | SU2 | P5 | 3926909790 | [14 empty] | Blinde afsluitplaat, 2 modules, Unica Top, Aluminium | Obturateur, 2 modules, Unica Top, Aluminium | [17 empty] | https://eref.se.com/be/nl/sis-tarif/product/MGU9.866.30 | https://eref.se.com/be/fr/sis-tarif/product/MGU9.866.30
Schneider Electric | Schneider Electric | 01022021 |  | Schneider Electric |  | SER | MIP99046 |  |  | 43.12 |  | 1 |  | 10 | SLOT MET SLEUTELS VOOR MIP KASTEN | SERRURE À CLÉ POUR COFFRET MIP |  | MINI PRAGMA KEY LOCK | [18 empty] | 1 | 3606480156724 | 0 |  | 28 | 11 | 8 | 2 | 0.176 | 13606480156721 | 10 | 280 | 16 | 11 | 11 |  | 43606480156722 | 100 | 3287 | 40 | 30 | 30 | [10 empty] | 7 | N | [12 empty] | MB6 | IT | 8301409000 | [33 empty] | https://eref.se.com/be/nl/sis-tarif/product/MIP99046 | https://eref.se.com/be/fr/sis-tarif/product/MIP99046
Schneider Electric | Schneider Electric | 01022021 |  | Schneider Electric |  | SER | MTN2003-0004 |  |  | 9.88 |  | 1 |  | 1 | MERTEN LED CONTROLELAMP MODULE GROEN | VOYANT LED POUR PRISES DE COURANT |  | Mod. w. ind.l. f. sock.out. | [8 empty] | 09.07 | 1 | [8 empty] | 1 | 3606480302916 | 0 |  | 11 | 7 | 2 | 7 | 0.098 | [23 empty] | 2 | Y | [12 empty] | MT4 | ML | 85389099 | [33 empty] | https://eref.se.com/be/nl/sis-tarif/product/MTN2003-0004 | https://eref.se.com/be/fr/sis-tarif/product/MTN2003-0004
Schneider Electric | Schneider Electric | 01022021 |  | Schneider Electric |  | SER | MTN213300 |  |  | 63.25 |  | 1 |  | 1 | MERTEN SOKKEL WCD SCHEERAPPARAAT | PRISE RASOIR |  | Shav.sock.out.ins | [8 empty] | 09.07 | 1 | [8 empty] | 1 | 3606485000015 | 0 |  | 532 | 18 | 10 | 7 | 1.26 |  | 1 | 532 | 17.6 | 10.2 | 7.4 |  | 43606485000013 | 13 | 7290 | 40 | 30 | 30 | [10 empty] | 8 | N | [12 empty] | MT4 | ML | 3925908000 | [14 empty] | Stopcontact voor scheerapparaat, System M | [18 empty] | https://eref.se.com/be/nl/sis-tarif/product/MTN213300 | https://eref.se.com/be/fr/sis-tarif/product/MTN213300
Schneider Electric | Schneider Electric | 01022021 |  | Schneider Electric |  | SER | MTN213419 |  |  | 26.82 |  | 1 |  | 2 | INZPL SCHEERAPP WCD PW ARTEC/ANTIEK | CEN.PLA. F. SHAV.SOCK.OUT. PW SYSD |  | CEN.PLA. F. SHAV.SOCK.OUT. PW SYSD | [18 empty] | 1 | 3606485000039 | 0 |  | 29 | 13.7 | 6.8 | 0.7 | 65.212 | 13606485000036 | 2 | 61 | 16.3 | 9.2 | 2.6 | [17 empty] | 8 | N | [12 empty] | MT4 | ML | 3926909790 | [14 empty] | Centrale plaat voor scheerstopcontact, polarwit, Artec/Trancent/Antique | Enjoliveur Artec pour prise de rasoir, blanc | [17 empty] | https://eref.se.com/be/nl/sis-tarif/product/MTN213419 | https://eref.se.com/be/fr/sis-tarif/product/MTN213419
Schneider Electric | Schneider Electric | 01022021 |  | Schneider Electric |  | SER | MTN213446 |  |  | 38.52 |  | 1 |  | 2 | INZPL SCHEERAPP WCD ES ARTEC/ANTIEK | CEN.PLA. F. SHAV.SOCK.OUT. STST SYSD |  | Cen.pla. f. shav.sock.out. stst SysD | [18 empty] | 1 | 3606485000114 | 0 |  | 22 | 14 | 7 | 1 | 0.098 | 13606485000111 | 2 | 78 | 16.3 | 9.2 | 2.6 | [17 empty] | 2 | Y | [12 empty] | MT4 | ML | 3925908000 | [14 empty] | Centr. plaat vr scheerstopcontact, gelakt roestvr. staal, Artec/Trancent/Antique | Enjoliveur Artec pour prise de rasoir, acier | [17 empty] | https://eref.se.com/be/nl/sis-tarif/product/MTN213446 | https://eref.se.com/be/fr/sis-tarif/product/MTN213446
Schneider Electric | Schneider Electric | 01022021 |  | Schneider Electric |  | SER | MTN213514 |  |  | 15.8 |  | 1 |  | 2 | SYSTEEM-M WCD SCHEERAPPARAAT ANTRACIET | FAÇADE PRISE RASOIR ANTHRACITE |  | Cen.pla. f. shav.sock.out. TPm ant SysM | [18 empty] | 1 | 3606485000145 | 0 |  | 15 | 13 | 6 | 1 | 0.078 | 13606485000142 | 2 | 51 | 16.3 | 9.2 | 2.6 | [17 empty] | 8 | N | [12 empty] | MT4 | ML | 3925908000 | [14 empty] | Centraalplaat voor scheerapparaat-stopcontact, anthracite, System M | Façade pour prise rasoir, anthracite, System M | [17 empty] | https://eref.se.com/be/nl/sis-tarif/product/MTN213514 | https://eref.se.com/be/fr/sis-tarif/product/MTN213514
Schneider Electric | Schneider Electric | 01022021 |  | Schneider Electric |  | SER | MTN213560 |  |  | 15.8 |  | 1 |  | 2 | SYSTEEM-M WCD SCHEERAPPARAAT ALUMINIUM | FAÇADE PRISE RASOIR ALUMINIUM |  | Cen.pla. f. shav.sock.out. TPm alu SysM | [18 empty] | 1 | 3606485000169 | 0 |  | 15 | 13 | 6 | 1 | 0.078 | 13606485000166 | 2 | 51 | 16.3 | 9.2 | 2.6 | [17 empty] | 4 | N | [12 empty] | MT4 | ML | 3925908000 | [14 empty] | Centraalplaat voor scheerapparaat-stopcontact, aluminium, System M | Façade pour prise rasoir, aluminium, System M | [17 empty] | https://eref.se.com/be/nl/sis-tarif/product/MTN213560 | https://eref.se.com/be/fr/sis-tarif/product/MTN213560
Schneider Electric | Schneider Electric | 01022021 |  | Schneider Electric |  | SER | MTN213619 |  |  | 14.36 |  | 1 |  | 2 | SYSTEEM-M WCD SCHEERAPPARAAT POLARWIT | FAÇADE PRISE RASOIR BLC POLAIRE BRILLANT |  | Cen.pla. f. shav.sock.out. TPb pw SysM | [18 empty] | 1 | 3606485090917 | 0 |  | 15 | 13 | 6 | 1 | 0.078 | 13606485090914 | 2 | 52 | 9.2 | 16.3 | 2.5 |  | 43606485090915 | 96 | 2980 | 40 | 30 | 30 | [10 empty] | 8 | N | [12 empty] | MT4 | ML | 3925908000 | [14 empty] | Centraalplaat voor scheerapparaat-stopcontact, polarwit, glanzend, System M | Façade pour prise rasoir, blanc polaire, brillant, System M | [17 empty] | https://eref.se.com/be/nl/sis-tarif/product/MTN213619 | https://eref.se.com/be/fr/sis-tarif/product/MTN213619
Schneider Electric | Schneider Electric | 01022021 |  | Schneider Electric |  | SER | MTN213625 |  |  | 15.8 |  | 1 |  | 2 | SYSTEEM-M WCD SCHEERAPPARAAT ACTIEF WIT | FAÇADE PRISE RASOIR BLANC ACTIF BRILLANT |  | Cen.pla. f. shav.sock.out. TPb aw SysM | [18 empty] | 1 | 3606485090924 | 0 |  | 15 | 13 | 6 | 1 | 0.078 | 13606485090921 | 2 | 36 | 16 | 9 | 9 | [17 empty] | 2 | Y | [12 empty] | MT4 | ML | 3925908000 | [14 empty] | Centraalplaat voor scheerapparaat-stopcontact, actief wit, glanzend, System M | Façade pour prise rasoir, blanc actif, System M | [17 empty] | https://eref.se.com/be/nl/sis-tarif/product/MTN213625 | https://eref.se.com/be/fr/sis-tarif/product/MTN213625
Schneider Electric | Schneider Electric | 01022021 |  | Schneider Electric |  | SER | MTN2300-0319 |  |  | 7.02 |  | 1 |  | 10 | SYSTEEM-M WCD KV STEEKKLEM POLARWIT | PRISE SHUKO 2P+T BLANC POLAIRE BRILLANT |  | SCH-sock.out.+ICP+PiT TPb pw SysM | [8 empty] | 09.07 | 1 | [8 empty] | 1 | 3606480303173 | 0 |  | 79 | 7 | 7 | 4 | 0.196 | 13606480303170 | 10 | 903 | 9 | 27 | 18 | [17 empty] | 8 | N | [12 empty] | MT4 | ML | 8536699099 | [14 empty] | Stopcontact Shuko 2P+A, steekklemmen, polarwit, glanzend, System M | Prise de courant Shuko 2P+T, blanc polaire, brillant, System M | [17 empty] | https://eref.se.com/be/nl/sis-tarif/product/MTN2300-0319 | https://eref.se.com/be/fr/sis-tarif/product/MTN2300-0319
Schneider Electric | Schneider Electric | 01022021 |  | Schneider Electric |  | SER | MTN2300-0325 |  |  | 7.71 |  | 1 |  | 10 | SYSTEEM-M WCD KV STEEKKLEM ACTIEF WIT | PRISE SHUKO 2P+T BLANC ACTIF BRILLANT |  | SCH-sock.out.+ICP+PiT TPb aw SysM | [8 empty] | 09.07 | 1 | [8 empty] | 1 | 3606480303180 | 0 |  | 79 | 7 | 7 | 4 | 0.196 | 13606480303187 | 10 | 906 | 27 | 18 | 18 | [17 empty] | 8 | N | [12 empty] | MT4 | ML | 8536699099 | [14 empty] | Stopcontact Shuko 2P+A, steekklemmen, actief wit, glanzend, System M | Prise de courant Shuko 2P+T, blanc actif, brillant, System M | [17 empty] | https://eref.se.com/be/nl/sis-tarif/product/MTN2300-0325 | https://eref.se.com/be/fr/sis-tarif/product/MTN2300-0325
Schneider Electric | Schneider Electric | 01022021 |  | Schneider Electric |  | SER | MTN2300-0344 |  |  | 7.02 |  | 1 |  | 10 | WCD RA BSK KV WIT SYSTEEM M | PRISE SHUKO 2P+T BLANC IVOIRE BRILLANT |  | SCH-sock.out.+ICP+PiT TPb w SysM | [8 empty] | 09.07 | 1 | [8 empty] | 1 | 3606480303197 | 0 |  | 79 | 7 | 7 | 4 | 0.196 | 13606480303194 | 10 | 906 | 27.1 | 18.1 | 9.1 | [17 empty] | 8 | N | [12 empty] | MT4 | ML | 8536699099 | [14 empty] | Stopcontact Shuko 2P+A, steekklemmen, wit ivoor, glanzend, System M | Prise de courant Shuko 2P+T, blanc, brillant, System M | [17 empty] | https://eref.se.com/be/nl/sis-tarif/product/MTN2300-0344 | https://eref.se.com/be/fr/sis-tarif/product/MTN2300-0344
Schneider Electric | Schneider Electric | 01022021 |  | Schneider Electric |  | SER | MTN2300-0414 |  |  | 7.71 |  | 1 |  | 10 | SYSTEEM-M WCD KV STEEKKLEM ANTRACIET | PRISE SHUKO 2P+T ANTHRACITE |  | SCH-sock.out.+ICP+PiT TPm ant SysM | [8 empty] | 09.07 | 1 | [8 empty] | 1 | 3606480303203 | 0 |  | 79 | 7 | 7 | 4 | 0.196 | 13606480303200 | 10 | 906 | 27 | 18 | 9 | [17 empty] | 8 | N | [12 empty] | MT4 | ML | 8536699099 | [14 empty] | Stopcontact Shuko 2P+A, steekklemmen, antraciet System M | Prise de courant Shuko 2P+T, anthracite, System M | [17 empty] | https://eref.se.com/be/nl/sis-tarif/product/MTN2300-0414 | https://eref.se.com/be/fr/sis-tarif/product/MTN2300-0414
Schneider Electric | Schneider Electric | 01022021 |  | Schneider Electric |  | SER | MTN2300-0460 |  |  | 7.71 |  | 1 |  | 10 | SYSTEEM-M WCD KV STEEKKLEM ALUMINIUM | PRISE SHUKO 2P+T ALUMINIUM |  | SCH-sock.out.+ICP+PiT TPm alu SysM | [8 empty] | 09.07 | 1 | [8 empty] | 1 | 3606480303210 | 0 |  | 79 | 7 | 7 | 4 | 0.196 | 13606480303217 | 10 | 906 | 27 | 18 | 9 | [17 empty] | 8 | N | [12 empty] | MT4 | ML | 8536699099 | [14 empty] | Stopcontact Shuko 2P+A, steekklemmen, aluminium System M | Prise de courant Shuko 2P+T, aluminium, System M | [17 empty] | https://eref.se.com/be/nl/sis-tarif/product/MTN2300-0460 | https://eref.se.com/be/fr/sis-tarif/product/MTN2300-0460
Schneider Electric | Schneider Electric | 01022021 |  | Schneider Electric |  | SER | MTN2300-4143 |  |  | 37.54 |  | 1 |  | 10 | SCH-SOCK.OUT.+ICP+PIT ATB SYSD | SCH-SOCK.OUT.+ICP+PIT ATB SYSD |  | SCH-sock.out.+ICP+PiT atb SysD | [8 empty] | 09.07 | 1 | [8 empty] | 1 | 3606480303289 | 0 |  | 95 | 7 | 7 | 4 | 0.196 | 13606480303286 | 10 | 1070 | 27.1 | 18.1 | 9.1 | [17 empty] | 8 | N | [12 empty] | MT4 | ML | 8536699099 | [14 empty] | SCHUKO contactdoos, klep, schroefklemmen, antiek messing, Artec/Trancent/Antique | Prise SCHUKO, obtu., bor. à vis, laiton antique, Artec/Trancent/Antique | [17 empty] | https://eref.se.com/be/nl/sis-tarif/product/MTN2300-4143 | https://eref.se.com/be/fr/sis-tarif/product/MTN2300-4143
Schneider Electric | Schneider Electric | 01022021 |  | Schneider Electric |  | SER | MTN2314-0319 |  |  | 17.67 |  | 1 |  | 1 | SYSTEEM-M WCD RA KV KLEP IP44 POLARWIT | SCHUKO sock.-out. w. hng.lid, IP44, shut |  | SCH-sock.out+ICP+PiT+HL IP44 TPb pw SysM | [8 empty] | 09.07 | 1 | [8 empty] | 1 | 3606480304293 | 0 |  | 102 | 8 | 8 | 5 | 0.32 | [23 empty] | 8 | N | [12 empty] | MT4 | ML | 8536699099 | [14 empty] | SCHUKO contactd., scharn.deks., IP44, luik, schroefl. kl. pol.wit, gl., Sys.M | Prise SCHUKO, avec couv. à charnière,IP44, borne à vis, blc polaire,bril., Sys.M | [17 empty] | https://eref.se.com/be/nl/sis-tarif/product/MTN2314-0319 | https://eref.se.com/be/fr/sis-tarif/product/MTN2314-0319
Schneider Electric | Schneider Electric | 01022021 |  | Schneider Electric |  | SER | MTN2400-4044 |  |  | 7.02 |  | 1 |  | 10 | WCD RA(SCHROEF)KV WIT ARTEC/ANTIEK | SCH-SOCK.OUT.+ICP+ST W SYSD |  | SCH-sock.out.+ICP+ST w SysD | [8 empty] | 09.07 | 1 | [8 empty] | 1 | 3606480305245 | 0 |  | 85 | 7 | 7 | 4 | 0.196 | 13606480305242 | 10 | 967 | 27.1 | 18.1 | 9.1 | [17 empty] | 8 | N | [12 empty] | MT4 | ML | 8536699099 | [14 empty] | SCHUKO contactdoos, klep, schroefklemmen, wit, Artec/Trancent/Antique | Prise SCHUKO, obturateur, bornes à vis, blanc, Artec/Trancent/Antique | [17 empty] | https://eref.se.com/be/nl/sis-tarif/product/MTN2400-4044 | https://eref.se.com/be/fr/sis-tarif/product/MTN2400-4044
Schneider Electric | Schneider Electric | 01022021 |  | Schneider Electric |  | SER | MTN2500-0000 |  |  | 5.25 |  | 1 |  | 10 | STOPCONTACT-MECHANISME 2P+T STEEKKLEMMEN | PRISE MÉCANISME 2P+T CONNEXION RAPIDE |  | Sock.out.ins. w. earth.pin+PiT | [8 empty] | 09.07 | 1 | [8 empty] | 1 | 3606480305955 | 0 |  | 63 | 7 | 7 | 4 | 0.196 | 13606480305952 | 10 | 747 | 18 | 27 | 9 |  | 43606480305953 | 60 | 4970 | 40 | 30 | 30 | [10 empty] | 8 | N | [12 empty] | MT4 | ML | 8536699099 | [14 empty] | Stopcontact-mechanisme 2P+A, steekklemmen | Prise de courant 2P+T à connexion rapide, System M | [17 empty] | https://eref.se.com/be/nl/sis-tarif/product/MTN2500-0000 | https://eref.se.com/be/fr/sis-tarif/product/MTN2500-0000
Schneider Electric | Schneider Electric | 01022021 |  | Schneider Electric |  | SER | MTN2500-0319 |  |  | 7.02 |  | 1 |  | 10 | SOCK.OUT.+ICP+PIT+EARTH.PIN TPB PW SYSM | PC 2P+T BLANC POLAIRE BRILLANT |  | Sock.out.+ICP+PiT+earth.pin TPb pw SysM | [8 empty] | 09.07 | 1 | [8 empty] | 1 | 3606480305962 | 0 |  | 79 | 7 | 7 | 4 | 0.196 | 13606480305969 | 10 | 910 | 0.0095 | 0.027 | 0.018 |  | 43606480305960 | 60 | 5950 | 40 | 30 | 30 | [10 empty] | 8 | N | [12 empty] | MT4 | ML | 8536699099 | [14 empty] | Stopcontact 2P+A, steekklemmen, polarwit, glanzend System M | Prise de courant 2P+T à connexion rapide, blanc polaire, System M, brillant | [17 empty] | https://eref.se.com/be/nl/sis-tarif/product/MTN2500-0319 | https://eref.se.com/be/fr/sis-tarif/product/MTN2500-0319
Schneider Electric | Schneider Electric | 01022021 |  | Schneider Electric |  | SER | MTN2500-0325 |  |  | 7.71 |  | 1 |  | 10 | SOCK.OUT.+ICP+PIT+EARTH.PIN TPB AW SYSM | PC 2P+T BLANC ACTIF BRILLANT |  | Sock.out.+ICP+PiT+earth.pin TPb aw SysM | [8 empty] | 09.07 | 1 | [8 empty] | 1 | 3606480305979 | 0 |  | 80 | 7 | 7 | 4 | 0.196 | 13606480305976 | 10 | 910 | 2.71 | 1.81 | 0.91 | [17 empty] | 8 | N | [12 empty] | MT4 | ML | 8536699099 | [14 empty] | Stopcontact 2P+A, steekklemmen, actief wit, glanzend, System M | Prise de courant 2P+T à connexion rapide, blanc actif, brillant, System M | [17 empty] | https://eref.se.com/be/nl/sis-tarif/product/MTN2500-0325 | https://eref.se.com/be/fr/sis-tarif/product/MTN2500-0325
Schneider Electric | Schneider Electric | 01022021 |  | Schneider Electric |  | SER | MTN2500-0344 |  |  | 7.02 |  | 1 |  | 10 | STOPCONT. 2P+T STEEKKL. WIT IVR GL. SYSM | PRISE DE COURANT 2P+T BLC IVOIR BRILLANT |  | Sock.out.+ICP+PiT+earth.pin TPb w SysM | [8 empty] | 09.07 | 1 | [8 empty] | 1 | 3606480305986 | 0 |  | 78 | 7 | 7 | 4 | 0.196 | 13606480305983 | 10 | 898 | 9.5 | 27 | 18 |  | 43606480305984 | 60 | 5880 | 40 | 30 | 30 | [10 empty] | 4 | N | [12 empty] | MT4 | ML | 8536699099 | [14 empty] | Stopcontact 2P+A, steekklemmen, wit ivoor, glanzend, System M | Prise de courant 2P+T à connexion rapide, blanc, brillant, System M | [17 empty] | https://eref.se.com/be/nl/sis-tarif/product/MTN2500-0344 | https://eref.se.com/be/fr/sis-tarif/product/MTN2500-0344
Schneider Electric | Schneider Electric | 01022021 |  | Schneider Electric |  | SER | MTN2500-0414 |  |  | 7.71 |  | 1 |  | 10 | STOPCONT. 2P+T STEEKKL. ANTRACIET SYSM | PRISE DE COURANT 2P+T ANTHRACITE |  | Sock.out.+ICP+PiT+earth.pin TPm ant SysM | [8 empty] | 09.07 | 1 | [8 empty] | 1 | 3606480305993 | 0 |  | 79 | 7 | 7 | 4 | 0.196 | 13606480305990 | 10 | 908 | 9.5 | 27 | 18 |  | 43606480305991 | 60 | 5880 | 40 | 30 | 30 | [10 empty] | 2 | Y | [12 empty] | MT4 | ML | 8536699099 | [14 empty] | Stopcontact 2P+A, steekklemmen, antraciet System M | Prise de courant 2P+T à connexion rapide, anthracite, System M | [17 empty] | https://eref.se.com/be/nl/sis-tarif/product/MTN2500-0414 | https://eref.se.com/be/fr/sis-tarif/product/MTN2500-0414
Schneider Electric | Schneider Electric | 01022021 |  | Schneider Electric |  | SER | MTN2500-0460 |  |  | 7.71 |  | 1 |  | 10 | STOPCONT. 2P+T STEEKKL. ALUMINIUM SYSM | PRISE DE COURANT 2P+T ALUMINIUM |  | Sock.out.+ICP+PiT+earth.pin TPm alu SysM | [8 empty] | 09.07 | 1 | [8 empty] | 1 | 3606480306006 | 0 |  | 80 | 7 | 7 | 4 | 0.196 | 13606480306003 | 10 | 914 | 9.5 | 27 | 18 |  | 43606480306004 | 60 | 5870 | 40 | 30 | 30 | [10 empty] | 8 | N | [12 empty] | MT4 | ML | 8536699099 | [14 empty] | Stopcontact 2P+A, steekklemmen, aluminium System M | Prise de courant 2P+T à connexion rapide, aluminium, System M | [17 empty] | https://eref.se.com/be/nl/sis-tarif/product/MTN2500-0460 | https://eref.se.com/be/fr/sis-tarif/product/MTN2500-0460
Schneider Electric | Schneider Electric | 01022021 |  | Schneider Electric |  | SER | MTN2500-3500 |  |  | 95.5 |  | 1 |  | 1 | Stopkontakt 2P+A | Prise 2P+T |  | Sock.out. w. earth.pin TPb pw M-Creativ | [8 empty] | 09.07 | 1 | [8 empty] | 1 | 3606480477805 | 0 |  | 94 | 8 | 8 | 5 | 0.32 | [23 empty] | 8 | N | [12 empty] | MT4 | ML | 8536699099 | [33 empty] | https://eref.se.com/be/nl/sis-tarif/product/MTN2500-3500 | https://eref.se.com/be/fr/sis-tarif/product/MTN2500-3500
Schneider Electric | Schneider Electric | 01022021 |  | Schneider Electric |  | SER | MTN2500-4019 |  |  | 7.02 |  | 1 |  | 10 | SOCK.OUT.+ICP+PIT+EARTH.PIN PW SYSD | SOCK.OUT.+ICP+PIT+EARTH.PIN PW SYSD |  | Sock.out.+ICP+PiT+earth.pin pw SysD | [8 empty] | 09.07 | 1 | [8 empty] | 1 | 3606480306013 | 0 |  | 84 | 7 | 7 | 4 | 0.196 | 13606480306010 | 10 | 955 | 2.7 | 0.9 | 1.8 |  | 43606480306011 | 60 | 6200 | 40 | 30 | 30 | [10 empty] | 8 | N | [12 empty] | MT4 | ML | 8536699099 | [14 empty] | Contactdoos , penaarding, klep, schroefklemmen, polarwit, Artec/Trancent/Antique | [18 empty] | https://eref.se.com/be/nl/sis-tarif/product/MTN2500-4019 | https://eref.se.com/be/fr/sis-tarif/product/MTN2500-4019
Schneider Electric | Schneider Electric | 01022021 |  | Schneider Electric |  | SER | MTN2500-4044 |  |  | 7.02 |  | 1 |  | 10 | SOCK.OUT.+ICP+PIT+EARTH.PIN W SYSD | SOCK.OUT.+ICP+PIT+EARTH.PIN W SYSD |  | Sock.out.+ICP+PiT+earth.pin w SysD | [8 empty] | 09.07 | 1 | [8 empty] | 1 | 3606480306020 | 0 |  | 83 | 7 | 7 | 4 | 0.196 | 13606480306027 | 10 | 948 | 27.1 | 18.1 | 9.1 | [17 empty] | 8 | N | [12 empty] | MT4 | ML | 8536699099 | [14 empty] | Contactdoos, penaarding, klep, schroefklemmen, wit, Artec/Trancent/Antique | [18 empty] | https://eref.se.com/be/nl/sis-tarif/product/MTN2500-4044 | https://eref.se.com/be/fr/sis-tarif/product/MTN2500-4044
Schneider Electric | Schneider Electric | 01022021 |  | Schneider Electric |  | SER | MTN2500-4060 |  |  | 10.23 |  | 1 |  | 10 | SOCK.OUT.+ICP+PIT+EARTH.PIN ALU SYSD | SOCK.OUT.+ICP+PIT+EARTH.PIN ALU SYSD |  | Sock.out.+ICP+PiT+earth.pin alu SysD | [18 empty] | 1 | 3606480306037 | 0 |  | 83 | 7 | 7 | 4 | 0.196 | 13606480306034 | 10 | 947 | 27.1 | 18.1 | 9.1 | [17 empty] | 10 | N | [12 empty] | MT4 | ML | 8536699099 | [14 empty] | Contactdoos , penaarding, klep, schroefkl., aluminium, Artec/Trancent/Antique | [18 empty] | https://eref.se.com/be/nl/sis-tarif/product/MTN2500-4060 | https://eref.se.com/be/fr/sis-tarif/product/MTN2500-4060
Schneider Electric | Schneider Electric | 01022021 |  | Schneider Electric |  | SER | MTN2500-4146 |  |  | 15.1 |  | 1 |  | 10 | SOCK.OUT.+ICP+PIT+EARTH.PIN STST SYSD | SOCK.OUT.+ICP+PIT+EARTH.PIN STST SYSD |  | Sock.out.+ICP+PiT+earth.pin stst SysD | [18 empty] | 1 | 3606480306051 | 0 |  | 96 | 7 | 7 | 4 | 0.196 | 13606480306058 | 10 | 1080 | 27.1 | 18.1 | 9.1 | [17 empty] | 10 | N | [12 empty] | MT4 | ML | 8536699099 | [14 empty] | Contactdoos , penaarding, klep, schroefklemmen, ss., Artec/Trancent/Antique | [18 empty] | https://eref.se.com/be/nl/sis-tarif/product/MTN2500-4146 | https://eref.se.com/be/fr/sis-tarif/product/MTN2500-4146
Schneider Electric | Schneider Electric | 01022021 |  | Schneider Electric |  | SER | MTN2500-7060 |  |  | 33.85 |  | 1 |  | 30 | Stopc 2P+A steekklem vandalismebestendig | PC 2P+T CONNEXION RAPIDE ANTIVANDALISME |  | SO pin earth shut screwl Anti-Van | [8 empty] | 09.07 | 1 | [8 empty] | 1 | 3606480490057 | 0 |  | 147 | 7 | 10 | 7 | 0.49 | 43606480490055 | 30 | 4820 | 40 | 30 | 18.5 |  | 43606480490055 | 30 | 4840 | 40 | 30 | 30 | [10 empty] | 2 | Y | [12 empty] | MT4 | ML | 8536699099 | [14 empty] | Contactdoos, pen-aarding, inzetst. m.luik, schroefl.kl., alum., vandalismeveilig | Prise broche terre, insert pour volet, borne sans vis, alum., anti-vandalisme | [17 empty] | https://eref.se.com/be/nl/sis-tarif/product/MTN2500-7060 | https://eref.se.com/be/fr/sis-tarif/product/MTN2500-7060
Schneider Electric | Schneider Electric | 01022021 |  | Schneider Electric |  | SER | MTN2504-0319 |  |  | 48.85 |  | 1 |  | 50 | STOPC.2P+T LED-VERLICHT.POL.WIT GL. SYSM | PC 2P+T ÉCLAIRAGE LED BLC POL BRILLANT |  | Sock.out.+earth.pin+ICP+LED TPb pw SysM | [8 empty] | 09.07 | 1 | [8 empty] | 1 | 3606480308819 | 0 |  | 99 | 8 | 8 | 5 | 0.32 | 43606480308817 | 50 | 5360 | 40 | 30 | 18.5 | [17 empty] | 2 | Y | [12 empty] | MT4 | ML | 8536699099 | [14 empty] | Stopcontact 2P+A LED-verlichting, polarwit, glanzend, System M | Prise de courant 2P+T avec éclairage LED, blanc polaire, brillant, System M | [17 empty] | https://eref.se.com/be/nl/sis-tarif/product/MTN2504-0319 | https://eref.se.com/be/fr/sis-tarif/product/MTN2504-0319
Schneider Electric | Schneider Electric | 01022021 |  | Schneider Electric |  | SER | MTN2504-0325 |  |  | 53.73 |  | 1 |  | 50 | STOPC.2P+T LED-VERLICHT.ACT.WIT GL. SYSM | PC 2P+T ÉCLAIRAGE LED BLC ACT BRILLANT |  | Sock.out.+earth.pin+ICP+LED TPb aw SysM | [8 empty] | 09.07 | 1 | [8 empty] | 1 | 3606480308802 | 0 |  | 98 | 8 | 8 | 5 | 0.32 | 43606480308800 | 50 | 5310 | 40 | 30 | 18.5 | [17 empty] | 8 | N | [12 empty] | MT4 | ML | 8536699099 | [14 empty] | Stopcontact 2P+A LED-verlichting, steekklemmen, actief wit, glanzend, System M | Prise de courant 2P+T avec éclairage LED, blanc actif, brillant, System M | [17 empty] | https://eref.se.com/be/nl/sis-tarif/product/MTN2504-0325 | https://eref.se.com/be/fr/sis-tarif/product/MTN2504-0325
Schneider Electric | Schneider Electric | 01022021 |  | Schneider Electric |  | SER | MTN2504-0344 |  |  | 48.85 |  | 1 |  | 50 | STOPC.2P+T LED-VERLICHT.WIT IVR GL. SYSM | PC 2P+T ÉCLAIRAGE LED BLC IVOIR BRILLANT |  | Sock.out.+earth.pin+ICP+LED TPb w SysM | [8 empty] | 09.07 | 1 | [8 empty] | 1 | 3606480308826 | 0 |  | 99 | 8 | 8 | 5 | 0.32 | 43606480308824 | 50 | 5360 | 40 | 30 | 18.5 | [17 empty] | 2 | Y | [12 empty] | MT4 | ML | 8536699099 | [14 empty] | Stopcontact 2P+A LED-verlichting, steekklemmen, wit ivoor, glanzend, System M | Prise de courant 2P+T avec éclairage LED, blanc, brillant, System M | [17 empty] | https://eref.se.com/be/nl/sis-tarif/product/MTN2504-0344 | https://eref.se.com/be/fr/sis-tarif/product/MTN2504-0344
Schneider Electric | Schneider Electric | 01022021 |  | Schneider Electric |  | SER | MTN2504-0414 |  |  | 53.73 |  | 1 |  | 50 | STOPC.2P+T LED-VERL. STEEKKL. ANTR. SYSM | PC 2P+T ÉCLAIRAGE LED ANTHRACITE |  | Sock.out.+earth.pin+ICP+LED TPm ant SysM | [8 empty] | 09.07 | 1 | [8 empty] | 1 | 3606480308840 | 0 |  | 99 | 8 | 8 | 5 | 0.32 | 43606480308848 | 50 | 5360 | 40 | 30 | 18.5 | [17 empty] | 8 | N | [12 empty] | MT4 | ML | 8536699099 | [14 empty] | Stopcontact 2P+A LED-verlichting, steekklemmen, steekklemmen, antraciet System M | Prise de courant 2P+T avec éclairage LED, anthracite, System M | [17 empty] | https://eref.se.com/be/nl/sis-tarif/product/MTN2504-0414 | https://eref.se.com/be/fr/sis-tarif/product/MTN2504-0414
Schneider Electric | Schneider Electric | 01022021 |  | Schneider Electric |  | SER | MTN2504-0460 |  |  | 53.73 |  | 1 |  | 50 | STOPC.2P+T LED-VERL. STEEKKL. ALU SYSM | PC 2P+T ÉCLAIRAGE LED ALUMINIUM |  | Sock.out.+earth.pin+ICP+LED TPm alu SysM | [8 empty] | 09.07 | 1 | [8 empty] | 1 | 3606480308833 | 0 |  | 100 | 8 | 8 | 5 | 0.32 | 43606480308831 | 50 | 5410 | 40 | 30 | 18.5 | [17 empty] | 2 | Y | [12 empty] | MT4 | ML | 8536699099 | [14 empty] | Stopcontact 2P+A LED-verlichting, steekklemmen, aluminium System M | Prise de courant 2P+T avec éclairage LED, aluminium, System M | [17 empty] | https://eref.se.com/be/nl/sis-tarif/product/MTN2504-0460 | https://eref.se.com/be/fr/sis-tarif/product/MTN2504-0460
Schneider Electric | Schneider Electric | 01022021 |  | Schneider Electric |  | SER | MTN2514-0319 |  |  | 15.15 |  | 1 |  | 50 | STOPC. 2P+T IP44 POLARWIT GL. SYSM | PC 2P+T IP44 BLANC POLAIRE BRILLANT |  | Sock.out+ICP+PiT+earth IP44 TPb pw SysM | [8 empty] | 09.07 | 1 | [8 empty] | 1 | 3606480306211 | 0 |  | 102 | 8 | 8 | 5 | 0.32 | 43606480306219 | 50 | 5510 | 40 | 30 | 18.5 | [17 empty] | 8 | N | [12 empty] | MT4 | ML | 8536699099 | [14 empty] | Stopcontact 2P+A IP44, steekklemmen, polarwit, glanzend, System M | Prise de courant 2P+T IP44 à connexion rapide, blanc polaire, brillant, System M | [17 empty] | https://eref.se.com/be/nl/sis-tarif/product/MTN2514-0319 | https://eref.se.com/be/fr/sis-tarif/product/MTN2514-0319
Schneider Electric | Schneider Electric | 01022021 |  | Schneider Electric |  | SER | MTN2514-0325 |  |  | 16.67 |  | 1 |  | 50 | STOPC. 2P+T IP44 ACT.WIT GL. SYSM | PC 2P+T IP44 BLANC ACTIF BRILLANT |  | Sock.out+ICP+PiT+earth IP44 TPb aw SysM | [8 empty] | 09.07 | 1 | [8 empty] | 1 | 3606480306228 | 0 |  | 102 | 8 | 8 | 5 | 0.32 | 43606480306226 | 50 | 5510 | 40 | 30 | 18.5 | [17 empty] | 8 | N | [12 empty] | MT4 | ML | 8536699099 | [14 empty] | Stopcontact 2P+A IP44, steekklemmen, actief wit, glanzend, System M | Prise de courant 2P+T IP44 à connexion rapide, blanc actif, brillant, System M | [17 empty] | https://eref.se.com/be/nl/sis-tarif/product/MTN2514-0325 | https://eref.se.com/be/fr/sis-tarif/product/MTN2514-0325
Schneider Electric | Schneider Electric | 01022021 |  | Schneider Electric |  | SER | MTN2514-0344 |  |  | 15.15 |  | 1 |  | 50 | STOPC. 2P+T IP44 WIT IVOOR GL. SYSM | PC 2P+T IP44 BLANC IVOIRE BRILLANT |  | Sock.out+ICP+PiT+earth IP44 TPb w SysM | [8 empty] | 09.07 | 1 | [8 empty] | 1 | 3606480306235 | 0 |  | 102 | 8 | 8 | 5 | 0.32 | 43606480306233 | 50 | 5510 | 40 | 30 | 18.5 | [17 empty] | 8 | N | [12 empty] | MT4 | ML | 8536699099 | [14 empty] | Stopcontact 2P+A IP44, steekklemmen, wit ivoor, glanzend, System M | Prise de courant 2P+T IP44 à connexion rapide, blanc, brillant, System M | [17 empty] | https://eref.se.com/be/nl/sis-tarif/product/MTN2514-0344 | https://eref.se.com/be/fr/sis-tarif/product/MTN2514-0344
Schneider Electric | Schneider Electric | 01022021 |  | Schneider Electric |  | SER | MTN2514-0414 |  |  | 16.67 |  | 1 |  | 50 | STOPC. 2P+T IP44 ANTRACIET SYSM | PRISE DE COURANT 2P+T IP44 ANTHRACITE |  | Sock.out+ICP+PiT+earth IP44 TPm ant SysM | [8 empty] | 09.07 | 1 | [8 empty] | 1 | 3606480306242 | 0 |  | 102 | 8 | 8 | 5 | 0.32 | 43606480306240 | 50 | 5510 | 40 | 30 | 18.5 | [17 empty] | 8 | N | [12 empty] | MT4 | ML | 8536699099 | [14 empty] | Stopcontact 2P+A IP44, steekklemmen, antraciet System M | Prise de courant 2P+T IP44 à connexion rapide, anthracite, System M | [17 empty] | https://eref.se.com/be/nl/sis-tarif/product/MTN2514-0414 | https://eref.se.com/be/fr/sis-tarif/product/MTN2514-0414
Schneider Electric | Schneider Electric | 01022021 |  | Schneider Electric |  | SER | MTN2514-0460 |  |  | 16.67 |  | 1 |  | 50 | STOPC. 2P+T IP44 ALUMINIUM SYSM | PRISE DE COURANT 2P+T IP44 ALUMINIUM |  | Sock.out+ICP+PiT+earth IP44 TPm alu SysM | [8 empty] | 09.07 | 1 | [8 empty] | 1 | 3606480306259 | 0 |  | 102 | 8 | 8 | 5 | 0.32 | 43606480306257 | 50 | 5510 | 40 | 30 | 18.5 | [17 empty] | 8 | N | [12 empty] | MT4 | ML | 8536699099 | [14 empty] | Stopcontact 2P+A IP44, steekklemmen, aluminium System M | Prise de courant 2P+T IP44 à connexion rapide, aluminium, System M | [17 empty] | https://eref.se.com/be/nl/sis-tarif/product/MTN2514-0460 | https://eref.se.com/be/fr/sis-tarif/product/MTN2514-0460
Schneider Electric | Schneider Electric | 01022021 |  | Schneider Electric |  | SER | MTN2514-4019 |  |  | 15.15 |  | 1 |  | 1 | SOCK.OUT+ICP+PIT+EARTH.PIN IP44 PW SYSD | SOCK.OUT+ICP+PIT+EARTH.PIN IP44 PW SYSD |  | Sock.out+ICP+PiT+earth.pin IP44 pw SysD | [8 empty] | 09.07 | 1 | [8 empty] | 1 | 3606480306266 | 0 |  | 112 | 8 | 8 | 5 | 0.32 | [23 empty] | 8 | N | [12 empty] | MT4 | ML | 8536699099 | [14 empty] | Contactd., penaard.&scharnierdek., IP44, klep,schroefkl.,polarw.,Art./Tran./Ant. | Prise broche terre et couv. à charnière,IP44,obtur.Vis. blc pol. Art./Tran./Ant. | [17 empty] | https://eref.se.com/be/nl/sis-tarif/product/MTN2514-4019 | https://eref.se.com/be/fr/sis-tarif/product/MTN2514-4019
Schneider Electric | Schneider Electric | 01022021 |  | Schneider Electric |  | SER | MTN2514-4044 |  |  | 15.15 |  | 1 |  | 1 | SOCK.OUT+ICP+PIT+EARTH.PIN IP44 W SYSD | SOCK.OUT+ICP+PIT+EARTH.PIN IP44 W SYSD |  | Sock.out+ICP+PiT+earth.pin IP44 w SysD | [8 empty] | 09.07 | 1 | [8 empty] | 1 | 3606480306273 | 0 |  | 112 | 8 | 8 | 5 | 0.32 | [23 empty] | 2 | Y | [12 empty] | MT4 | ML | 8536699099 | [14 empty] | Contactdoos, penaard.&scharnierdek., IP44, klep, schroefkl., wit,Art./Tran./Ant. | Prise broche terre et couv. à charnière, IP44, obtur., vis. blc Art./Tran./Ant. | [17 empty] | https://eref.se.com/be/nl/sis-tarif/product/MTN2514-4044 | https://eref.se.com/be/fr/sis-tarif/product/MTN2514-4044
Schneider Electric | Schneider Electric | 01022021 |  | Schneider Electric |  | SER | MTN2514-4060 |  |  | 22.1 |  | 1 |  | 1 | SOCK.OUT+ICP+PIT+EARTH.PIN IP44 ALU SYSD | SOCK.OUT+ICP+PIT+EARTH.PIN IP44 ALU SYSD |  | Sock.out+ICP+PiT+earth.pin IP44 alu SysD | [8 empty] | 09.07 | 1 | [8 empty] | 1 | 3606480306280 | 0 |  | 112 | 8 | 8 | 5 | 0.32 | [23 empty] | 10 | N | [12 empty] | MT4 | ML | 8536699099 | [14 empty] | Contactdoos, penaard.&scharnierdek., IP44, klep,schroefkl.,alum.,Art./Tran./Ant. | Prise broche terre et couv. à charnière, IP44, obtu. Vis. alum. Art./Tran./Ant. | [17 empty] | https://eref.se.com/be/nl/sis-tarif/product/MTN2514-4060 | https://eref.se.com/be/fr/sis-tarif/product/MTN2514-4060
Schneider Electric | Schneider Electric | 01022021 |  | Schneider Electric |  | SER | MTN2514-4146 |  |  | 32.61 |  | 1 |  | 1 | SOCK.OUT+ICP+PIT+EARTH.PI IP44 STST SYSD | SOCK.OUT+ICP+PIT+EARTH.PI IP44 STST SYSD |  | Sock.out+ICP+PiT+earth.pi IP44 stst SysD | [8 empty] | 09.07 | 1 | [8 empty] | 1 | 3606480306297 | 0 |  | 133 | 8 | 8 | 5 | 0.32 | [23 empty] | 10 | N | [12 empty] | MT4 | ML | 8536699099 | [14 empty] | Contactdoos, penaard.&scharnierdek., IP44, klep, schroefkl., ss.,Art./Tran./Ant. | Prise broche terre et couv. à charnière, IP44, obtu., vis. inox, Art./Tran./Ant. | [17 empty] | https://eref.se.com/be/nl/sis-tarif/product/MTN2514-4146 | https://eref.se.com/be/fr/sis-tarif/product/MTN2514-4146
Schneider Electric | Schneider Electric | 01022021 |  | Schneider Electric |  | SER | MTN2530-0319 |  |  | 1.75 |  | 1 |  | 10 | CEN.PL+ICP F.SO.OUT W.EARTH. TPB PW SYSM | CEN.PL+ICP F.SO.OUT W.EARTH. TPB PW SYSM |  | Cen.pl+ICP f.so.out w.earth. TPb pw SysM | [18 empty] | 1 | 3606480306303 | 0 |  | 18 | 6 | 6 | 2 | 0.072 | 13606480306300 | 10 | 302 | 9.2 | 27 | 18 |  | 43606480306301 | 40 | 1700 | 40 | 30 | 30 | [10 empty] | 4 | N | [12 empty] | MT4 | ML | 3926909790 | [14 empty] | Cen.pl. v. cont.doos inz., penaarding, klep, polarwit, glanzend, Systeem M | [18 empty] | https://eref.se.com/be/nl/sis-tarif/product/MTN2530-0319 | https://eref.se.com/be/fr/sis-tarif/product/MTN2530-0319
Schneider Electric | Schneider Electric | 01022021 |  | Schneider Electric |  | SER | MTN2530-0325 |  |  | 2.45 |  | 1 |  | 10 | CEN.PL+ICP F.SO.OUT W.EARTH. TPB AW SYSM | CEN.PL+ICP F.SO.OUT W.EARTH. TPB AW SYSM |  | Cen.pl+ICP f.so.out w.earth. TPb aw SysM | [18 empty] | 1 | 3606480306310 | 0 |  | 18 | 6 | 6 | 2 | 0.072 | 13606480306317 | 10 | 304 | 27 | 18 | 18 | [17 empty] | 8 | N | [12 empty] | MT4 | ML | 3926909790 | [14 empty] | Cen.pl. v. cont.doos inz., penaarding, klep, actief wit, glanzend, Systeem M | [18 empty] | https://eref.se.com/be/nl/sis-tarif/product/MTN2530-0325 | https://eref.se.com/be/fr/sis-tarif/product/MTN2530-0325
Schneider Electric | Schneider Electric | 01022021 |  | Schneider Electric |  | SER | MTN2530-0344 |  |  | 1.75 |  | 1 |  | 10 | CEN.PL+ICP F.SO.OUT W.EARTH. TPB W SYSM | CEN.PL+ICP F.SO.OUT W.EARTH. TPB W SYSM |  | Cen.pl+ICP f.so.out w.earth. TPb w SysM | [18 empty] | 1 | 3606480306327 | 0 |  | 18 | 6 | 6 | 2 | 0.072 | 13606480306324 | 10 | 304 | 27.1 | 18.1 | 9.1 | [17 empty] | 8 | N | [12 empty] | MT4 | ML | 3926909790 | [14 empty] | Centrale plaat voor cont.doos inz., penaarding, klep, wit, glanzend, Systeem M | Plaque centrale pour insert prise, broche terre, obtu., blanc, brillant,System M | [17 empty] | https://eref.se.com/be/nl/sis-tarif/product/MTN2530-0344 | https://eref.se.com/be/fr/sis-tarif/product/MTN2530-0344
Schneider Electric | Schneider Electric | 01022021 |  | Schneider Electric |  | SER | MTN2530-0414 |  |  | 2.45 |  | 1 |  | 10 | CEN.PL+ICP F.SO.OUT W.EARTH TPM ANT SYSM | CEN.PL+ICP F.SO.OUT W.EARTH TPM ANT SYSM |  | Cen.pl+ICP f.so.out w.earth TPm ant SysM | [8 empty] | 09.07 | 1 | [8 empty] | 1 | 3606480306334 | 0 |  | 18 | 6 | 6 | 2 | 0.072 | 13606480306331 | 10 | 304 | 9 | 26.3 | 17.9 |  | 43606480306332 | 40 | 1700 | 40 | 30 | 30 | [10 empty] | 8 | N | [12 empty] | MT4 | ML | 3926909790 | [14 empty] | Centrale plaat voor cont.doos inz., penaarding, klep, antraciet, Systeem M | [18 empty] | https://eref.se.com/be/nl/sis-tarif/product/MTN2530-0414 | https://eref.se.com/be/fr/sis-tarif/product/MTN2530-0414
Schneider Electric | Schneider Electric | 01022021 |  | Schneider Electric |  | SER | MTN2530-0460 |  |  | 2.45 |  | 1 |  | 10 | CEN.PL+ICP F.SO.OUT W.EARTH TPM ALU SYSM | CEN.PL+ICP F.SO.OUT W.EARTH TPM ALU SYSM |  | Cen.pl+ICP f.so.out w.earth TPm alu SysM | [8 empty] | 09.07 | 1 | [8 empty] | 1 | 3606480306341 | 0 |  | 18 | 6 | 6 | 2 | 0.072 | 13606480306348 | 10 | 300 | 9.2 | 27.1 | 18 |  | 43606480306349 | 40 | 1690 | 40 | 30 | 30 |  | 23606480306345 | 640 | 37940 | 120 | 80 | 45 |  |  |  | 8 | N | [12 empty] | MT4 | ML | 3926909790 | [14 empty] | Centrale plaat voor cont.doos inz., penaarding, klep, aluminium, Systeem M | [18 empty] | https://eref.se.com/be/nl/sis-tarif/product/MTN2530-0460 | https://eref.se.com/be/fr/sis-tarif/product/MTN2530-0460
Schneider Electric | Schneider Electric | 01022021 |  | Schneider Electric |  | SER | MTN2530-4019 |  |  | 1.75 |  | 1 |  | 10 | CEN.PL+ICP F.SO.OUT W.EARTH.PIN PW SYSD | CEN.PL+ICP F.SO.OUT W.EARTH.PIN PW SYSD |  | Cen.pl+ICP f.so.out w.earth.pin pw SysD | [18 empty] | 1 | 3606480306358 | 0 |  | 23 | 7 | 7 | 2 | 0.098 | 13606480306355 | 10 | 344 | 9.2 | 27 | 18 |  | 43606480306356 | 40 | 1860 | 40 | 30 | 30 | [10 empty] | 8 | N | [12 empty] | MT4 | ML | 3926909790 | [14 empty] | Cen.pl. v. cont.doos inz., penaarding, klep, polarwit, Artec/Trancent/Antique | [18 empty] | https://eref.se.com/be/nl/sis-tarif/product/MTN2530-4019 | https://eref.se.com/be/fr/sis-tarif/product/MTN2530-4019
Schneider Electric | Schneider Electric | 01022021 |  | Schneider Electric |  | SER | MTN2530-4044 |  |  | 0.6 |  | 1 |  | 10 | CEN.PL+ICP F.SO.OUT W.EARTH.PIN W SYSD | CEN.PL+ICP F.SO.OUT W.EARTH.PIN W SYSD |  | Cen.pl+ICP f.so.out w.earth.pin w SysD | [18 empty] | 1 | 3606480306365 | 0 |  | 23 | 7 | 7 | 2 | 0.098 | 13606480306362 | 10 | 347 | 27.1 | 18.1 | 9.1 | [17 empty] | 2 | Y | [12 empty] | MT4 | ML | 3926909790 | [14 empty] | Cen.pl. v. cont.doos inz., penaarding, klep, wit, Artec/Trancent/Antique | [18 empty] | https://eref.se.com/be/nl/sis-tarif/product/MTN2530-4044 | https://eref.se.com/be/fr/sis-tarif/product/MTN2530-4044
Schneider Electric | Schneider Electric | 01022021 |  | Schneider Electric |  | SER | MTN2530-4060 |  |  | 2.45 |  | 1 |  | 40 | CEN.PL+ICP F.SO.OUT W.EARTH.PIN ALU SYSD | CEN.PL+ICP F.SO.OUT W.EARTH.PIN ALU SYSD |  | Cen.pl+ICP f.so.out w.earth.pin alu SysD | [18 empty] | 1 | 3606480306372 | 0 |  | 23 | 7 | 7 | 2 | 0.098 | 43606480306370 | 40 | 1790 | 40 | 30 | 18.5 | [17 empty] | 10 | N | [12 empty] | MT4 | ML | 3926909790 | [14 empty] | Cen.pl. v. cont.doos inz., penaarding, klep, alum., Artec/Trancent/Antique | [18 empty] | https://eref.se.com/be/nl/sis-tarif/product/MTN2530-4060 | https://eref.se.com/be/fr/sis-tarif/product/MTN2530-4060
Schneider Electric | Schneider Electric | 01022021 |  | Schneider Electric |  | SER | MTN2533-0414 |  |  | 14.09 |  | 1 |  | 60 | CENTRAALP.STOPC.ETIK/LED ANTRACIET SYSM | FAÇADE ÉTIQUETTE LAMPE LED PC 2P+T ANTHR |  | Cen.pla.so.o+ear.+lab.+in.l.TPm ant SysM | [18 empty] | 1 | 3606480308895 | 0 |  | 30 | 7 | 4 | 7 | 0.196 | 43606480308893 | 60 | 2210 | 40 | 30 | 18.5 | [17 empty] | 2 | Y | [12 empty] | MT4 | ML | 3926909790 | [14 empty] | Centraalplaat voor stopcontact, etikethouder/LED, antraciet System M | Façade avec étiquette et lampe LED pour prise 2P+T, anthracite, System M | [17 empty] | https://eref.se.com/be/nl/sis-tarif/product/MTN2533-0414 | https://eref.se.com/be/fr/sis-tarif/product/MTN2533-0414
Schneider Electric | Schneider Electric | 01022021 |  | Schneider Electric |  | SER | MTN259160 |  |  | 52.15 |  | 1 |  | 1 | TV-FM-SAT contactdoos vandalismebestend | PRISE TV-FM-SAT ANTIVANDLISME |  | Sat.ant.sock.out.3g msi AV | [8 empty] | 09.07 | 1 | [8 empty] | 1 | 3606485074658 | 0 |  | 197 | 10 | 7 | 7 | 0.49 | [23 empty] | 2 | Y | [12 empty] | MT4 | ML | 8536901000 | [33 empty] | https://eref.se.com/be/nl/sis-tarif/product/MTN259160 | https://eref.se.com/be/fr/sis-tarif/product/MTN259160
Schneider Electric | Schneider Electric | 01022021 |  | Schneider Electric |  | SER | MTN2600-0000 |  |  | 5.25 |  | 1 |  | 10 | STOPCONTACT-MECHANISME 2P+T SCHROEFKLEM. | PRISE MÉCANISME 2P+T CONNEXION À VIS |  | Sock.out.ins. w. earth.pin+ST | [8 empty] | 09.07 | 1 | [8 empty] | 1 | 3606480306402 | 0 |  | 67 | 7 | 7 | 4 | 0.196 | 13606480306409 | 10 | 787 | 9.2 | 26.7 | 17.8 |  | 43606480306400 | 60 | 5210 | 40 | 30 | 30 | [10 empty] | 8 | N | [12 empty] | MT4 | ML | 8536699099 | [14 empty] | Stopcontact-mechanisme 2P+A, schroefklemmen | Prise de courant 2P+T à connexion à vis, System M | [17 empty] | https://eref.se.com/be/nl/sis-tarif/product/MTN2600-0000 | https://eref.se.com/be/fr/sis-tarif/product/MTN2600-0000
Schneider Electric | Schneider Electric | 01022021 |  | Schneider Electric |  | SER | MTN2600-0319 |  |  | 7.02 |  | 1 |  | 10 | SYSTEEM-M WCD PENAARDE KV POLARWIT | PC 2P+T 4MM² BLANC POLAIRE BRILLANT |  | Sock.out.+ICP+ST+earth.pin TPb pw SysM | [8 empty] | 09.07 | 1 | [8 empty] | 1 | 3606480306419 | 0 |  | 83 | 7 | 7 | 4 | 0.196 | 23606480306413 | 10 | 949 | 27 | 18 | 18 | [17 empty] | 8 | N | [12 empty] | MT4 | ML | 8536699099 | [14 empty] | Stopcontact 2P+A 4mm², schroefklemmen, polarwit, glanzend System M | Prise de courant 2P+T à connexion à vis, blanc polaire, brillant, System M | [17 empty] | https://eref.se.com/be/nl/sis-tarif/product/MTN2600-0319 | https://eref.se.com/be/fr/sis-tarif/product/MTN2600-0319
Schneider Electric | Schneider Electric | 01022021 |  | Schneider Electric |  | SER | MTN2600-0325 |  |  | 7.71 |  | 1 |  | 10 | SYSTEEM-M WCD PENAARDE KV ACTIEF WIT | PC 2P+T 4MM² BLANC ACTIF BRILLANT |  | Sock.out.+ICP+ST+earth.pin TPb aw SysM | [8 empty] | 09.07 | 1 | [8 empty] | 1 | 3606480306426 | 0 |  | 83 | 7 | 7 | 4 | 0.196 | 13606480306423 | 10 | 949 | 27 | 18 | 9 | [17 empty] | 8 | N | [12 empty] | MT4 | ML | 8536699099 | [14 empty] | Stopcontact 2P+A 4mm², schroefklemmen, actief wit, glanzend System M | Prise de courant 2P+T à connexion à vis, blanc actif, brillant, System M | [17 empty] | https://eref.se.com/be/nl/sis-tarif/product/MTN2600-0325 | https://eref.se.com/be/fr/sis-tarif/product/MTN2600-0325
Schneider Electric | Schneider Electric | 01022021 |  | Schneider Electric |  | SER | MTN2600-0344 |  |  | 7.02 |  | 1 |  | 10 | WCD AARDPEN KV WT SYSM | PC 2P+T 4MM² BLANC IVOIRE BRILLANT |  | Sock.out.+ICP+ST+earth.pin TPb w SysM | [8 empty] | 09.07 | 1 | [8 empty] | 1 | 3606480306433 | 0 |  | 83 | 7 | 7 | 4 | 0.196 | 13606480306430 | 10 | 949 | 27 | 18 | 18 | [17 empty] | 2 | Y | [12 empty] | MT4 | ML | 8536699099 | [14 empty] | Stopcontact 2P+A 4mm², schroefklemmenwit ivoor, glanzend System M | Prise de courant 2P+T à connexion à vis, blanc, brillant, System M | [17 empty] | https://eref.se.com/be/nl/sis-tarif/product/MTN2600-0344 | https://eref.se.com/be/fr/sis-tarif/product/MTN2600-0344
Schneider Electric | Schneider Electric | 01022021 |  | Schneider Electric |  | SER | MTN2600-0414 |  |  | 7.71 |  | 1 |  | 10 | SYSTEEM-M WCD PENAARDE KV ANTRACIET | PRISE DE COURANT 2P+T 4MM² ANTHRACITE |  | Sock.out.+ICP+ST+earth.pin TPm ant SysM | [8 empty] | 09.07 | 1 | [8 empty] | 1 | 3606480306440 | 0 |  | 83 | 7 | 7 | 4 | 0.196 | 13606480306447 | 10 | 949 | 9.1 | 27.1 | 18.1 |  | 43606480306448 | 60 | 6320 | 40 | 30 | 30 | [10 empty] | 8 | N | [12 empty] | MT4 | ML | 8536699099 | [14 empty] | Stopcontact 2P+A 4mm², schroefklemmen, antraciet System M | Prise de courant 2P+T à connexion à vis, anthracite, System M | [17 empty] | https://eref.se.com/be/nl/sis-tarif/product/MTN2600-0414 | https://eref.se.com/be/fr/sis-tarif/product/MTN2600-0414
Schneider Electric | Schneider Electric | 01022021 |  | Schneider Electric |  | SER | MTN2600-0460 |  |  | 7.71 |  | 1 |  | 10 | SYSTEEM-M WCD PENAARDE KV ALUMINIUM | PRISE DE COURANT 2P+T 4MM² ALUMINIUM |  | Sock.out.+ICP+ST+earth.pin TPm alu SysM | [8 empty] | 09.07 | 1 | [8 empty] | 1 | 3606480306457 | 0 |  | 83 | 7 | 7 | 4 | 0.196 | 13606480306454 | 10 | 949 | 27 | 18 | 18 | [17 empty] | 8 | N | [12 empty] | MT4 | ML | 8536699099 | [14 empty] | Stopcontact 2P+A 4mm², schroefklemmen, aluminium System M | Prise de courant 2P+T à connexion à vis, aluminium, System M | [17 empty] | https://eref.se.com/be/nl/sis-tarif/product/MTN2600-0460 | https://eref.se.com/be/fr/sis-tarif/product/MTN2600-0460
Schneider Electric | Schneider Electric | 01022021 |  | Schneider Electric |  | SER | MTN2600-4019 |  |  | 7.02 |  | 1 |  | 10 | WCD AARDPEN KV PW ARTEC/ANTIEK | SOCK.OUT.+ICP+ST+EARTH.PIN PW SYSD |  | Sock.out.+ICP+ST+earth.pin pw SysD | [8 empty] | 09.07 | 1 | [8 empty] | 1 | 3606480306464 | 0 |  | 88 | 7 | 7 | 4 | 0.196 | 13606480306461 | 10 | 994 | 27 | 18 | 18 | [17 empty] | 4 | N | [12 empty] | MT4 | ML | 8536699099 | [14 empty] | Contactdoos , penaarding, klep, schroefklemmen, polarwit, Artec/Trancent/Antique | [18 empty] | https://eref.se.com/be/nl/sis-tarif/product/MTN2600-4019 | https://eref.se.com/be/fr/sis-tarif/product/MTN2600-4019
Schneider Electric | Schneider Electric | 01022021 |  | Schneider Electric |  | SER | MTN2600-4044 |  |  | 7.02 |  | 1 |  | 10 | WCD AARDPEN KV WT ARTEC/ANTIEK | SOCK.OUT.+ICP+ST+EARTH.PIN W SYSD |  | Sock.out.+ICP+ST+earth.pin w SysD | [8 empty] | 09.07 | 1 | [8 empty] | 1 | 3606480306471 | 0 |  | 88 | 7 | 7 | 4 | 0.196 | 13606480306478 | 10 | 994 | 27 | 18 | 18 | [17 empty] | 2 | Y | [12 empty] | MT4 | ML | 8536699099 | [14 empty] | Contactdoos, penaarding, klep, schroefklemmen, wit, Artec/Trancent/Antique | [18 empty] | https://eref.se.com/be/nl/sis-tarif/product/MTN2600-4044 | https://eref.se.com/be/fr/sis-tarif/product/MTN2600-4044
Schneider Electric | Schneider Electric | 01022021 |  | Schneider Electric |  | SER | MTN2600-4060 |  |  | 10.23 |  | 1 |  | 10 | WCD AARDPEN KV ALU ARTEC/ANTIEK | SOCK.OUT.+ICP+ST+EARTH.PIN ALU SYSD |  | Sock.out.+ICP+ST+earth.pin alu SysD | [18 empty] | 1 | 3606480306488 | 0 |  | 88 | 7 | 7 | 4 | 0.196 | 13606480306485 | 10 | 994 | 27.1 | 18.1 | 9.1 | [17 empty] | 10 | N | [12 empty] | MT4 | ML | 8536699099 | [14 empty] | Contactdoos, penaarding, klep, schroefklemmen, aluminium, Artec/Trancent/Antique | [18 empty] | https://eref.se.com/be/nl/sis-tarif/product/MTN2600-4060 | https://eref.se.com/be/fr/sis-tarif/product/MTN2600-4060
Schneider Electric | Schneider Electric | 01022021 |  | Schneider Electric |  | SER | MTN2600-4146 |  |  | 15.1 |  | 1 |  | 60 | WCD AARDPEN KV ES ARTEC/ANTIEK | SOCK.OUT.+ICP+ST+EARTH.PIN STST SYSD |  | Sock.out.+ICP+ST+earth.pin stst SysD | [18 empty] | 1 | 3606480306501 | 0 |  | 100 | 7 | 7 | 4 | 0.196 | 43606480306509 | 10 | 1120 | 27.1 | 18.1 | 9.1 | [17 empty] | 10 | N | [12 empty] | MT4 | ML | 8536699099 | [14 empty] | Contactdoos , penaarding, klep, schroefklemmen, ss., Artec/Trancent/Antique | [18 empty] | https://eref.se.com/be/nl/sis-tarif/product/MTN2600-4146 | https://eref.se.com/be/fr/sis-tarif/product/MTN2600-4146
Schneider Electric | Schneider Electric | 01022021 |  | Schneider Electric |  | SER | MTN2600-7060 |  |  | 33.85 |  | 1 |  | 1 | Stopc 2P+A schroefklem vandalismebestend | PC 2P+T CONNEXION À VIS ANTIVANDALISME |  | SO pin earth shut screw Anti-Van | [8 empty] | 09.07 | 1 | [8 empty] | 1 | 3606480490064 | 0 |  | 151 | 7 | 10 | 7 | 0.49 |  | 1 | 151 | 9.6 | 7.3 | 6.7 |  | 43606480490062 | 30 | 4990 | 40 | 30 | 30 | [10 empty] | 2 | Y | [12 empty] | MT4 | ML | 8536901000 | [14 empty] | Contactdoos, pen-aarding, inzetst. m.luik, schroefkl., alum., vandalismeveilig | Prise broche terre, insert pour volet, borne à vis, alum., anti-vandalisme | [17 empty] | https://eref.se.com/be/nl/sis-tarif/product/MTN2600-7060 | https://eref.se.com/be/fr/sis-tarif/product/MTN2600-7060
Schneider Electric | Schneider Electric | 01022021 |  | Schneider Electric |  | SER | MTN2612-0306 |  |  | 15.88 |  | 1 |  | 10 | STOPC. 2P+T ETIKET/DEKSEL ROOD SYSM | PC 2P+T ÉTIQUETTE ET VOLET ROUGE |  | So.out+ICP+earth. f.spe.cir TPb rrd SysM | [8 empty] | 09.07 | 1 | [8 empty] | 1 | 3606480306631 | 0 |  | 92 | 7 | 7 | 4 | 0.196 | 13606480306638 | 10 | 1052000 | 9.2 | 27 | 18 |  | 43606480306639 | 40 | 4700 | 40 | 30 | 30 | [10 empty] | 2 | Y | [12 empty] | MT4 | ML | 8536699099 | [14 empty] | Stopcontact 2P+A etikethouder/deksel rood, System M | Prise de courant 2P+T rouge avec porte-étiquette et volet, System M | [17 empty] | https://eref.se.com/be/nl/sis-tarif/product/MTN2612-0306 | https://eref.se.com/be/fr/sis-tarif/product/MTN2612-0306
Schneider Electric | Schneider Electric | 01022021 |  | Schneider Electric |  | SER | MTN2614-0319 |  |  | 15.15 |  | 1 |  | 50 | STOPC. 2P+T IP44 4MM² POLARWIT GL. SYSM | PC 2P+T IP44 4MM² BLANC POLAIRE BRILLANT |  | Sock.out.+ICP+ST+earth. IP44 TPb pw SysM | [8 empty] | 09.07 | 1 | [8 empty] | 1 | 3606480306723 | 0 |  | 105 | 8 | 8 | 5 | 0.32 | 43606480306721 | 50 | 5660 | 40 | 30 | 18.5 | [17 empty] | 8 | N | [12 empty] | MT4 | ML | 8536699099 | [14 empty] | Stopcontact 2P+A IP44 4mm², schroefklemmen, polarwit, glanzend, System M | Prise de courant 2P+T IP44 à connexion à vis, blanc polaire, brillant, System M | [17 empty] | https://eref.se.com/be/nl/sis-tarif/product/MTN2614-0319 | https://eref.se.com/be/fr/sis-tarif/product/MTN2614-0319
Schneider Electric | Schneider Electric | 01022021 |  | Schneider Electric |  | SER | MTN2614-0325 |  |  | 16.67 |  | 1 |  | 50 | STOPC. 2P+T IP44 4MM² ACT.WIT GL. SYSM | PC 2P+T IP44 4MM² BLANC ACTIF BRILLANT |  | Sock.out.+ICP+ST+earth. IP44 TPb aw SysM | [8 empty] | 09.07 | 1 | [8 empty] | 1 | 3606480306730 | 0 |  | 105 | 8 | 8 | 5 | 0.32 | 43606480306738 | 50 | 5660 | 40 | 30 | 18.5 | [17 empty] | 4 | N | [12 empty] | MT4 | ML | 8536699099 | [14 empty] | Stopcontact 2P+A IP44 4mm², schroefklemmen, actief wit, glanzend, System M | Prise de courant 2P+T IP44 à connexion à vis, blanc actif, brillant, System M | [17 empty] | https://eref.se.com/be/nl/sis-tarif/product/MTN2614-0325 | https://eref.se.com/be/fr/sis-tarif/product/MTN2614-0325
Schneider Electric | Schneider Electric | 01022021 |  | Schneider Electric |  | SER | MTN2614-0344 |  |  | 15.15 |  | 1 |  | 50 | STOPC. 2P+T IP44 4MM² WIT IVOOR GL. SYSM | PC 2P+T IP44 4MM² BLANC IVOIRE BRILLANT |  | Sock.out.+ICP+ST+earth. IP44 TPb w SysM | [8 empty] | 09.07 | 1 | [8 empty] | 1 | 3606480306747 | 0 |  | 105 | 8 | 8 | 5 | 0.32 | 43606480306745 | 50 | 5660 | 40 | 30 | 18.5 | [17 empty] | 2 | Y | [12 empty] | MT4 | ML | 8536699099 | [14 empty] | Stopcontact 2P+A IP44 4mm², schroefklemmen, wit ivoor, glanzend, System M | Prise de courant 2P+T IP44 à connexion à vis, blanc, brillant, System M | [17 empty] | https://eref.se.com/be/nl/sis-tarif/product/MTN2614-0344 | https://eref.se.com/be/fr/sis-tarif/product/MTN2614-0344
Schneider Electric | Schneider Electric | 01022021 |  | Schneider Electric |  | SER | MTN2614-0414 |  |  | 16.67 |  | 1 |  | 50 | STOPC. 2P+T IP44 4MM² ANTRACIET SYSM | PRISE DE COURANT 2P+T IP44 4MM² ANTHR |  | Sock.out.+ICP+ST+earth IP44 TPm ant SysM | [8 empty] | 09.07 | 1 | [8 empty] | 1 | 3606480306754 | 0 |  | 105 | 8 | 8 | 5 | 0.32 | 43606480306752 | 50 | 5660 | 40 | 30 | 18.5 | [17 empty] | 8 | N | [12 empty] | MT4 | ML | 8536699099 | [14 empty] | Stopcontact 2P+A IP44 4mm², schroefklemmen, antraciet System M | Prise de courant 2P+T IP44 à connexion à vis, anthracite, System M | [17 empty] | https://eref.se.com/be/nl/sis-tarif/product/MTN2614-0414 | https://eref.se.com/be/fr/sis-tarif/product/MTN2614-0414
Schneider Electric | Schneider Electric | 01022021 |  | Schneider Electric |  | SER | MTN2614-0460 |  |  | 16.67 |  | 1 |  | 50 | STOPC. 2P+T IP44 4MM² ALUMINIUM SYSM | PRISE DE COURANT 2P+T IP44 4MM² ALUM |  | Sock.out.+ICP+ST+earth IP44 TPm alu SysM | [8 empty] | 09.07 | 1 | [8 empty] | 1 | 3606480306761 | 0 |  | 105 | 8 | 8 | 5 | 0.32 | 43606480306769 | 50 | 5660 | 40 | 30 | 18.5 | [17 empty] | 8 | N | [12 empty] | MT4 | ML | 8536699099 | [14 empty] | Stopcontact 2P+A IP44 4mm², schroefklemmen, aluminium System M | Prise de courant 2P+T IP44 à connexion à vis, aluminium, System M | [17 empty] | https://eref.se.com/be/nl/sis-tarif/product/MTN2614-0460 | https://eref.se.com/be/fr/sis-tarif/product/MTN2614-0460
Schneider Electric | Schneider Electric | 01022021 |  | Schneider Electric |  | SER | MTN2614-4019 |  |  | 15.15 |  | 1 |  | 1 | SOCK.OUT+ICP+ST+EARTH.PIN IP44 PW SYSD | SOCK.OUT+ICP+ST+EARTH.PIN IP44 PW SYSD |  | Sock.out+ICP+ST+earth.pin IP44 pw SysD | [8 empty] | 09.07 | 1 | [8 empty] | 1 | 3606480306778 | 0 |  | 117 | 8 | 8 | 5 | 0.32 | [23 empty] | 2 | Y | [12 empty] | MT4 | ML | 8536699099 | [14 empty] | Contactdoos,penaard.&scharnierdek.,IP44,klep,schroefkl.,polarwit,Art./Tran./Ant. | Prise broche terre et couv. à charnière,IP44,obtu.Vis.blc polaire,Art./Tran./Ant | [17 empty] | https://eref.se.com/be/nl/sis-tarif/product/MTN2614-4019 | https://eref.se.com/be/fr/sis-tarif/product/MTN2614-4019
Schneider Electric | Schneider Electric | 01022021 |  | Schneider Electric |  | SER | MTN2614-4044 |  |  | 15.15 |  | 1 |  | 1 | SOCK.OUT+ICP+ST+EARTH.PIN IP44 W SYSD | SOCK.OUT+ICP+ST+EARTH.PIN IP44 W SYSD |  | Sock.out+ICP+ST+earth.pin IP44 w SysD | [8 empty] | 09.07 | 1 | [8 empty] | 1 | 3606480306785 | 0 |  | 117 | 8 | 8 | 5 | 0.32 | [23 empty] | 2 | Y | [12 empty] | MT4 | ML | 8536699099 | [14 empty] | Contactdoos, penaard.&scharnierdek., IP44, klep, schroefkl., wit,Art./Tran./Ant. | Prise broche terre et couv. à charnière, IP44, obtu., vis. blc, Art./Tran./Ant. | [17 empty] | https://eref.se.com/be/nl/sis-tarif/product/MTN2614-4044 | https://eref.se.com/be/fr/sis-tarif/product/MTN2614-4044
Schneider Electric | Schneider Electric | 01022021 |  | Schneider Electric |  | SER | MTN2614-4060 |  |  | 22.1 |  | 1 |  | 1 | SOCK.OUT+ICP+ST+EARTH.PIN IP44 ALU SYSD | SOCK.OUT+ICP+ST+EARTH.PIN IP44 ALU SYSD |  | Sock.out+ICP+ST+earth.pin IP44 alu SysD | [8 empty] | 09.07 | 1 | [8 empty] | 1 | 3606480306792 | 0 |  | 117 | 8 | 8 | 5 | 0.32 | [23 empty] | 10 | N | [12 empty] | MT4 | ML | 8536699099 | [14 empty] | Contactdoos, penaard.&scharnierdek., IP44, klep,schroefkl.,alum.,Art./Tran./Ant. | Prise broche terre et couv. à charnière, IP44, obtu. Vis. alum.,Art./Tran./Ant. | [17 empty] | https://eref.se.com/be/nl/sis-tarif/product/MTN2614-4060 | https://eref.se.com/be/fr/sis-tarif/product/MTN2614-4060
Schneider Electric | Schneider Electric | 01022021 |  | Schneider Electric |  | SER | MTN2614-4146 |  |  | 32.61 |  | 1 |  | 1 | SOCK.OUT+ICP+ST+EARTH.PIN IP44 STST SYSD | SOCK.OUT+ICP+ST+EARTH.PIN IP44 STST SYSD |  | Sock.out+ICP+ST+earth.pin IP44 stst SysD | [8 empty] | 09.07 | 1 | [8 empty] | 1 | 3606480306808 | 0 |  | 136 | 8 | 8 | 5 | 0.32 | [23 empty] | 10 | N | [12 empty] | MT4 | ML | 8536699099 | [14 empty] | Contactdoos, penaard.&scharnierdek., IP44, klep, schroefkl., ss.,Art./Tran./Ant. | Prise broche terre et couv. à charnière, IP44, obtu., vis inox.,Art./Tran./Ant. | [17 empty] | https://eref.se.com/be/nl/sis-tarif/product/MTN2614-4146 | https://eref.se.com/be/fr/sis-tarif/product/MTN2614-4146
Schneider Electric | Schneider Electric | 01022021 |  | Schneider Electric |  | SER | MTN290419 |  |  | 24.24 |  | 1 |  | 10 | SYS-M POTENTIAALVEREFF CONTACT POLARWIT | PRISE ÉQUIPOTENTIELLE BLC POL BRILLANT |  | Pot.equa.sock.out.ins.TPb pw SysM | [18 empty] | 1 | 3606480309069 | 0 |  | 74 | 7 | 7 | 3 | 0.147 | 13606480309066 | 10 | 833 | 27 | 16.2 | 7.7 | [17 empty] | 8 | N | [12 empty] | MT4 | ML | 8536699099 | [14 empty] | Equipotentiaal stopcontontact, polarwit, glanzend System M | Prise équipotentielle, blanc polaire, brillant, System M | [17 empty] | https://eref.se.com/be/nl/sis-tarif/product/MTN290419 | https://eref.se.com/be/fr/sis-tarif/product/MTN290419
Schneider Electric | Schneider Electric | 01022021 |  | Schneider Electric |  | SER | MTN290425 |  |  | 26.67 |  | 1 |  | 10 | SYS-M POTENTIAALVEREFF CONTACT ACTIEFWIT | PRISE ÉQUIPOTENTIELLE BLC ACTIF BRILLANT |  | Pot.equa.sock.out.ins.TPb aw SysM | [18 empty] | 1 | 3606480309052 | 0 |  | 74 | 7 | 7 | 3 | 0.147 | 13606480309059 | 10 | 833 | 27 | 16.2 | 7.7 | [17 empty] | 8 | N | [12 empty] | MT4 | ML | 8536699099 | [14 empty] | Equipotentiaal stopcontontact, actief wit, glanzend System M | Prise équipotentielle, blanc actif, brillant, System M | [17 empty] | https://eref.se.com/be/nl/sis-tarif/product/MTN290425 | https://eref.se.com/be/fr/sis-tarif/product/MTN290425
Schneider Electric | Schneider Electric | 01022021 |  | Schneider Electric |  | SER | MTN290444 |  |  | 24.24 |  | 1 |  | 10 | POTENTIAALVEREFF.CONT WIT SYSM | PRISE ÉQUIPOTENTIELLE BLC IVOIR BRILLANT |  | Pot.equa.sock.out.ins.TPb w SysM | [18 empty] | 1 | 3606480309076 | 0 |  | 74 | 7 | 7 | 3 | 0.147 | 13606480309073 | 10 | 833 | 27 | 16.2 | 7.7 | [17 empty] | 8 | N | [12 empty] | MT4 | ML | 8536699099 | [14 empty] | Equipotentiaal stopcontontact, wit ivoor, glanzend System M | Prise équipotentielle, blanc, brillant, System M | [17 empty] | https://eref.se.com/be/nl/sis-tarif/product/MTN290444 | https://eref.se.com/be/fr/sis-tarif/product/MTN290444
Schneider Electric | Schneider Electric | 01022021 |  | Schneider Electric |  | SER | MTN291819 |  |  | 7.82 |  | 1 |  | 10 | INZPL RJ45 1-V POLARWIT ARTEC/ANTIEK | CEN.PLA.F. RJ45-INS. 1G PW SYSD |  | Cen.pla.f. RJ45-ins. 1g pw SysD | [18 empty] | 1 | 3606485092843 | 0 |  | 17 | 7 | 7 | 2 | 0.098 | 13606485092840 | 10 | 211 | 20 | 7 | 7 | [17 empty] | 8 | N | [12 empty] | MT4 | ML | 85389099 | [14 empty] | Centrale plaat voor RJ45 inzetstuk, 1 stel, polarwit, Artec/Trancent/Antique | Plaque centrale pour insert RJ45, simple, blanc polaire, Artec/Trancent/Antique | [17 empty] | https://eref.se.com/be/nl/sis-tarif/product/MTN291819 | https://eref.se.com/be/fr/sis-tarif/product/MTN291819
Schneider Electric | Schneider Electric | 01022021 |  | Schneider Electric |  | SER | MTN291844 |  |  | 7.82 |  | 1 |  | 10 | INZPL RJ45 1-V WIT ARTEC/ANTIEK | CEN.PLA.F. RJ45-INS. 1G W SYSD |  | Cen.pla.f. RJ45-ins. 1g w SysD | [18 empty] | 1 | 3606485092867 | 0 |  | 17 | 7 | 7 | 2 | 0.098 | 13606485092864 | 10 | 211 | 20.1 | 7.2 | 7.2 | [17 empty] | 8 | N | [12 empty] | MT4 | ML | 85389099 | [14 empty] | Centrale plaat voor RJ45 inzetstuk, 1 stel, wit, Artec/Trancent/Antique | Plaque centrale pour insert RJ45, simple, blanc, Artec/Trancent/Antique | [17 empty] | https://eref.se.com/be/nl/sis-tarif/product/MTN291844 | https://eref.se.com/be/fr/sis-tarif/product/MTN291844
Schneider Electric | Schneider Electric | 01022021 |  | Schneider Electric |  | SER | MTN291846 |  |  | 16.34 |  | 1 |  | 10 | INZPL RJ45 1-V EDELSTAAL ARTEC/ANTIEK | CEN.PLA.F. RJ45-INS. 1G STST SYSD |  | Cen.pla.f. RJ45-ins. 1g stst SysD | [18 empty] | 1 | 3606485092874 | 0 |  | 17 | 7 | 7 | 2 | 0.098 | 13606485092871 | 10 | 211 | 20.1 | 7.2 | 7.2 | [17 empty] | 8 | N | [12 empty] | MT4 | ML | 85389099 | [14 empty] | Centrale plaat voor RJ45 inzetstuk, 1 stel, polarwit, Artec/Trancent/Antique | Plaque centr. pour insert RJ45, simple, acier inoxydable, Artec/Trancent/Antique | [17 empty] | https://eref.se.com/be/nl/sis-tarif/product/MTN291846 | https://eref.se.com/be/fr/sis-tarif/product/MTN291846
Schneider Electric | Schneider Electric | 01022021 |  | Schneider Electric |  | SER | MTN291860 |  |  | 12.09 |  | 1 |  | 120 | INZPL RJ45 1-V ALUMINIUM ARTEC/ANTIEK | CEN.PLA.F. RJ45-INS. 1G ALU SYSD |  | Cen.pla.f. RJ45-ins. 1g alu SysD | [18 empty] | 1 | 3606485092881 | 0 |  | 17 | 7 | 7 | 2 | 0.098 | 43606485092889 | 120 | 2960 | 40 | 30 | 18.5 | [17 empty] | 10 | N | [12 empty] | MT4 | ML | 3925901000 | [14 empty] | Centrale plaat voor RJ45 inzetstuk, 1 stel, aluminium, Artec/Trancent/Antique | Plaque centrale pour insert RJ45, simple, aluminium, Artec/Trancent/Antique | [17 empty] | https://eref.se.com/be/nl/sis-tarif/product/MTN291860 | https://eref.se.com/be/fr/sis-tarif/product/MTN291860
Schneider Electric | Schneider Electric | 01022021 |  | Schneider Electric |  | SER | MTN292619 |  |  | 7.82 |  | 1 |  | 10 | SYS-M CENTRAALPL RJ45 2V TEKST POLARWIT | CEN.PLA.F.RJ45 INS.2G W.LABEL.PW SYSD |  | Cen.pla.f.RJ45 ins.2g w.label.pw SysD | [18 empty] | 1 | 3606485092898 | 0 |  | 17 | 7 | 7 | 2 | 0.098 | 13606485092895 | 10 | 211 | 20 | 7 | 7 | [17 empty] | 8 | N | [12 empty] | MT4 | ML | 3926909790 | [14 empty] | Centrale plaat voor RJ45 inzetstuk, 2 stel, polarwit, Artec/Trancent/Antique | Plaque centrale pour insert RJ45, double, blanc polaire, Artec/Trancent/Antique | [17 empty] | https://eref.se.com/be/nl/sis-tarif/product/MTN292619 | https://eref.se.com/be/fr/sis-tarif/product/MTN292619
Schneider Electric | Schneider Electric | 01022021 |  | Schneider Electric |  | SER | MTN292643 |  |  | 33.06 |  | 1 |  | 10 | CEN.PLA.F.RJ45 INS.2G W.LABEL.ATB SYSD | CEN.PLA.F.RJ45 INS.2G W.LABEL.ATB SYSD |  | Cen.pla.f.RJ45 ins.2g w.label.atb SysD | [18 empty] | 1 | 3606485092904 | 0 |  | 29 | 7 | 7 | 2 | 0.098 | 13606485092901 | 10 | 322 | 20.1 | 7.2 | 7.2 | [17 empty] | 8 | N | [12 empty] | MT4 | ML | 3926909790 | [14 empty] | Centr. plaat vr RJ45 inzetstuk, 2 stel, antiek messing, Artec/Trancent/Antique | Plaque centrale pour insert RJ45, double, laiton antique, Artec/Trancent/Antique | [17 empty] | https://eref.se.com/be/nl/sis-tarif/product/MTN292643 | https://eref.se.com/be/fr/sis-tarif/product/MTN292643
Schneider Electric | Schneider Electric | 01022021 |  | Schneider Electric |  | SER | MTN292644 |  |  | 7.82 |  | 1 |  | 10 | INZPL RJ45 2-V WIT ARTEC/ANTIEK | CEN.PLA.F.RJ45 INS.2G W.LABEL. W SYSD |  | Cen.pla.f.RJ45 ins.2g w.label. w SysD | [18 empty] | 1 | 3606485092911 | 0 |  | 17 | 7 | 7 | 2 | 0.098 | 13606485092918 | 10 | 211 | 20.1 | 7.2 | 7.2 | [17 empty] | 8 | N | [12 empty] | MT4 | ML | 3926909790 | [14 empty] | Centrale plaat voor RJ45 inzetstuk, 2 stel, wit, Artec/Trancent/Antique | Plaque centrale pour insert RJ45, double, blanc, Artec/Trancent/Antique | [17 empty] | https://eref.se.com/be/nl/sis-tarif/product/MTN292644 | https://eref.se.com/be/fr/sis-tarif/product/MTN292644
Schneider Electric | Schneider Electric | 01022021 |  | Schneider Electric |  | SER | MTN292646 |  |  | 16.34 |  | 1 |  | 120 | INZPL RJ45 2-V EDELSTAAL ARTEC/ANTIEK | CEN.PLA.F.RJ45 INS.2G W.LABEL. STST SYSD |  | Cen.pla.f.RJ45 ins.2g w.label. stst SysD | [18 empty] | 1 | 3606485092928 | 0 |  | 29 | 7 | 7 | 2 | 0.098 | 43606485092926 | 10 | 322000 | 20.1 | 7.2 | 7.2 | [17 empty] | 10 | N | [12 empty] | MT4 | ML | 3925901000 | [14 empty] | Centrale plaat voor RJ45 inzetstuk, 2 stel, polarwit, Artec/Trancent/Antique | Plaque centr. pour insert RJ45, double, acier inoxydable, Artec/Trancent/Antique | [17 empty] | https://eref.se.com/be/nl/sis-tarif/product/MTN292646 | https://eref.se.com/be/fr/sis-tarif/product/MTN292646
Schneider Electric | Schneider Electric | 01022021 |  | Schneider Electric |  | SER | MTN294119 |  |  | 7.82 |  | 1 |  | 5 | INZPL CAI POLARWIT ARTEC/ANTIEK | CEN.PLA F.ANT.SOCK.OUT. PW SYSD |  | Cen.pla f.ant.sock.out. pw SysD | [18 empty] | 1 | 3606485069388 | 0 |  | 15 | 7 | 7 | 1 | 0.049 | 13606485069385 | 5 | 95 | 0.8 | 0.6 | 0.8 |  | 43606485069386 | 250 | 5120 | 40 | 30 | 30 | [10 empty] | 8 | N | [12 empty] | MT4 | ML | 3925908000 | [14 empty] | Cen.pl. v. antennecontact.-out.s 2/3 openingen, polarwit, Artec/Trancent/Antiek | plaque centrale Artec pour prises d'antenne 2 et 3 sorties, blanc | [17 empty] | https://eref.se.com/be/nl/sis-tarif/product/MTN294119 | https://eref.se.com/be/fr/sis-tarif/product/MTN294119
Schneider Electric | Schneider Electric | 01022021 |  | Schneider Electric |  | SER | MTN294143 |  |  | 34.94 |  | 1 |  | 5 | CEN.PLA F.ANT.SOCK.OUT. ATB SYSD | CEN.PLA F.ANT.SOCK.OUT. ATB SYSD |  | Cen.pla f.ant.sock.out. atb SysD | [18 empty] | 1 | 3606485069395 | 0 |  | 30 | 7 | 7 | 1 | 0.049 | 13606485069392 | 5 | 169 | 8 | 8 | 8 | [17 empty] | 8 | N | [12 empty] | MT4 | ML | 7419999099 | [14 empty] | Cen. pl v antennecontact.-out.s 2/3 openingen,antiek messing,Artec/Trancent/Ant. | Plaque cent. pour antenne-sortie 2/3 trous, laiton antiq.,Artec/Trancent/Antique | [17 empty] | https://eref.se.com/be/nl/sis-tarif/product/MTN294143 | https://eref.se.com/be/fr/sis-tarif/product/MTN294143
Schneider Electric | Schneider Electric | 01022021 |  | Schneider Electric |  | SER | MTN294144 |  |  | 5.98 |  | 1 |  | 5 | INZPL CAI WIT ARTEC/ANTIEK | CEN.PLA F.ANT.SOCK.OUT. W SYSD |  | Cen.pla f.ant.sock.out. w SysD | [18 empty] | 1 | 3606485069401 | 0 |  | 16 | 7 | 7 | 1 | 0.049 | 13606485069408 | 5 | 94 | 5.4 | 7.5 | 7.5 |  | 43606485069409 | 250 | 4710 | 40 | 30 | 30 | [10 empty] | 8 | N | [12 empty] | MT4 | ML | 3925908000 | [14 empty] | Centrale plaat voor antennecontact.-out.s 2/3 gaten, wit, Artec/Doorzicht/Antiek | plaque centrale Artec pour prises d'antenne 2 et 3 sorties,sable | [17 empty] | https://eref.se.com/be/nl/sis-tarif/product/MTN294144 | https://eref.se.com/be/fr/sis-tarif/product/MTN294144
Schneider Electric | Schneider Electric | 01022021 |  | Schneider Electric |  | SER | MTN294146 |  |  | 16.34 |  | 1 |  | 5 | INZPL CAI EDELSTAAL ARTEC/ANTIEK | CEN.PLA F.ANT.SOCK.OUT. STST SYSD |  | Cen.pla f.ant.sock.out. stst SysD | [18 empty] | 1 | 3606485069418 | 0 |  | 29 | 7 | 7 | 1 | 0.049 | 13606485069415 | 5 | 164 | 7.6 | 7.6 | 5.3 | [17 empty] | 10 | N | [12 empty] | MT4 | ML | 7326909890 | [14 empty] | Cen.pl. v. antennecontact.-out.s 2/3 openingen, ss., Artec/Trancent/Antiek | plaque centrale Artec pour prises d'antenne 2 et 3 sorties,acier | [17 empty] | https://eref.se.com/be/nl/sis-tarif/product/MTN294146 | https://eref.se.com/be/fr/sis-tarif/product/MTN294146
Schneider Electric | Schneider Electric | 01022021 |  | Schneider Electric |  | SER | MTN294160 |  |  | 12.09 |  | 1 |  | 250 | INZPL CAI ALUMINIUM ARTEC/ANTIEK | CEN.PLA F.ANT.SOCK.OUT. ALU SYSD |  | Cen.pla f.ant.sock.out. alu SysD | [18 empty] | 1 | 3606485069425 | 0 |  | 14 | 7 | 7 | 1 | 0.049 | 43606485069423 | 250 | 5120 | 40 | 30 | 18.5 | [17 empty] | 10 | N | [12 empty] | MT4 | ML | 3925908000 | [14 empty] | Cen.pl. v. antennecontact.-out.s 2/3 openingen, aluminium, Artec/Trancent/Antiek | plaque centrale Artec pour prises d'antenne 2 et 3 sorties, alu | [17 empty] | https://eref.se.com/be/nl/sis-tarif/product/MTN294160 | https://eref.se.com/be/fr/sis-tarif/product/MTN294160
Schneider Electric | Schneider Electric | 01022021 |  | Schneider Electric |  | SER | MTN294169 |  |  | 12.09 |  | 1 |  | 5 | CEN.PLA F.ANT.SOCK.OUT. BGR SYSD | CEN.PLA F.ANT.SOCK.OUT. BGR SYSD |  | PL.C.P.PRISES ANTENNE 2 3SORT.,GRIS.N | [18 empty] | 1 | 3606485069432 | 0 |  | 16 | 7 | 7 | 1 | 0.049 | 13606485069439 | 5 | 95 | 7.6 | 7.6 | 5.3 | [17 empty] | 8 | N | [12 empty] | MT4 | ML | 3926909790 | [14 empty] | Cen.pl. v. antennecontact.-out.s 2/3 openingen, zw. grijs, Artec/Trancent/Antiek | Plaque cent. pour antenne - sortie 2/3 trous, gris foncé, Artec/Trancent/Antique | [17 empty] | https://eref.se.com/be/nl/sis-tarif/product/MTN294169 | https://eref.se.com/be/fr/sis-tarif/product/MTN294169
Schneider Electric | Schneider Electric | 01022021 |  | Schneider Electric |  | SER | MTN295514 |  |  | 8.75 |  | 1 |  | 5 | KABELUITGANG ANTRACIET SYSTEM M | SORTIE DE CÂBLES ANTHRACITE |  | Cen.pla. f. cab.out. TPm ant SysM | [18 empty] | 1 | 3606485000749 | 0 |  | 40 | 7 | 7 | 3 | 0.147 | 13606485000746 | 5 | 234 | 1.3 | 0.9 | 0.9 |  | 43606485000747 | 90 | 4700 | 40 | 30 | 30 | [10 empty] | 8 | N | [12 empty] | MT4 | ML | 3925908000 | [14 empty] | Centraalplaat voor kabeluitgang, antraciet, System M | Plaque centrale sortie câble, anthracite, System M | [17 empty] | https://eref.se.com/be/nl/sis-tarif/product/MTN295514 | https://eref.se.com/be/fr/sis-tarif/product/MTN295514
Schneider Electric | Schneider Electric | 01022021 |  | Schneider Electric |  | SER | MTN295519 |  |  | 7.98 |  | 1 |  | 5 | CEN.PLA. F. CAB.OUT. TPM W SYSM | CEN.PLA. F. CAB.OUT. TPM W SYSM |  | CEN.PLA. F. CAB.OUT. TPM PW SYSM | [18 empty] | 1 | 3606485000756 | 0 |  | 40 | 7.3 | 7.3 | 3.4 | 181.186 | 13606485000753 | 5 | 234 | 12.3 | 8.4 | 8.6 | [17 empty] | 8 | N | [12 empty] | MT4 | ML | 85389099 | [14 empty] | Centrale plaat voor kabelcontactdoos, polarwit, Systeem M | Plaque centrale pour sortie de câble, blanc polaire, System M
Schneider Electric | Schneider Electric | 01022021 |  | Schneider Electric |  | SER | MTN295544 |  |  | 7.98 |  | 1 |  | 5 | CEN.PLA. F. CAB.OUT. TPM W SYSM | CEN.PLA. F. CAB.OUT. TPM W SYSM |  | CEN.PLA. F. CAB.OUT. TPM W SYSM | [18 empty] | 1 | 3606485000763 | 0 |  | 40 | 7.3 | 7.3 | 3.4 | 181.186 | 13606485000760 | 5 | 234 | 12.3 | 8.4 | 8.6 | [17 empty] | 8 | N | [12 empty] | MT4 | ML | 85389099 | [14 empty] | Centrale plaat voor kabelcontactdoos, wit, Systeem M | Plaque centrale pour sortie de câble, blanc, System M
Schneider Electric | Schneider Electric | 01022021 |  | Schneider Electric |  | SER | MTN295560 |  |  | 8.75 |  | 1 |  | 5 | KABELUITGANG ALUMINIUM SYSTEM M | SORTIE DE CÂBLES ALUMINUM |  | Cen.pla. f. cab.out. TPm alu SysM | [18 empty] | 1 | 3606485000916 | 0 |  | 40 | 7 | 7 | 3 | 0.147 | 13606485000913 | 5 | 234 | 8.5 | 12 | 8.5 |  | 43606485000914 | 90 | 4700 | 40 | 30 | 30 | [10 empty] | 8 | N | [12 empty] | MT4 | ML | 85389099 | [14 empty] | Centraalplaat voor kabeluitgang, aluminium, System M | Plaque centrale sortie câble, aluminium, System M | [17 empty] | https://eref.se.com/be/nl/sis-tarif/product/MTN295560 | https://eref.se.com/be/fr/sis-tarif/product/MTN295560
Schneider Electric | Schneider Electric | 01022021 |  | Schneider Electric |  | SER | MTN296019 |  |  | 3.89 |  | 1 |  | 5 | SYS-M CENTRAALPLAAT USB/HDMI POLARWIT | FAÇADE PRISES HP BLANC POLAIRE BRILLANT |  | Cen.pla. f. TAE/audio/USB TPb pw SysM | [18 empty] | 1 | 3606485092942 | 0 |  | 9 | 6 | 6 | 2 | 0.072 | 13606485092949 | 5 | 710 | 7.3 | 8.3 | 8.3 |  | 43606485092940 | 150 | 2490 | 40 | 30 | 30 | [10 empty] | 8 | N | [12 empty] | MT4 | ML | 3925908000 | [14 empty] | Centraalplaat voor luidsprekeraansluiting, polarwit, glanzend, System M | Façade pour prises haut-parleurs, blanc polaire, brillant, System M | [17 empty] | https://eref.se.com/be/nl/sis-tarif/product/MTN296019 | https://eref.se.com/be/fr/sis-tarif/product/MTN296019
Schneider Electric | Schneider Electric | 01022021 |  | Schneider Electric |  | SER | MTN296025 |  |  | 4.25 |  | 1 |  | 5 | SYS-M CENTRAALPLAAT USB/HDMI ACTIEF WIT | FAÇADE PRISES HP BLANC ACTIF BRILLANT |  | Cen.pla. f. TAE/audio/USB TPb aw SysM | [18 empty] | 1 | 3606485092959 | 0 |  | 9 | 6 | 6 | 2 | 0.072 | 13606485092956 | 5 | 66 | 8 | 7 | 7 | [17 empty] | 8 | N | [12 empty] | MT4 | ML | 3925908000 | [14 empty] | Centraalplaat voor luidsprekeraansluiting, actief wit, glanzend, System M | Façade pour prises haut-parleurs, blanc actif, brillant, System M | [17 empty] | https://eref.se.com/be/nl/sis-tarif/product/MTN296025 | https://eref.se.com/be/fr/sis-tarif/product/MTN296025
Schneider Electric | Schneider Electric | 01022021 |  | Schneider Electric |  | SER | MTN296044 |  |  | 3.89 |  | 1 |  | 5 | INZPL M.UITSP.WIT SYSM | FAÇADE PRISES HP BLANC IVOIRE BRILLANT |  | Cen.pla. f. TAE/audio/USB TPb w SysM | [18 empty] | 1 | 3606485103525 | 0 |  | 9 | 6 | 6 | 2 | 0.072 | 13606485103522 | 5 | 660 | 8.3 | 7.3 | 7.1 | [17 empty] | 8 | N | [12 empty] | MT4 | ML | 3925908000 | [14 empty] | Centraalplaat voor luidsprekeraansluiting, wit ivoor, glanzend, System M | Façade pour prises haut-parleurs, blanc ivoire, brillant, System M | [17 empty] | https://eref.se.com/be/nl/sis-tarif/product/MTN296044 | https://eref.se.com/be/fr/sis-tarif/product/MTN296044
Schneider Electric | Schneider Electric | 01022021 |  | Schneider Electric |  | SER | MTN296119 |  |  | 5.83 |  | 1 |  | 10 | SYS-M CENTRAALPLAAT UAE 2V POLARWIT | CEN.PLA.F.RJ45 INS.2G TPB PW SYSM |  | Cen.pla.f.RJ45 ins.2g TPb pw SysM | [18 empty] | 1 | 3606485092966 | 0 |  | 11 | 6 | 6 | 2 | 0.072 | 13606485092963 | 10 | 158 | 20.1 | 7.2 | 7.2 | [17 empty] | 8 | N | [12 empty] | MT4 | ML | 3925908000 | [14 empty] | Centrale plaat voor RJ45 inzetstuk, 2 stellen, polarwit, glanzend, System M | Plaque centrale pour insert RJ45, double, blanc polaire, brillant, System M | [17 empty] | https://eref.se.com/be/nl/sis-tarif/product/MTN296119 | https://eref.se.com/be/fr/sis-tarif/product/MTN296119
Schneider Electric | Schneider Electric | 01022021 |  | Schneider Electric |  | SER | MTN296125 |  |  | 7.01 |  | 1 |  | 10 | SYS-M CENTRAALPLAAT UAE 2V ACTIEF WIT | CEN.PLA.F.RJ45 INS.2G TPB AW SYSM |  | Cen.pla.f.RJ45 ins.2g TPb aw SysM | [18 empty] | 1 | 3606485092973 | 0 |  | 11 | 6 | 6 | 2 | 0.072 | 13606485092970 | 10 | 158 | 20.1 | 7.2 | 7.2 | [17 empty] | 8 | N | [12 empty] | MT4 | ML | 85389099 | [14 empty] | Centrale plaat voor RJ45 inzetstuk, 2-set, actief wit, glanzend, System M | Plaque centrale pour insert RJ45, double, active white, brillant, System M | [17 empty] | https://eref.se.com/be/nl/sis-tarif/product/MTN296125 | https://eref.se.com/be/fr/sis-tarif/product/MTN296125
Schneider Electric | Schneider Electric | 01022021 |  | Schneider Electric |  | SER | MTN296719 |  |  | 3.97 |  | 1 |  | 5 | SYS-M CENTRAALPLAAT CAI 2/3 POLARWIT | FAÇADE PRISE TV/FM/SAT BLC POL BRILLANT |  | Cen.pla.f.ant.sock.out.TPb pw SysM | [18 empty] | 1 | 3606485093024 | 0 |  | 14 | 6 | 6 | 1 | 0.036 | 13606485093021 | 5 | 78 | 7.6 | 7.6 | 7.6 |  | 43606485093022 | 250 | 4390 | 40 | 30 | 30 | [10 empty] | 8 | N | [12 empty] | MT4 | ML | 3925908000 | [14 empty] | Centraalplaat voor TV/FM/SAT-aansluiting, polarwit, glanzend, System M | Façade pour prise TV/FM/SAT, blanc polaire, brillant, System M | [17 empty] | https://eref.se.com/be/nl/sis-tarif/product/MTN296719 | https://eref.se.com/be/fr/sis-tarif/product/MTN296719
Schneider Electric | Schneider Electric | 01022021 |  | Schneider Electric |  | SER | MTN296725 |  |  | 4.36 |  | 1 |  | 5 | SYS-M CENTRAALPLAAT CAI 2/3 ACTIEF WIT | FAÇADE PRISE TV/FM/SAT BLC ACT BRILLANT |  | Cen.pla.f.ant.sock.out.TPb aw SysM | [18 empty] | 1 | 3606485093031 | 0 |  | 14 | 6 | 6 | 1 | 0.036 | 13606485093038 | 5 | 78 | 8 | 8 | 8 | [17 empty] | 8 | N | [12 empty] | MT4 | ML | 3925908000 | [14 empty] | Centraalplaat voor TV/FM/SAT-aansluiting, actief wit, glanzend, System M | Façade pour prise TV/FM/SAT, blanc actif, brillant, System M | [17 empty] | https://eref.se.com/be/nl/sis-tarif/product/MTN296725 | https://eref.se.com/be/fr/sis-tarif/product/MTN296725
Schneider Electric | Schneider Electric | 01022021 |  | Schneider Electric |  | SER | MTN296744 |  |  | 3.97 |  | 1 |  | 5 | INZPL CAI WIT SYSM | FAÇADE PRISE TV/FM/SAT BLC IVO BRILLANT |  | Cen.pla.f.ant.sock.out.TPb w SysM | [18 empty] | 1 | 3606480351198 | 0 |  | 10 | 6 | 6 | 1 | 0.036 | 13606480351195 | 5 | 80 | 8 | 8 | 8 | [17 empty] | 8 | N | [12 empty] | MT4 | ML | 3925908000 | [14 empty] | Centraalplaat voor TV/FM/SAT-aansluiting, wit ivoor, glanzend, System M | Façade pour prise TV/FM/SAT, blanc ivoire, brillant, System M | [17 empty] | https://eref.se.com/be/nl/sis-tarif/product/MTN296744 | https://eref.se.com/be/fr/sis-tarif/product/MTN296744
Schneider Electric | Schneider Electric | 01022021 |  | Schneider Electric |  | SER | MTN296819 |  |  | 7.98 |  | 1 |  | 5 | KABELUITGANG POLARWIT GLANZEND SYS M | SORTIE DE CÂBLES BLANC POLAIRE BRILLANT |  | Cen.pla. f.cab.out. VDo4 TPb pw SysM | [18 empty] | 1 | 3606485093048 | 0 |  | 40 | 7 | 7 | 3 | 0.147 | 13606485093045 | 5 | 235 | 12.3 | 8.4 | 8.4 |  | 43606485093046 | 90 | 4720 | 40 | 30 | 30 | [10 empty] | 8 | N | [12 empty] | MT4 | ML | 85389099 | [14 empty] | Centraalplaat voor kabeluitgang, polarwit, glanzend, System M | Plaque centrale sortie câble, blanc polaire, brillant, System M | [17 empty] | https://eref.se.com/be/nl/sis-tarif/product/MTN296819 | https://eref.se.com/be/fr/sis-tarif/product/MTN296819
Schneider Electric | Schneider Electric | 01022021 |  | Schneider Electric |  | SER | MTN296825 |  |  | 8.75 |  | 1 |  | 90 | KABELUITGANG ACTIEF WIT GLANZENDSYS M | SORTIE DE CÂBLES BLANC ACTIF BRILLANT |  | Cen.pla. f.cab.out. VDo4 TPb aw SysM | [18 empty] | 1 | 3606485093055 | 0 |  | 40 | 7 | 7 | 3 | 0.147 | 43606485093053 | 90 | 4554 | 40 | 30 | 19 | [17 empty] | 8 | N | [12 empty] | MT4 | ML | 85389099 | [14 empty] | Centraalplaat voor kabeluitgang, actief wit, glanzend, System M | Plaque centrale sortie câble, blanc actif, brillant, System M | [17 empty] | https://eref.se.com/be/nl/sis-tarif/product/MTN296825 | https://eref.se.com/be/fr/sis-tarif/product/MTN296825
Schneider Electric | Schneider Electric | 01022021 |  | Schneider Electric |  | SER | MTN296844 |  |  | 7.98 |  | 1 |  | 90 | KABELUITGANG WIT IVOOR GLANZEND SYS M | SORTIE DE CÂBLES BLANC IVOIRE BRILLANT |  | Cen.pla. f.cab.out. VDo4 TPb w SysM | [18 empty] | 1 | 3606485103532 | 0 |  | 40 | 7 | 7 | 3 | 0.147 | 43606485103530 | 90 | 4550 | 40 | 30 | 18.5 | [17 empty] | 8 | N | [12 empty] | MT4 | ML | 85389099 | [14 empty] | Centraalplaat voor kabeluitgang, wit ivoor, glanzend, System M | Plaque centrale sortie câble, blanc ivoire, brillant, System M | [17 empty] | https://eref.se.com/be/nl/sis-tarif/product/MTN296844 | https://eref.se.com/be/fr/sis-tarif/product/MTN296844
Schneider Electric | Schneider Electric | 01022021 |  | Schneider Electric |  | SER | MTN297514 |  |  | 4.36 |  | 1 |  | 5 | SYS-M CENTRAALPLAAT CAI 2/3 ANTRACIET | FAÇADE PRISE TV/FM/SAT ANTHRACITE |  | Cen.pla f. ant.sock.out. TPm ant SysM | [18 empty] | 1 | 3606485069326 | 0 |  | 14 | 6 | 6 | 1 | 0.036 | 13606485069323 | 5 | 79 | 5.5 | 7.5 | 7.5 |  | 43606485069324 | 250 | 4440 | 40 | 30 | 30 | [10 empty] | 8 | N | [12 empty] | MT4 | ML | 3925908000 | [14 empty] | Centraalplaat voor TV/FM/SAT-aansluiting, antraciet, System M | Façade pour prise TV/FM/SAT, anthracite, System M | [17 empty] | https://eref.se.com/be/nl/sis-tarif/product/MTN297514 | https://eref.se.com/be/fr/sis-tarif/product/MTN297514
Schneider Electric | Schneider Electric | 01022021 |  | Schneider Electric |  | SER | MTN297560 |  |  | 4.36 |  | 1 |  | 5 | SYS-M CENTRAALPLAAT CAI 2/3 ALUMINIUM | CEN.PLA F. ANT.SOCK.OUT. TPM ALU SYSM |  | Cen.pla f. ant.sock.out. TPm alu SysM | [18 empty] | 1 | 3606485069357 | 0 |  | 14 | 6 | 6 | 1 | 0.036 | 13606485069354 | 5 | 78 | 0.8 | 0.6 | 0.8 |  | 43606485069355 | 250 | 4440 | 40 | 30 | 30 | [10 empty] | 8 | N | [12 empty] | MT4 | ML | 3925908000 | [14 empty] | Centraalplaat voor TV/FM/SAT-aansluiting, aluminium, System M | Façade pour prise TV/FM/SAT, aluminium, System M | [17 empty] | https://eref.se.com/be/nl/sis-tarif/product/MTN297560 | https://eref.se.com/be/fr/sis-tarif/product/MTN297560
Schneider Electric | Schneider Electric | 01022021 |  | Schneider Electric |  | SER | MTN297819 |  |  | 7.82 |  | 1 |  | 1 | INZPL M.UITSP.POLARWIT ARTEC/ANTIEK | CEN.PLA.F.TEL.SOCK.OUT. TAE PW SYSD |  | Cen.pla.f.tel.sock.out. TAE pw SysD | [18 empty] | 1 | 3606485000787 | 0 |  | 26 | 7 | 7 | 2 | 0.098 | [23 empty] | 8 | N | [12 empty] | MT4 | ML | 3926909790 | [14 empty] | Centraalplaat voor luidsprekeraansluiting, polarwit, System D | Façade pour prises haut-parleurs, blanc polaire, System D | [17 empty] | https://eref.se.com/be/nl/sis-tarif/product/MTN297819 | https://eref.se.com/be/fr/sis-tarif/product/MTN297819
Schneider Electric | Schneider Electric | 01022021 |  | Schneider Electric |  | SER | MTN297844 |  |  | 6.62 |  | 1 |  | 1 | INZPL M.UITSP.WIT ARTEC/ANTIEK | CEN.PLA.F.TEL.SOCK.OUT. TAE W SYSD |  | Cen.pla.f.tel.sock.out. TAE w SysD | [18 empty] | 1 | 3606485000800 | 0 |  | 26 | 7 | 7 | 2 | 0.098 | [23 empty] | 8 | N | [12 empty] | MT4 | ML | 3926909790 | [14 empty] | Centraalplaat voor luidsprekeraansluiting, wit ivoor, System D | Façade pour prises haut-parleurs, blanc ivoire, System D | [17 empty] | https://eref.se.com/be/nl/sis-tarif/product/MTN297844 | https://eref.se.com/be/fr/sis-tarif/product/MTN297844
Schneider Electric | Schneider Electric | 01022021 |  | Schneider Electric |  | SER | MTN297846 |  |  | 16.34 |  | 1 |  | 150 | INZPL M.UITSP.EDELSTAAL ARTEC/ANTIEK | CEN.PLA.TEL.SOCK.OUT. TAE STST SYSD |  | Cen.pla.tel.sock.out. TAE stst SysD | [18 empty] | 1 | 3606485001012 | 0 |  | 37 | 7 | 7 | 2 | 0.098 | 43606485001010 | 150 | 5960 | 40 | 30 | 18.5 | [17 empty] | 10 | N | [12 empty] | MT4 | ML | 85389099 | [14 empty] | Centraalplaat voor luidsprekeraansluiting, roestvrij staal, System D | Façade pour prises haut-parleurs, stainless steel, System D | [17 empty] | https://eref.se.com/be/nl/sis-tarif/product/MTN297846 | https://eref.se.com/be/fr/sis-tarif/product/MTN297846
Schneider Electric | Schneider Electric | 01022021 |  | Schneider Electric |  | SER | MTN297860 |  |  | 12.09 |  | 1 |  | 150 | INZPL M.UITSP.ALUMINIUM ARTEC/ANTIEK | CEN.PLA.F.TEL.SOCK.OUT. TAE ALU SYSD |  | Cen.pla.f.tel.sock.out. TAE alu SysD | [18 empty] | 1 | 3606485001029 | 0 |  | 26 | 7 | 7 | 2 | 0.098 | 43606485001027 | 150 | 4310 | 40 | 30 | 18.5 | [17 empty] | 10 | N | [12 empty] | MT4 | ML | 3926909790 | [14 empty] | Centraalplaat voor luidsprekeraansluiting, aluminium, System D | Façade pour prises haut-parleurs, aluminium, System D | [17 empty] | https://eref.se.com/be/nl/sis-tarif/product/MTN297860 | https://eref.se.com/be/fr/sis-tarif/product/MTN297860
Schneider Electric | Schneider Electric | 01022021 |  | Schneider Electric |  | SER | MTN297869 |  |  | 12.09 |  | 1 |  | 1 | CEN.PLA.F.TEL.SOCK.OUT. TAE BGR SYSD | CEN.PLA.F.TEL.SOCK.OUT. TAE BGR SYSD |  | LOUDSPEAKER SOCKET OUTLET DOUBLE | [18 empty] | 1 | 3606485001036 | 0 |  | 20 | 7 | 7 | 2 | 0.098 |  | 1 | 26 | 7.4 | 7.4 | 2.2 | [17 empty] | 8 | N | [12 empty] | MT4 | ML | 3926909790 | [33 empty] | https://eref.se.com/be/nl/sis-tarif/product/MTN297869 | https://eref.se.com/be/fr/sis-tarif/product/MTN297869
Schneider Electric | Schneider Electric | 01022021 |  | Schneider Electric |  | SER | MTN297914 |  |  | 4.25 |  | 1 |  | 5 | SYS-M CENTRAALPLAAT USB/HDMI ANTRACIET | FAÇADE POUR PRISES HP ANTHRACITE |  | Cen.pla. f.tel.sock.out.TAE TPm ant SysM | [18 empty] | 1 | 3606485000930 | 0 |  | 9 | 6 | 6 | 2 | 0.072 | 13606485000937 | 5 | 66 | 7.5 | 8.5 | 7 |  | 43606485000938 | 150 | 2470 | 40 | 30 | 30 | [10 empty] | 8 | N | [12 empty] | MT4 | ML | 3925908000 | [14 empty] | Centraalplaat voor luidsprekeraansluiting, antraciet, System M | Façade pour prises haut-parleurs, anthracite, System M | [17 empty] | https://eref.se.com/be/nl/sis-tarif/product/MTN297914 | https://eref.se.com/be/fr/sis-tarif/product/MTN297914
Schneider Electric | Schneider Electric | 01022021 |  | Schneider Electric |  | SER | MTN297919 |  |  | 5.83 |  | 1 |  | 150 | CEN.PLA. F.TEL.SOCK.OUT.TAE TPM PW SYSM | CEN.PLA. F.TEL.SOCK.OUT.TAE TPM PW SYSM |  | Cen.pla. f.tel.sock.out.TAE TPm pw SysM | [18 empty] | 1 | 3606485001043 | 0 |  | 9 | 6 | 6 | 2 | 0.072 | 43606485001041 | 150 | 2390 | 40 | 30 | 18.5 | [17 empty] | 2 | Y | [12 empty] | MT4 | ML | 3925908000 | [14 empty] | Centrale plaat met vierkante opening, polarwit, Systeem M | Plaque centrale avec ouverture carrée, blanc polaire, System M | [17 empty] | https://eref.se.com/be/nl/sis-tarif/product/MTN297919 | https://eref.se.com/be/fr/sis-tarif/product/MTN297919
Schneider Electric | Schneider Electric | 01022021 |  | Schneider Electric |  | SER | MTN297960 |  |  | 4.25 |  | 1 |  | 5 | SYS-M CENTRAALPLAAT USB/HDMI ALUMINIUM | FAÇADE POUR PRISES HP ALUMINIUM |  | Cen.pla. f.tel.sock.out.TAE TPm alu SysM | [18 empty] | 1 | 3606485000947 | 0 |  | 9 | 6 | 6 | 2 | 0.072 | 13606485000944 | 5 | 66 | 0.8 | 0.7 | 0.7 |  | 43606485000945 | 150 | 2510 | 40 | 30 | 30 | [10 empty] | 8 | N | [12 empty] | MT4 | ML | 3925908000 | [14 empty] | Centraalplaat voor luidsprekeraansluiting, aluminium, System M | Façade pour prises haut-parleurs, aluminium, System M | [17 empty] | https://eref.se.com/be/nl/sis-tarif/product/MTN297960 | https://eref.se.com/be/fr/sis-tarif/product/MTN297960
Schneider Electric | Schneider Electric | 01022021 |  | Schneider Electric |  | SER | MTN298014 |  |  | 9.02 |  | 1 |  | 10 | SYS-M CENTRAALPLAAT UAE 2V ANTRACIET | CEN.PLA.F.RJ45 INS.2G TPM ANT SYSM |  | Cen.pla.f.RJ45 ins.2g TPm ant SysM | [18 empty] | 1 | 3606485093116 | 0 |  | 11 | 6 | 6 | 2 | 0.072 | 13606485093113 | 10 | 151 | 20 | 7 | 7 | [17 empty] | 8 | N | [12 empty] | MT4 | ML | 85389099 | [14 empty] | Centrale plaat voor RJ45 inzetstuk, 2-set, antraciet, System M | Plaque centrale pour insert RJ45, double, anthracite, System M | [17 empty] | https://eref.se.com/be/nl/sis-tarif/product/MTN298014 | https://eref.se.com/be/fr/sis-tarif/product/MTN298014
Schneider Electric | Schneider Electric | 01022021 |  | Schneider Electric |  | SER | MTN298060 |  |  | 12.14 |  | 1 |  | 10 | SYS-M CENTRAALPLAAT UAE 2V ALUMINIUM | CEN.PLA.F.RJ45 INS.2G TPM ALU SYSM |  | Cen.pla.f.RJ45 ins.2g TPm alu SysM | [18 empty] | 1 | 3606485093123 | 0 |  | 11 | 6 | 6 | 2 | 0.072 | 23606485093127 | 10 | 151 | 20.1 | 7.2 | 7.2 | [17 empty] | 8 | N | [12 empty] | MT4 | ML | 85389099 | [14 empty] | Centrale plaat voor RJ45 inzetstuk, 2-set, aluminium, System M | Plaque centrale pour insert RJ45, double, aluminium, System M | [17 empty] | https://eref.se.com/be/nl/sis-tarif/product/MTN298060 | https://eref.se.com/be/fr/sis-tarif/product/MTN298060
Schneider Electric | Schneider Electric | 01022021 |  | Schneider Electric |  | SER | MTN298314 |  |  | 9.02 |  | 1 |  | 10 | SYS-M CENTRAALPLAAT UAE 1V ANTRACIET | CEN.PLA.F.RJ45 INS.1G TPM ANT SYSM |  | Cen.pla.f.RJ45 ins.1g TPm ant SysM | [18 empty] | 1 | 3606485093130 | 0 |  | 11 | 6 | 6 | 2 | 0.072 | 13606485093137 | 10 | 151 | 20 | 7 | 7 | [17 empty] | 8 | N | [12 empty] | MT4 | ML | 85389099 | [14 empty] | Centrale plaat voor RJ45 inzetstuk, 1-set, antraciet, System M | Plaque centrale pour insert RJ45, double, anthracite, System M | [17 empty] | https://eref.se.com/be/nl/sis-tarif/product/MTN298314 | https://eref.se.com/be/fr/sis-tarif/product/MTN298314
Schneider Electric | Schneider Electric | 01022021 |  | Schneider Electric |  | SER | MTN298360 |  |  | 12.14 |  | 1 |  | 10 | SYS-M CENTRAALPLAAT UAE 1V ALUMINIUM | CEN.PLA.F.RJ45 INS.1G TPM ALU SYSM |  | Cen.pla.f.RJ45 ins.1g TPm alu SysM | [18 empty] | 1 | 3606485093147 | 0 |  | 11 | 6 | 6 | 2 | 0.072 | 13606485093144 | 10 | 160 | 20.1 | 7.2 | 7.2 | [17 empty] | 8 | N | [12 empty] | MT4 | ML | 85389099 | [14 empty] | Centrale plaat voor RJ45 inzetstuk, 1-set, aluminium, System M | Plaque centrale pour insert RJ45, simple, aluminium, System M | [17 empty] | https://eref.se.com/be/nl/sis-tarif/product/MTN298360 | https://eref.se.com/be/fr/sis-tarif/product/MTN298360
Schneider Electric | Schneider Electric | 01022021 |  | Schneider Electric |  | SER | MTN299203 |  |  | 21 |  | 1 |  | 1 | TV/FM AANSLUITING EINDE LIJN | PRISE TV/FM FINALE |  | Ant.out.ins. 2inputs FM/TV end of line | [8 empty] | 09.07 | 1 | [8 empty] | 1 | 3606485093185 | 0 |  | 109.9 | 8 | 8 | 4 | 0.256 | [7 empty] | 43606485093183 | 60 | 6844 | 40 | 30 | 15 | [10 empty] | 8 | N | [12 empty] | MT4 | ML | 8536901000 | [14 empty] | TV/FM-aansluiting eindverbinding, System M | [18 empty] | https://eref.se.com/be/nl/sis-tarif/product/MTN299203 | https://eref.se.com/be/fr/sis-tarif/product/MTN299203
Schneider Electric | Schneider Electric | 01022021 |  | Schneider Electric |  | SER | MTN299204 |  |  | 21 |  | 1 |  | 60 | TV/FM AANSLUITING DOORVOER | PRISE TV/FM PASSAGE |  | Ant.out.ins. 2inputs FM/TV thr.sock. | [8 empty] | 09.07 | 1 | [8 empty] | 1 | 3606485093192 | 0 |  | 100 | 7 | 7 | 4 | 0.196 | 43606485093190 | 60 | 6410 | 40 | 30 | 18.5 | [17 empty] | 8 | N | [12 empty] | MT4 | ML | 8536901000 | [33 empty] | https://eref.se.com/be/nl/sis-tarif/product/MTN299204 | https://eref.se.com/be/fr/sis-tarif/product/MTN299204
Schneider Electric | Schneider Electric | 01022021 |  | Schneider Electric |  | SER | MTN299460 |  |  | 101.03 |  | 1 |  | 1 | CAI WCD INCL CENTRAALPLAAT ANTI-VANDALIS | CEN.PL.F.ANT.SOCK.OUT.3HOLE TPM ALU SYSM |  | Cen.pla.f.ant sock.out. 2g msi AV | [8 empty] | 09.07 | 1 | [8 empty] | 1 | 3606485001289 | 0 |  | 191 | 10 | 7 | 7 | 0.49 |  | 1 | 191 | 9.6 | 7.3 | 6.7 |  | 43606485001287 | 30 | 6350 | 40 | 30 | 30 | [10 empty] | 4 | N | [12 empty] | MT4 | ML | 8536901000 | [14 empty] | Breedbandkabel/satellietant. vertakt circuitdoos, 2 st., alum., vandalismeveilig | Prise télévision et radio anti-vandalisme, avec enjoliveur | [17 empty] | https://eref.se.com/be/nl/sis-tarif/product/MTN299460 | https://eref.se.com/be/fr/sis-tarif/product/MTN299460
Schneider Electric | Schneider Electric | 01022021 |  | Schneider Electric |  | SER | MTN299514 |  |  | 4.36 |  | 1 |  | 250 | CENTRAALPL. TV/FM AANSL. ANTRACIET SYS M | FAÇADE POUR PRISE TV/FM ANTHRACITE |  | Cen.p.ant.sock.out FM/TV TPm ant SysM | [18 empty] | 1 | 3606485093246 | 0 |  | 11 | 6 | 6 | 1 | 0.036 | 43606485093244 | 5 | 86000 | 8 | 8 | 8 | [17 empty] | 8 | N | [12 empty] | MT4 | ML | 3926909790 | [14 empty] | Centraalplaat voor TV/FM-aansluiting, antraciet, System M | Façade pour prises TV/FM, anthracite, System M | [17 empty] | https://eref.se.com/be/nl/sis-tarif/product/MTN299514 | https://eref.se.com/be/fr/sis-tarif/product/MTN299514
Schneider Electric | Schneider Electric | 01022021 |  | Schneider Electric |  | SER | MTN299560 |  |  | 4.36 |  | 1 |  | 250 | CENTRAALPL. TV/FM AANSL. ALUMINIUM SYS M | FAÇADE POUR PRISE TV/FM ALUMINIUM |  | Cen.p.ant.sock.out FM/TV TPm alu SysM | [18 empty] | 1 | 3606485093253 | 0 |  | 11 | 6 | 6 | 1 | 0.036 | 43606485093251 | 250 | 4310 | 40 | 30 | 18.5 | [17 empty] | 8 | N | [12 empty] | MT4 | ML | 3926909790 | [14 empty] | Centraalplaat voor TV/FM-aansluiting, aluminium, System M | Façade pour prises TV/FM, aluminium, System M | [17 empty] | https://eref.se.com/be/nl/sis-tarif/product/MTN299560 | https://eref.se.com/be/fr/sis-tarif/product/MTN299560
Schneider Electric | Schneider Electric | 01022021 |  | Schneider Electric |  | SER | MTN299719 |  |  | 7.82 |  | 1 |  | 5 | CEN.PL. F. ANT.SOCK.OUT. TV/FM PW SYSD | CEN.PL. F. ANT.SOCK.OUT. TV/FM PW SYSD |  | Cen.pl. f. ant.sock.out. TV/FM pw SysD | [18 empty] | 1 | 3606485093314 | 0 |  | 17 | 7 | 7 | 2 | 0.098 | 13606485093311 | 5 | 113 | 13 | 7 | 7 | [17 empty] | 2 | Y | [12 empty] | MT4 | ML | 3926909790 | [14 empty] | Cen.pl. markering FM+TV v. antennecontact.-out., polarwit, Artec/Trancent/Antiek | Plaque centrale marquée FM+TV pour prise antenne, blanc polaire, Art./Tran./Ant. | [17 empty] | https://eref.se.com/be/nl/sis-tarif/product/MTN299719 | https://eref.se.com/be/fr/sis-tarif/product/MTN299719
Schneider Electric | Schneider Electric | 01022021 |  | Schneider Electric |  | SER | MTN299919 |  |  | 3.97 |  | 1 |  | 250 | CENTRAALPL. TV/FM AANSL.POL.WIT GL.SYS M | FAÇADE POUR PRISE TV/FM BLC POL BRILLANT |  | Cen.p.ant.sock.out FM/TV TPb pw SysM | [18 empty] | 1 | 3606485093383 | 0 |  | 11 | 6 | 6 | 1 | 0.036 | 43606485093381 | 250 | 4610 | 40 | 30 | 18.5 | [17 empty] | 8 | N | [12 empty] | MT4 | ML | 85389099 | [14 empty] | Centraalplaat voor TV/FM-aansluiting, polarwit, glanzend, System M | Façade pour prises TV/FM, blanc polaire, brillant, System M | [17 empty] | https://eref.se.com/be/nl/sis-tarif/product/MTN299919 | https://eref.se.com/be/fr/sis-tarif/product/MTN299919
Schneider Electric | Schneider Electric | 01022021 |  | Schneider Electric |  | SER | MTN299925 |  |  | 4.36 |  | 1 |  | 250 | CENTRAALPL. TV/FM AANSL.ACT.WIT GL.SYS M | FAÇADE POUR PRISE TV/FM BLC ACT BRILLANT |  | Cen.p.ant.sock.out FM/TV TPb aw SysM | [18 empty] | 1 | 3606485093390 | 0 |  | 11 | 6 | 6 | 1 | 0.036 | 43606485093398 | 250 | 4505 | 40 | 30 | 19 | [17 empty] | 8 | N | [12 empty] | MT4 | ML | 85389099 | [14 empty] | Centraalplaat voor TV/FM-aansluiting, actief wit, glanzend, System M | Façade pour prises TV/FM, blanc actif, brillant, System M | [17 empty] | https://eref.se.com/be/nl/sis-tarif/product/MTN299925 | https://eref.se.com/be/fr/sis-tarif/product/MTN299925
Schneider Electric | Schneider Electric | 01022021 |  | Schneider Electric |  | SER | MTN299944 |  |  | 3.97 |  | 1 |  | 250 | CENTRAALPL. TV/FM AANSL. WITIVR GL.SYS M | FAÇADE POUR PRISE TV/FM BLC IVO BRILLANT |  | Cen.p.ant.sock.out FM/TV TPb w SysM | [18 empty] | 1 | 3606485102450 | 0 |  | 11 | 6 | 6 | 1 | 0.036 | 43606485102458 | 250 | 4610 | 40 | 30 | 18.5 | [17 empty] | 8 | N | [12 empty] | MT4 | ML | 85389099 | [14 empty] | Centraalplaat voor TV/FM-aansluiting, wit ivoor, glanzend, System M | Façade pour prises TV/FM, blanc ivoire, brillant, System M | [17 empty] | https://eref.se.com/be/nl/sis-tarif/product/MTN299944 | https://eref.se.com/be/fr/sis-tarif/product/MTN299944
Schneider Electric | Schneider Electric | 01022021 |  | Schneider Electric |  | SER | MTN3106-0000 |  |  | 17.46 |  | 1 |  | 10 | MERTEN SOKKEL WISSELSCHAKELAAR CONTROLE | VA-ET-VIENT TÉMOIN 10AX CONNEXION RAPIDE |  | 2w.sw. w. ind.l. 1p 10AX PiT FM | [8 empty] | 09.07 | 1 | [8 empty] | 1 | 3606480306884 | 0 |  | 66 | 7 | 7 | 4 | 0.196 | 13606480306881 | 10 | 776 | 2.7 | 0.9 | 1.8 |  | 43606480306882 | 60 | 5110 | 40 | 30 | 30 | [10 empty] | 8 | N | [12 empty] | MT4 | ML | 8536201090 | [14 empty] | Wisselschakelaar 10AX met controlelamp, steekklemmen,System M | Va-et-vient témoin 10AX à connexion rapide, System M | [17 empty] | https://eref.se.com/be/nl/sis-tarif/product/MTN3106-0000 | https://eref.se.com/be/fr/sis-tarif/product/MTN3106-0000
Schneider Electric | Schneider Electric | 01022021 |  | Schneider Electric |  | SER | MTN3106-7060 |  |  | 43.85 |  | 1 |  | 1 | ANTI-VANDALISME WISSELSCHAK LAMP ALU | VA-ET-VIENT TÉMOIN ANTIVANDALISME |  | Contr Sw 2-way Anti-Van | [8 empty] | 09.07 | 1 | [8 empty] | 1 | 3606480490101 | 0 |  | 159 | 7 | 10 | 7 | 0.49 | [23 empty] | 2 | Y | [12 empty] | MT4 | ML | 8531807000 | [14 empty] | Inzetstuk kantel ctrl. toets, 2-wegs m. meldlamp, aluminium, vandalismeveilig | Insert interrupt. à bascule, lampe témoin bidirectionn., alu., anti-vandalisme | [17 empty] | https://eref.se.com/be/nl/sis-tarif/product/MTN3106-7060 | https://eref.se.com/be/fr/sis-tarif/product/MTN3106-7060
Schneider Electric | Schneider Electric | 01022021 |  | Schneider Electric |  | SER | MTN311201 |  |  | 19.64 |  | 1 |  | 10 | AQUADESIGN SOKKEL SCHAKELAAR 2-POLIG 20A | ROCKER 1W-SW.INS. 2P 20A / 250V FM |  | Rocker 1w-sw.ins. 2p 20A / 250V FM | [8 empty] | 09.07 | 1 | [8 empty] | 1 | 3606485001296 | 0 |  | 71 | 7 | 8 | 4 | 0.224 | 13606485001293 | 10 | 809 | 27 | 16.2 | 7.7 | [17 empty] | 8 | N | [12 empty] | MT4 | ML | 8536508090 | [14 empty] | Tuimelschakelaar inzetstuk 20 A, eenwegs, 2 polen | Mécanisme interrupteur bipolaire 20 A, 250 VCA, bornes à vis | [17 empty] | https://eref.se.com/be/nl/sis-tarif/product/MTN311201 | https://eref.se.com/be/fr/sis-tarif/product/MTN311201
Schneider Electric | Schneider Electric | 01022021 |  | Schneider Electric |  | SER | MTN311300 |  |  | 34.9 |  | 1 |  | 10 | AQUADESIGN SOKKEL SCHAKELAAR 3-POLIG | 1W-SW.INS.3P 16 AX / 400 V SCR.TERM. FM |  | 1w-sw.ins.3p 16 AX / 400 V scr.term. FM | [8 empty] | 09.07 | 1 | [8 empty] | 1 | 3606485093420 | 0 |  | 79 | 7 | 7 | 4 | 0.196 | 13606485093427 | 10 | 886 | 27 | 16 | 8 | [17 empty] | 8 | N | [12 empty] | MT4 | ML | 8536201090 | [14 empty] | Tuimelschakelaar inzetstuk 16 A, eenwegs, 3 polen, schroefklemmen | Insert interrupteur à bascule 16 A, simple, 3P, terminaisons à vis | [17 empty] | https://eref.se.com/be/nl/sis-tarif/product/MTN311300 | https://eref.se.com/be/fr/sis-tarif/product/MTN311300
Schneider Electric | Schneider Electric | 01022021 |  | Schneider Electric |  | SER | MTN3116-0000 |  |  | 6.34 |  | 1 |  | 10 | MERTEN SOKKEL WISSELSCHAKELAAR 1P10A250V | VA-ET-VIENT 10AX CONNEXION RAPIDE |  | 2w.sw. 1p 10AX PiT FM | [8 empty] | 09.07 | 1 | [8 empty] | 1 | 3606480306938 | 0 |  | 62 | 7 | 7 | 4 | 0.196 | 13606480306935 | 10 | 726 | 9.2 | 27 | 18 |  | 43606480306936 | 60 | 4830 | 40 | 30 | 30 | [10 empty] | 10 | N | [12 empty] | MT4 | ML | 8536508090 | [14 empty] | Wisselschakelaar 10AX, steekklemmen,System M | Va-et-vient 10AX à connexion rapide, System M | [17 empty] | https://eref.se.com/be/nl/sis-tarif/product/MTN3116-0000 | https://eref.se.com/be/fr/sis-tarif/product/MTN3116-0000
Schneider Electric | Schneider Electric | 01022021 |  | Schneider Electric |  | SER | MTN3116-7060 |  |  | 36.17 |  | 1 |  | 30 | ANTI-VANDALISME WISSELSCHAKELAAR ALU | VA-ET-VIENT ANTIVANDALISME |  | Sw 2-way Anti-Van | [8 empty] | 09.07 | 1 | [8 empty] | 1 | 3606480490071 | 0 |  | 158 | 7 | 10 | 7 | 0.49 | 43606480490079 | 30 | 5150 | 40 | 30 | 18.5 |  | 43606480490079 | 30 | 5110 | 40 | 30 | 30 | [10 empty] | 2 | Y | [12 empty] | MT4 | ML | 8536508090 | [14 empty] | Inzetstuk kanteltoets, 2-wegs, aluminium, vandalismeveilig | Insert interrupteur à bascule,bidirectionnel, aluminium, anti-vandalisme | [17 empty] | https://eref.se.com/be/nl/sis-tarif/product/MTN3116-7060 | https://eref.se.com/be/fr/sis-tarif/product/MTN3116-7060
Schneider Electric | Schneider Electric | 01022021 |  | Schneider Electric |  | SER | MTN3117-0000 |  |  | 12.98 |  | 1 |  | 10 | MERTEN SOKKEL KRUISSCHAKELAAR 1P 10A250V | PERMUTATEUR 10AX CONNEXION RAPIDE |  | Interm.sw. 1p 10AX PiT FM | [8 empty] | 09.07 | 1 | [8 empty] | 1 | 3606480306945 | 0 |  | 650 | 7 | 7 | 5 | 0.245 | 13606480306942 | 10 | 762 | 27.1 | 18.1 | 9.1 | [17 empty] | 8 | N | [12 empty] | MT4 | ML | 8536201090 | [14 empty] | Kruisschakelaar 10AX, steekklemmen, System M | Permutateur 10AX à connexion rapide, System M | [17 empty] | https://eref.se.com/be/nl/sis-tarif/product/MTN3117-0000 | https://eref.se.com/be/fr/sis-tarif/product/MTN3117-0000
Schneider Electric | Schneider Electric | 01022021 |  | Schneider Electric |  | SER | MTN3117-7060 |  |  | 46.29 |  | 1 |  | 30 | ANTI-VANDALISME KRUISSCHAKELAAR ALU | PERMUTATEUR ANTIVANDALISME |  | Sw intermediate Anti-Van | [8 empty] | 09.07 | 1 | [8 empty] | 1 | 3606480490088 | 0 |  | 158 | 7 | 10 | 7 | 0.49 | 43606480490086 | 30 | 5150 | 40 | 30 | 18.5 | [17 empty] | 2 | Y | [12 empty] | MT4 | ML | 8536508090 | [14 empty] | Inzetstuk kanteltoets, tussenst., aluminium, vandalismeveilig | Insert interrupteur à bascule, intermédiaire, aluminium, anti-vandalisme | [17 empty] | https://eref.se.com/be/nl/sis-tarif/product/MTN3117-7060 | https://eref.se.com/be/fr/sis-tarif/product/MTN3117-7060
Schneider Electric | Schneider Electric | 01022021 |  | Schneider Electric |  | SER | MTN312014 |  |  | 3.8 |  | 1 |  | 225 | DUBBELE TUIMELAAR 0/1 ANTRACIET SYS M | DOUBLE TOUCHE MARQUÉE 0-1 ANTHRACITE |  | Rocker 2+1 FM TPm ant SysM | [18 empty] | 1 | 3606485093475 | 0 |  | 24 | 6 | 6 | 3 | 0.108 | 43606485093473 | 225 | 6410 | 40 | 30 | 18.5 | [17 empty] | 2 | Y | [12 empty] | MT4 | ML | 85389099 | [14 empty] | Tuimelaar, 2-voudig met markering 0/1, antraciet, System M | Enjoliveur double marqué 0/1, anthracite, System M | [17 empty] | https://eref.se.com/be/nl/sis-tarif/product/MTN312014 | https://eref.se.com/be/fr/sis-tarif/product/MTN312014
Schneider Electric | Schneider Electric | 01022021 |  | Schneider Electric |  | SER | MTN312060 |  |  | 3.8 |  | 1 |  | 225 | DUBBELE TUIMELAAR 0/1 ALUMINIUM SYS M | DOUBLE TOUCHE MARQUÉE 0-1 ALUMINIUM |  | Rocker 2+1 FM TPm alu SysM | [18 empty] | 1 | 3606485093482 | 0 |  | 24 | 6 | 6 | 3 | 0.108 | 43606485093480 | 225 | 6410 | 40 | 30 | 18.5 | [17 empty] | 2 | Y | [12 empty] | MT4 | ML | 85389099 | [14 empty] | Tuimelaar, 2-voudig met markering 0/1, aluminium, System M | Enjoliveur double marqué 0/1, aluminium, System M | [17 empty] | https://eref.se.com/be/nl/sis-tarif/product/MTN312060 | https://eref.se.com/be/fr/sis-tarif/product/MTN312060
Schneider Electric | Schneider Electric | 01022021 |  | Schneider Electric |  | SER | MTN3126-0000 |  |  | 16.9 |  | 1 |  | 10 | MERTEN SOKKEL WISSEL/WISSELSCHAKELAAR | DOUBLE VA-ET-VIENT 10AX CONNEXION RAPIDE |  | Dou.2w.sw. 1p 10AX PiT FM | [8 empty] | 09.07 | 1 | [8 empty] | 1 | 3606480306969 | 0 |  | 67 | 7 | 7 | 4 | 0.196 | 13606480306966 | 10 | 785 | 9.2 | 27 | 18 |  | 43606480306967 | 60 | 5200 | 40 | 30 | 30 | [10 empty] | 8 | N | [12 empty] | MT4 | ML | 8536201090 | [14 empty] | Dubbele wisselschakelaar 10AX, steekklemmen, System M | Double va-et-vient 10AX à connexion rapide, System M | [17 empty] | https://eref.se.com/be/nl/sis-tarif/product/MTN3126-0000 | https://eref.se.com/be/fr/sis-tarif/product/MTN3126-0000
Schneider Electric | Schneider Electric | 01022021 |  | Schneider Electric |  | SER | MTN312719 |  |  | 3.46 |  | 1 |  | 225 | DUBBELE TUIMELAAR 0/1 POLARWIT GL.SYS M | DOUBLE TOUCHE 0-1 BLANC POLAIRE BRILLANT |  | Rocker 2+1 FM TPb pw SysM | [18 empty] | 1 | 3606485093512 | 0 |  | 24 | 6 | 6 | 3 | 0.108 | 43606485093510 | 5 | 134000 | 9.6 | 7.1 | 5.9 | [17 empty] | 2 | Y | [12 empty] | MT4 | ML | 85389099 | [14 empty] | Tuimelaar, 2-voudig met markering 0/1, polarwit, glanzend, System M | Enjoliveur double marqué 0/1, blanc polaire, brillant, System M | [17 empty] | https://eref.se.com/be/nl/sis-tarif/product/MTN312719 | https://eref.se.com/be/fr/sis-tarif/product/MTN312719
Schneider Electric | Schneider Electric | 01022021 |  | Schneider Electric |  | SER | MTN312725 |  |  | 3.8 |  | 1 |  | 225 | DUBBELE TUIMELAAR 0/1 ACTIEFWIT GL.SYS M | DOUBLE TOUCHE 0-1 BLANC ACTIF BRILLANT |  | Dou.rocker w. 1x mark. 0-1 TPb aw SysM | [18 empty] | 1 | 3606480309977 | 0 |  | 24 | 6 | 6 | 3 | 0.108 | 43606480309975 | 225 | 6410 | 40 | 30 | 18.5 | [17 empty] | 2 | Y | [12 empty] | MT4 | ML | 85389099 | [14 empty] | Tuimelaar, 2-voudig met markering 0/1, actief wit, glanzend, System M | Enjoliveur double marqué 0/1, blanc actif, brillant, System M | [17 empty] | https://eref.se.com/be/nl/sis-tarif/product/MTN312725 | https://eref.se.com/be/fr/sis-tarif/product/MTN312725
Schneider Electric | Schneider Electric | 01022021 |  | Schneider Electric |  | SER | MTN312744 |  |  | 3.46 |  | 1 |  | 225 | DUBBELE TUIMELAAR 0/1 WIT IVOOR GL.SYS M | DBLE TOUCHE MARQUÉE 0-1 BLC IVO BRILLANT |  | Dou.rocker w. 1x mark. 0-1 TPb w SysM | [18 empty] | 1 | 3606480309984 | 0 |  | 24 | 6 | 6 | 3 | 0.108 | 43606480309982 | 225 | 6620 | 40 | 30 | 18.5 | [17 empty] | 2 | Y | [12 empty] | MT4 | ML | 85389099 | [14 empty] | Tuimelaar, 2-voudig met markering 0/1, wit ivoor, glanzend System M | Enjoliveur double marqué 0/1, blanc ivoire, brillant, System M | [17 empty] | https://eref.se.com/be/nl/sis-tarif/product/MTN312744 | https://eref.se.com/be/fr/sis-tarif/product/MTN312744
Schneider Electric | Schneider Electric | 01022021 |  | Schneider Electric |  | SER | MTN3136-0000 |  |  | 10.63 |  | 1 |  | 10 | MERTEN SOKKEL WISSELSCHAKELAAR LAMP 10A | VA-ET-VIENT REPÉRAGE 10AX CONNEXION RAP |  | 2w.sw. w. loc.l. 1p 10AX PiT FM | [8 empty] | 09.07 | 1 | [8 empty] | 1 | 3606480307003 | 0 |  | 64 | 7 | 7 | 4 | 0.196 | 13606480307000 | 10 | 766 | 9 | 27 | 18 |  | 43606480307001 | 40 | 3550 | 40 | 30 | 30 | [10 empty] | 8 | N | [12 empty] | MT4 | ML | 8536201090 | [14 empty] | Wisselschakelaar 10AX met orientatielamp, steekklemmen, System M | Va-et-vient repérage 10AX à connexion rapde, System M | [17 empty] | https://eref.se.com/be/nl/sis-tarif/product/MTN3136-0000 | https://eref.se.com/be/fr/sis-tarif/product/MTN3136-0000
Schneider Electric | Schneider Electric | 01022021 |  | Schneider Electric |  | SER | MTN3150-0000 |  |  | 7.16 |  | 1 |  | 10 | MERTEN SOKKEL DRUKCONTACT NO 1P 10A 250V | MA.CON.PUSH-BTN. 1P 10A PIT FM |  | Ma.con.push-btn. 1p 10A PiT FM | [8 empty] | 09.07 | 1 | [8 empty] | 1 | 3606480307027 | 0 |  | 60 | 7 | 7 | 4 | 0.196 | 13606480307024 | 10 | 718 | 27 | 18 | 18 | [17 empty] | 8 | N | [12 empty] | MT4 | ML | 8536201090 | [15 empty] | Bouton poussoir NO 10A à connexion rapide, System M | [17 empty] | https://eref.se.com/be/nl/sis-tarif/product/MTN3150-0000 | https://eref.se.com/be/fr/sis-tarif/product/MTN3150-0000
Schneider Electric | Schneider Electric | 01022021 |  | Schneider Electric |  | SER | MTN315319 |  |  | 65.7 |  | 1 |  | 1 | KAARTSCHAKELAAR ARTEC/ANTIEK POLARWIT | HOTEL KEYCARD HOLDER PW SYSD |  | Hotel keycard holder pw SysD | [18 empty] | 1 | 3606485001715 | 0 |  | 42 | 7 | 7 | 3 | 0.147 | [23 empty] | 2 | Y | [12 empty] | MT4 | ML | 3925908000 | [14 empty] | Hotel sleutelkaarthouder, polarwit, Artec/Trancent/Antiek | Enjoliveur Artec d'interrupteur à carte, blanc | [17 empty] | https://eref.se.com/be/nl/sis-tarif/product/MTN315319 | https://eref.se.com/be/fr/sis-tarif/product/MTN315319
Schneider Electric | Schneider Electric | 01022021 |  | Schneider Electric |  | SER | MTN315344 |  |  | 65.7 |  | 1 |  | 1 | KAARTSCHAKELAAR ARTEC/ANTIEK WIT | HOTEL KEYCARD HOLDER W SYSD |  | Hotel keycard holder w SysD | [18 empty] | 1 | 3606485001531 | 0 |  | 42 | 7 | 7 | 3 | 0.147 | [23 empty] | 2 | Y | [12 empty] | MT4 | ML | 3925908000 | [14 empty] | Hotel sleutelkaarthouder, wit, Artec/Trancent/Antiek | Enjoliveur Artec d'interrupteur à carte, sable | [17 empty] | https://eref.se.com/be/nl/sis-tarif/product/MTN315344 | https://eref.se.com/be/fr/sis-tarif/product/MTN315344
Schneider Electric | Schneider Electric | 01022021 |  | Schneider Electric |  | SER | MTN315346 |  |  | 75.85 |  | 1 |  | 1 | INZPL KAARTSCH.ES ARTEC/ANTIEK | HOTEL KEYCARD HOLDER STST SYSD |  | Hotel keycard holder stst SysD | [18 empty] | 1 | 3606485001722 | 0 |  | 55 | 7 | 7 | 3 | 0.147 | [23 empty] | 10 | N | [12 empty] | MT4 | ML | 7326909890 | [14 empty] | Hotel sleutelkaarthouder, roestvrij staal, Artec/Trancent/Antiek | Enjoliveur Artec d'interrupteur à carte, acier | [17 empty] | https://eref.se.com/be/nl/sis-tarif/product/MTN315346 | https://eref.se.com/be/fr/sis-tarif/product/MTN315346
Schneider Electric | Schneider Electric | 01022021 |  | Schneider Electric |  | SER | MTN315360 |  |  | 70.79 |  | 1 |  | 1 | INZPL KAARTSCH.ALU ARTEC/ANTIEK | HOTEL KEYCARD HOLDER ALU SYSD |  | Hotel keycard holder alu SysD | [18 empty] | 1 | 3606485001548 | 0 |  | 42 | 7 | 7 | 3 | 0.147 | [23 empty] | 10 | N | [12 empty] | MT4 | ML | 3925908000 | [14 empty] | Hotel sleutelkaarthouder, aluminium, Artec/Trancent/Antiek | Enjoliveur Artec d'interrupteur à carte, aluminium | [17 empty] | https://eref.se.com/be/nl/sis-tarif/product/MTN315360 | https://eref.se.com/be/fr/sis-tarif/product/MTN315360
Schneider Electric | Schneider Electric | 01022021 |  | Schneider Electric |  | SER | MTN3154-0000 |  |  | 9.85 |  | 1 |  | 10 | MERTEN SOKKEL IMPULSSCHAKELAAR 1P 10A/AC | BOUTON POUSSOIR NO 10A CONNEXION RAPIDE |  | Ma.con.pu-btn. w. sig.con. 1p 10A PiT FM | [8 empty] | 09.07 | 1 | [8 empty] | 1 | 3606480307058 | 0 |  | 63 | 7 | 7 | 4 | 0.196 | 13606480307055 | 10 | 755 | 27.1 | 18.1 | 9.1 | [17 empty] | 8 | N | [12 empty] | MT4 | ML | 8536201090 | [14 empty] | Drukknop NO 10A met controlelamp, steekklemmen, System M | Bouton poussoir NO 10A avec contact auxillaire à connexion rapide, System M | [17 empty] | https://eref.se.com/be/nl/sis-tarif/product/MTN3154-0000 | https://eref.se.com/be/fr/sis-tarif/product/MTN3154-0000
Schneider Electric | Schneider Electric | 01022021 |  | Schneider Electric |  | SER | MTN315414 |  |  | 44.52 |  | 1 |  | 1 | SYSTEEM-M HOTELKAARTSCHAKELAAR ANTRACIET | INTERRUPTEUR À CARTE ANTHRACITE |  | Hotel keycard holder TPm ant SysM | [18 empty] | 1 | 3606485001739 | 0 |  | 35 | 7 | 7 | 3 | 0.147 | [23 empty] | 8 | N | [12 empty] | MT4 | ML | 3925908000 | [15 empty] | Interrupteur à carte, anthracite, System M | [17 empty] | https://eref.se.com/be/nl/sis-tarif/product/MTN315414 | https://eref.se.com/be/fr/sis-tarif/product/MTN315414
Schneider Electric | Schneider Electric | 01022021 |  | Schneider Electric |  | SER | MTN315444 |  |  | 40.47 |  | 1 |  | 1 | HOTEL KEYCARD HOLDER TPM W SYSM | HOTEL KEYCARD HOLDER TPM W SYSM |  | HOTEL KEYCARD HOLDER TPM W SYSM | [18 empty] | 1 | 3606485001753 | 0 |  | 35 | 5.6 | 5.6 | 2.5 | 78.4 |  | 1 | 35 | 7.4 | 7.4 | 3.2 | [17 empty] | 8 | N | [12 empty] | MT4 | ML | 8536201090 | [15 empty] | Support carte hôtel, blanc polaire, blanc, System M
Schneider Electric | Schneider Electric | 01022021 |  | Schneider Electric |  | SER | MTN315460 |  |  | 44.52 |  | 1 |  | 1 | SYSTEEM-M HOTELKAARTSCHAKELAAR ALUMINIUM | INTERRUPTEUR À CARTE ALUMINIUM |  | Hotel keycard holder TPm alu SysM | [18 empty] | 1 | 3606485001760 | 0 |  | 35 | 7 | 7 | 3 | 0.147 | [23 empty] | 2 | Y | [12 empty] | MT4 | ML | 3925908000 | [15 empty] | Interrupteur à carte, aluminium, System M | [17 empty] | https://eref.se.com/be/nl/sis-tarif/product/MTN315460 | https://eref.se.com/be/fr/sis-tarif/product/MTN315460
Schneider Electric | Schneider Electric | 01022021 |  | Schneider Electric |  | SER | MTN3155-0000 |  |  | 14.33 |  | 1 |  | 10 | MERTEN SOKKEL DRUKCONTACT 2NO 1P 10A250V | DOUBLE POUSSOIR NO 10A CONNEXION RAPIDE |  | Dou.ma.con.push-btn. 1p 10A PiT FM | [8 empty] | 09.07 | 1 | [8 empty] | 1 | 3606480307065 | 0 |  | 64 | 7 | 7 | 4 | 0.196 | 13606480307062 | 10 | 764 | 9.3 | 27 | 18 |  | 43606480307063 | 60 | 5070 | 40 | 30 | 30 | [10 empty] | 8 | N | [12 empty] | MT4 | ML | 8536201090 | [14 empty] | Dubbele drukknop NO 10A, steekklemmen, System M | Double poussoir NO 10A à connexion rapide, System M | [17 empty] | https://eref.se.com/be/nl/sis-tarif/product/MTN3155-0000 | https://eref.se.com/be/fr/sis-tarif/product/MTN3155-0000
Schneider Electric | Schneider Electric | 01022021 |  | Schneider Electric |  | SER | MTN3156-0000 |  |  | 11.07 |  | 1 |  | 10 | 2W.PUSH-BTN. 1P 10A PIT FM | 2W.PUSH-BTN. 1P 10A PIT FM |  | 2w.push-btn. 1p 10A PiT FM | [8 empty] | 09.07 | 1 | [8 empty] | 1 | 3606480307072 | 0 |  | 63 | 7 | 7 | 4 | 0.196 | 13606480307079 | 10 | 759 | 9.3 | 27 | 18 |  | 43606480307070 | 60 | 4950 | 40 | 30 | 30 | [10 empty] | 8 | N | [12 empty] | MT4 | ML | 8536201090 | [14 empty] | 2w.push-btn. 1p 10A PiT FM | 2w.push-btn. 1p 10A PiT FM | [17 empty] | https://eref.se.com/be/nl/sis-tarif/product/MTN3156-0000 | https://eref.se.com/be/fr/sis-tarif/product/MTN3156-0000
Schneider Electric | Schneider Electric | 01022021 |  | Schneider Electric |  | SER | MTN315619 |  |  | 40.47 |  | 1 |  | 1 | SYSTEEM-M HOTELKAARTSCHAKELAAR POLARWIT | INTERRUPTEUR À CARTE BLC POL BRILLANT |  | Hot.keyca.hol. TPb pw SysM | [18 empty] | 1 | 3606485093550 | 0 |  | 38 | 7 | 7 | 3 | 0.147 | [23 empty] | 8 | N | [12 empty] | MT4 | ML | 3925908000 | [14 empty] | Kaartschakelaar, polarwit, glanzend, System M | Interrupteur à carte, blanc polaire, brillant, System M | [17 empty] | https://eref.se.com/be/nl/sis-tarif/product/MTN315619 | https://eref.se.com/be/fr/sis-tarif/product/MTN315619
Schneider Electric | Schneider Electric | 01022021 |  | Schneider Electric |  | SER | MTN315625 |  |  | 44.52 |  | 1 |  | 1 | SYSTEEM-M HOTELKAARTSCHAKELAAR ACTIEFWIT | INTERRUPTEUR À CARTE BLC ACTIF BRILLANT |  | Hot.keyca.hol. TPb aw SysM | [18 empty] | 1 | 3606485093567 | 0 |  | 38 | 7 | 7 | 3 | 0.147 | [23 empty] | 8 | N | [12 empty] | MT4 | ML | 3925908000 | [14 empty] | Kaartschakelaar, actief wit, glanzend, System M | Interrupteur à carte, blanc actif, System M | [17 empty] | https://eref.se.com/be/nl/sis-tarif/product/MTN315625 | https://eref.se.com/be/fr/sis-tarif/product/MTN315625
Schneider Electric | Schneider Electric | 01022021 |  | Schneider Electric |  | SER | MTN315644 |  |  | 40.47 |  | 1 |  | 1 | KAARTSCHAKELAAR SYSTEM-M WIT | INTERRUPTEUR À CARTE BLC IVOIRE BRILLANT |  | Hot.keyca.hol. TPb w SysM | [18 empty] | 1 | 3606485103587 | 0 |  | 38 | 7 | 7 | 3 | 0.147 | [23 empty] | 8 | N | [12 empty] | MT4 | ML | 3925908000 | [14 empty] | Kaartschakelaar, wit ivoor, glanzend, System M | Interrupteur à carte, blanc ivoire, brillant, System M | [17 empty] | https://eref.se.com/be/nl/sis-tarif/product/MTN315644 | https://eref.se.com/be/fr/sis-tarif/product/MTN315644
Schneider Electric | Schneider Electric | 01022021 |  | Schneider Electric |  | SER | MTN3156-7060 |  |  | 41.11 |  | 1 |  | 30 | ANTI-VANDALISME WISSEL IMPULSDRUKKER ALU | BOUTON POUSSOIR ANTIVANDALISME |  | Pb 2-way,1 pol Anti-Van | [8 empty] | 09.07 | 1 | [8 empty] | 1 | 3606480490095 | 0 |  | 158 | 7 | 10 | 7 | 0.49 | 43606480490093 | 30 | 5150 | 40 | 30 | 18.5 |  | 43606480490093 | 30 | 5260 | 40 | 30 | 30 | [10 empty] | 2 | Y | [12 empty] | MT4 | ML | 8536508090 | [14 empty] | Inzetstuk kanteltoets, 2-wegs, 1 pool, aluminium, vandalismeveilig | Insert bouton à bascule,bidirectionnel, unidirectionnel, alu., anti-vandalisme | [17 empty] | https://eref.se.com/be/nl/sis-tarif/product/MTN3156-7060 | https://eref.se.com/be/fr/sis-tarif/product/MTN3156-7060
Schneider Electric | Schneider Electric | 01022021 |  | Schneider Electric |  | SER | MTN3160-0000 |  |  | 11.44 |  | 1 |  | 10 | MERTEN SOKKEL DRUKCONTACT 1P LAMP 10A/AC | POUSSOIR NO REPÉRAGE 10A CONNEXION RAP |  | Ma.con.push-btn. w.loc.l. 1p 10A PiT FM | [8 empty] | 09.07 | 1 | [8 empty] | 1 | 3606480307096 | 0 |  | 63 | 7 | 7 | 4 | 0.196 | 13606480307093 | 10 | 744 | 9.3 | 27 | 18 |  | 43606480307094 | 60 | 4950 | 40 | 30 | 30 | [10 empty] | 8 | N | [12 empty] | MT4 | ML | 8536201090 | [14 empty] | Drukknop NO 10A met orientatielamp, steekklemmen, System M | Bouton poussoir NO repérage 10A à connexion rapide, System M | [17 empty] | https://eref.se.com/be/nl/sis-tarif/product/MTN3160-0000 | https://eref.se.com/be/fr/sis-tarif/product/MTN3160-0000
Schneider Electric | Schneider Electric | 01022021 |  | Schneider Electric |  | SER | MTN3165-0000 |  |  | 22.89 |  | 1 |  | 40 | DUBB.DRUKK. NO 10A CONTR.LAMP STEEKKLEM | DOUBLE POUSSOIR NO REPÉRAGE 10A CONN RAP |  | Dou.ma.con.pu-btn w.loc.l. 1p 10A PiT FM | [8 empty] | 09.07 | 1 | [8 empty] | 1 | 3606480307102 | 0 |  | 69 | 7 | 7 | 4 | 0.196 | 43606480307100 | 40 | 3630 | 40 | 30 | 18.5 | [17 empty] | 8 | N | [12 empty] | MT4 | ML | 8536201090 | [14 empty] | Dubbele drukknop NO 10A met controlelamp, steekklemmen, System M | Double bouton poussoir NO repérage 10A à connexion rapide, System M | [17 empty] | https://eref.se.com/be/nl/sis-tarif/product/MTN3165-0000 | https://eref.se.com/be/fr/sis-tarif/product/MTN3165-0000
Schneider Electric | Schneider Electric | 01022021 |  | Schneider Electric |  | SER | MTN317200 |  |  | 36.58 |  | 1 |  | 1 | MERTEN SOKKEL JALOEZIEDRAAISCHAKELAAR 2P | MOM./MAINT.CON.SW.INS. 2P 10A/250V FM |  | Mom./maint.con.sw.ins. 2p 10A/250V FM | [8 empty] | 09.07 | 1 | [8 empty] | 1 | 3606485001845 | 0 |  | 101 | 8 | 8 | 6 | 0.384 | [23 empty] | 8 | N | [12 empty] | MT4 | ML | 8536508090 | [14 empty] | Schakelaar/drukknop draaischakelaar inzetstuk voor rolluiken, 2 polen | Insert de commut. rotatif commutateur/bout.-pous. pour volets roulants, 2 pôles | [17 empty] | https://eref.se.com/be/nl/sis-tarif/product/MTN317200 | https://eref.se.com/be/fr/sis-tarif/product/MTN317200
Schneider Electric | Schneider Electric | 01022021 |  | Schneider Electric |  | SER | MTN318260 |  |  | 90.71 |  | 1 |  | 1 | ANTI-VANDALISME SLEUTELSCHAKELAAR ALU | INTER CLÉ IP44 VOLETS ROULANTS ANTIVANDA |  | Mom./maint.con.sw.ins. IP44 msi AV | [8 empty] | 09.07 | 1 | [8 empty] | 1 | 3606485001944 | 0 |  | 318 | 11 | 11 | 7 | 0.847 | [23 empty] | 8 | N | [12 empty] | MT4 | ML | 8536508090 | [14 empty] | Inzetst. mom./wipschakel v. rolluik v. cilindersloten, alum., vandalismeveilig | Insert commutateur volet roulant pour serrure à barillet, alum., anti-vandalisme | [17 empty] | https://eref.se.com/be/nl/sis-tarif/product/MTN318260 | https://eref.se.com/be/fr/sis-tarif/product/MTN318260
Schneider Electric | Schneider Electric | 01022021 |  | Schneider Electric |  | SER | MTN318460 |  |  | 100.37 |  | 1 |  | 1 | ANTI-VANDALISME SLEUTELIMPULSSCHAKELAAR | POUSSOIR CLÉ IP44 VOLETS ROULANTS ANTIVA |  | Rol.shut.push-btn.ins. IP44 msi AV | [8 empty] | 09.07 | 1 | [8 empty] | 1 | 3606485001951 | 0 |  | 337 | 11 | 11 | 7 | 0.847 | [23 empty] | 8 | N | [12 empty] | MT4 | ML | 8536508090 | [14 empty] | Inzetst. drukkn. DIN cilindersleutelsch. v. rolluiken, alum., vandalismeveilig | Insert interrup. à clé barillet bout.-pous. pour volets roulants,alu.,anti vand. | [17 empty] | https://eref.se.com/be/nl/sis-tarif/product/MTN318460 | https://eref.se.com/be/fr/sis-tarif/product/MTN318460
Schneider Electric | Schneider Electric | 01022021 |  | Schneider Electric |  | SER | MTN3186-0000 |  |  | 12.24 |  | 1 |  | 10 | MERTEN SOKKEL TREKSCHAKELAAR BASE 1P 10A | VA-ET-VIENT À TIRAGE 10AX |  | Pull-cord 2w.sw. 1p 10AX PiT FM | [8 empty] | 09.07 | 1 | [8 empty] | 1 | 3606480307133 | 0 |  | 61 | 7 | 7 | 4 | 0.196 | 13606480307130 | 10 | 749 | 27.1 | 18.1 | 9.1 | [17 empty] | 8 | N | [12 empty] | MT4 | ML | 8536201090 | [14 empty] | Trek-wisselschakelaar 10AX, steekklemmen, System M | [18 empty] | https://eref.se.com/be/nl/sis-tarif/product/MTN3186-0000 | https://eref.se.com/be/fr/sis-tarif/product/MTN3186-0000
Schneider Electric | Schneider Electric | 01022021 |  | Schneider Electric |  | SER | MTN318601 |  |  | 65.28 |  | 1 |  | 1 | SOKKEL JALOEZSCHAK 2P CIL GEEN MIDSTAND | 2W-MAINT.CON.SW.INS.F.CYLI.LOCKS 2P FM |  | 2w-maint.con.sw.ins.f.cyli.locks 2p FM | [8 empty] | 09.07 | 1 | [8 empty] | 1 | 3606485001906 | 0 |  | 97 | 8 | 8 | 5 | 0.32 | [23 empty] | 8 | N | [12 empty] | MT4 | ML | 8536508090 | [14 empty] | Inzetstuk tweewegs sleutelschakelaar voor DIN-cilindersloten, 2 polen | Mécanisme interrupteur inverseur 3 positions 10 A, 250 VCA | [17 empty] | https://eref.se.com/be/nl/sis-tarif/product/MTN318601 | https://eref.se.com/be/fr/sis-tarif/product/MTN318601
Schneider Electric | Schneider Electric | 01022021 |  | Schneider Electric |  | SER | MTN318760 |  |  | 80.62 |  | 1 |  | 1 | ANTI-VANDALISME CENTRPL CYLINDERSLOT ALU | INTER CLÉ VOLETS ROULANTS ANTIVANDALISME |  | Mom./maint.con.sw.ins.2p cyli.lo.msi AV | [8 empty] | 09.07 | 1 | [8 empty] | 1 | 3606485002019 | 0 |  | 219 | 9 | 9 | 7 | 0.567 | [23 empty] | 2 | Y | [12 empty] | MT4 | ML | 8536508090 | [14 empty] | Inzetst. mom./wipschakel v. rolluik v. cilindersloten, 2pol., alum. vandalismev. | Insert commutateur volet roulant pour serrure à barillet, 2-ple,alum. Anti-vand. | [17 empty] | https://eref.se.com/be/nl/sis-tarif/product/MTN318760 | https://eref.se.com/be/fr/sis-tarif/product/MTN318760
Schneider Electric | Schneider Electric | 01022021 |  | Schneider Electric |  | SER | MTN318860 |  |  | 88.87 |  | 1 |  | 1 | ANTI-VANDALISME CENTRPL ROLLUIK 2P ALU | POUSSOIR CLÉ VOLETS ROULANTS ANTIVANDALI |  | Rol.shut.push-btn.ins.2p cyli.loc msi AV | [8 empty] | 09.07 | 1 | [8 empty] | 1 | 3606485002026 | 0 |  | 219 | 9 | 9 | 7 | 0.567 | [23 empty] | 2 | Y | [12 empty] | MT4 | ML | 8536508090 | [14 empty] | Inzetstuk drukknop rolluik v. cilindersloten, 2 polen, aluminium, vandalismev. | Insert bout.-pous. pour volets roulants serrure 2 montants, alu.,anti-vandalisme | [17 empty] | https://eref.se.com/be/nl/sis-tarif/product/MTN318860 | https://eref.se.com/be/fr/sis-tarif/product/MTN318860
Schneider Electric | Schneider Electric | 01022021 |  | Schneider Electric |  | SER | MTN318901 |  |  | 65.28 |  | 1 |  | 1 | AQUADESIGN SOKKEL JAL IMPULS CILINDER 2P | ROL.SHUT.PUSH-BUT.INS.F.CYLI.LOCK.FM |  | Rol.shut.push-but.ins.f.cyli.lock.FM | [8 empty] | 09.07 | 1 | [8 empty] | 1 | 3606485002033 | 0 |  | 97 | 8 | 8 | 5 | 0.32 | [23 empty] | 8 | N | [12 empty] | MT4 | ML | 8536508090 | [14 empty] | Inzetstuk drukknop rolluik voor cilindersloten, 2 polen | Mécanisme poussoir rotatif 10 A, cylindre fermeture, descente / arrêt / montée | [17 empty] | https://eref.se.com/be/nl/sis-tarif/product/MTN318901 | https://eref.se.com/be/fr/sis-tarif/product/MTN318901
Schneider Electric | Schneider Electric | 01022021 |  | Schneider Electric |  | SER | MTN319017 |  |  | 12.04 |  | 1 |  | 1 | MERTEN SOKKEL LICHTSIGNAAL E10 WIT/GR/GL | SIGNAL LUMINEUX E10 JAUNE/VERT/TRANSP |  | L.sig.ins. w. lamp E10 + cap gn w ye | [8 empty] | 09.07 | 1 | [8 empty] | 1 | 3606485002040 | 0 |  | 103 | 8 | 8 | 9 | 0.576 | [23 empty] | 8 | N | [12 empty] | MT4 | ML | 8531900000 | [14 empty] | Lichtsignaalmodule E10, afdekkap groen/wit/geel, System M | Signal lumineux E10, diffuseur vert/blanc/jaune , System M | [17 empty] | https://eref.se.com/be/nl/sis-tarif/product/MTN319017 | https://eref.se.com/be/fr/sis-tarif/product/MTN319017
Schneider Electric | Schneider Electric | 01022021 |  | Schneider Electric |  | SER | MTN319018 |  |  | 12.04 |  | 1 |  | 10 | MERTEN SOKKEL LICHTSIGNAAL E10 ROOD | SIGNAL LUMINEUX E10 ROUGE |  | L.sig.ins. w. lamp E10 red cover | [8 empty] | 09.07 | 1 | [8 empty] | 1 | 3606485002118 | 0 |  | 64 | 7 | 7 | 5 | 0.245 | 13606485002115 | 10 | 732 | 1.6 | 0.8 | 2.7 |  | 43606485002116 | 50 | 4120 | 40 | 30 | 15 | [10 empty] | 8 | N | [12 empty] | MT4 | ML | 8531900000 | [14 empty] | Lichtsignaalmodule E10, afdekkap rood, System M | Signal lumineux E10, diffuseur rouge, System M | [17 empty] | https://eref.se.com/be/nl/sis-tarif/product/MTN319018 | https://eref.se.com/be/fr/sis-tarif/product/MTN319018
Schneider Electric | Schneider Electric | 01022021 |  | Schneider Electric |  | SER | MTN319519 |  |  | 9.78 |  | 1 |  | 1 | SYS-M SLEUTELSCHAKELAAR PIJLEN POLARWIT | CEN.PLA.F.2W-MAINT.CON.SW. TPB PW SYSM |  | Cen.pla.f.2w-maint.con.sw. TPb pw SysM | [18 empty] | 1 | 3606485093697 | 0 |  | 34 | 7 | 7 | 4 | 0.196 | [23 empty] | 8 | N | [12 empty] | MT4 | ML | 85389099 | [14 empty] | Cen.pl. v. tweewegs sleutelsch.inz.v. DIN-cilindersl., polarwit, glanzend, Sys.M | [18 empty] | https://eref.se.com/be/nl/sis-tarif/product/MTN319519 | https://eref.se.com/be/fr/sis-tarif/product/MTN319519
Schneider Electric | Schneider Electric | 01022021 |  | Schneider Electric |  | SER | MTN3380-0319 |  |  | 4.39 |  | 1 |  | 5 | SYS-M TREKSCHAKELAAR VENSTER POLARWIT | FAÇADE VA-ET-VIENT TIRAGE BLC POL BRILL |  | Cen.pla. f.pull-c.sw.+push-b.TPb pw SysM | [18 empty] | 1 | 3606480307942 | 0 |  | 13 | 6 | 6 | 2 | 0.072 | 13606480307949 | 5 | 81 | 9.6 | 7.1 | 5.9 | [17 empty] | 8 | N | [12 empty] | MT4 | ML | 85389099 | [14 empty] | Centraalplaat voor trekwisselschakelaar, polarwit, glanzend, System M | Façade pour va-et-vient à tirage, blanc polaire, , System M | [17 empty] | https://eref.se.com/be/nl/sis-tarif/product/MTN3380-0319 | https://eref.se.com/be/fr/sis-tarif/product/MTN3380-0319
Schneider Electric | Schneider Electric | 01022021 |  | Schneider Electric |  | SER | MTN3380-0325 |  |  | 4.81 |  | 1 |  | 5 | SYS-M TREKSCHAKELAAR VENSTER ACTIEF WIT | FAÇADE VA-ET-VIENT TIRAGE BLC ACT BRILL |  | Cen.pla. f.pull-c.sw.+push-b.TPb aw SysM | [18 empty] | 1 | 3606480307935 | 0 |  | 13 | 6 | 6 | 2 | 0.072 | 13606480307932 | 5 | 81 | 10 | 7 | 7 | [17 empty] | 8 | N | [12 empty] | MT4 | ML | 85389099 | [14 empty] | Centraalplaat voor trekwisselschakelaar, actief wit, glanzend, System M | Façade pour va-et-vient à tirage, blanc actif, brillant, System M | [17 empty] | https://eref.se.com/be/nl/sis-tarif/product/MTN3380-0325 | https://eref.se.com/be/fr/sis-tarif/product/MTN3380-0325
Schneider Electric | Schneider Electric | 01022021 |  | Schneider Electric |  | SER | MTN3380-0344 |  |  | 4.39 |  | 1 |  | 5 | TREKSCHAKELAAR SYSTEM-M WIT | FAÇ VA-ET-VIENT TIRAGE BLC IVO BRILLANT |  | Cen.pla. f.pull-c.sw.+push-b.TPb w SysM | [18 empty] | 1 | 3606480307959 | 0 |  | 13 | 6 | 6 | 2 | 0.072 | 13606480307956 | 5 | 81 | 9.6 | 7.1 | 5.9 | [17 empty] | 2 | Y | [12 empty] | MT4 | ML | 85389099 | [14 empty] | Centraalplaat voor trekwisselschakelaar, wit ivoor, glanzend, System M | Façade pour va-et-vient à tirage, blanc, brillant, System M | [17 empty] | https://eref.se.com/be/nl/sis-tarif/product/MTN3380-0344 | https://eref.se.com/be/fr/sis-tarif/product/MTN3380-0344
Schneider Electric | Schneider Electric | 01022021 |  | Schneider Electric |  | SER | MTN3380-0414 |  |  | 4.81 |  | 1 |  | 5 | SYS-M TREKSCHAKELAAR VENSTER ANTRACIET | FAÇADE VA-ET-VIENT TIRAGE ANTHRACITE |  | Cen.pla.f.pull-c.sw.+push-b.TPm ant SysM | [18 empty] | 1 | 3606480307973 | 0 |  | 13 | 6 | 6 | 2 | 0.072 | 13606480307970 | 5 | 81 | 9.6 | 7.1 | 5.9 | [17 empty] | 8 | N | [12 empty] | MT4 | ML | 85389099 | [14 empty] | Centraalplaat voor trekwisselschakelaar, antraciet, System M | Façade pour va-et-vient à tirage, anthracite, System M | [17 empty] | https://eref.se.com/be/nl/sis-tarif/product/MTN3380-0414 | https://eref.se.com/be/fr/sis-tarif/product/MTN3380-0414
Schneider Electric | Schneider Electric | 01022021 |  | Schneider Electric |  | SER | MTN3380-0460 |  |  | 4.81 |  | 1 |  | 5 | SYS-M TREKSCHAKELAAR VENSTER ALUMINIUM | FAÇADE VA-ET-VIENT TIRAGE ALUMINIUM |  | Cen.pla.f.pull-c.sw.+push-b.TPm alu SysM | [18 empty] | 1 | 3606480307966 | 0 |  | 13 | 6 | 6 | 2 | 0.072 | 13606480307963 | 5 | 81 | 9.6 | 7.1 | 5.9 | [17 empty] | 2 | Y | [12 empty] | MT4 | ML | 85389099 | [14 empty] | Centraalplaat voor trekwisselschakelaar, aluminium, System M | Façade pour va-et-vient à tirage, aluminium, System M | [17 empty] | https://eref.se.com/be/nl/sis-tarif/product/MTN3380-0460 | https://eref.se.com/be/fr/sis-tarif/product/MTN3380-0460
Schneider Electric | Schneider Electric | 01022021 |  | Schneider Electric |  | SER | MTN3420-0319 |  |  | 6.49 |  | 1 |  | 5 | SYS-M SERIEWIP CONTROLEVENSTER POLARWIT | DBLE TOUCHE INTER LUM BLC POL BRILLANT |  | Dou.rocker w. cont.win. TPb pw SysM | [18 empty] | 1 | 3606480307775 | 0 |  | 23 | 6 | 6 | 3 | 0.108 | 13606480307772 | 5 | 146 | 12.5 | 7.2 | 7.2 | [17 empty] | 8 | N | [12 empty] | MT4 | ML | 85389099 | [14 empty] | Tuimelaar, 2-voudig, venster voor controlelamp, polarwit, glanzend, System M | Double touche pour interrupteurs lumineux, blanc polaire, brillant, System M | [17 empty] | https://eref.se.com/be/nl/sis-tarif/product/MTN3420-0319 | https://eref.se.com/be/fr/sis-tarif/product/MTN3420-0319
Schneider Electric | Schneider Electric | 01022021 |  | Schneider Electric |  | SER | MTN3420-0325 |  |  | 7.12 |  | 1 |  | 5 | SYS-M SERIEWIP CONTROLEVENSTER ACTIEFWIT | DBLE TOUCHE INTER LUM BLC ACTIF BRILLANT |  | Dou.rocker w. cont.win. TPb aw SysM | [18 empty] | 1 | 3606480307768 | 0 |  | 23 | 6 | 6 | 3 | 0.108 | 23606480307762 | 5 | 146 | 12.5 | 7.2 | 7.2 | [17 empty] | 8 | N | [12 empty] | MT4 | ML | 85389099 | [14 empty] | Tuimelaar, 2-voudig, venster voor controlelamp, actief wit, glanzend, System M | Double touche pour interrupteurs lumineux, blanc actif, brillant, System M | [17 empty] | https://eref.se.com/be/nl/sis-tarif/product/MTN3420-0325 | https://eref.se.com/be/fr/sis-tarif/product/MTN3420-0325
Schneider Electric | Schneider Electric | 01022021 |  | Schneider Electric |  | SER | MTN3420-0344 |  |  | 6.49 |  | 1 |  | 5 | SERIEWIP VENSTER SYSTEM-M WIT | DBLE TOUCHE INTER LUM BLANC IVO BRILLANT |  | Dou.rocker w. cont.win. TPb w SysM | [18 empty] | 1 | 3606480307782 | 0 |  | 23 | 6 | 6 | 3 | 0.108 | 13606480307789 | 5 | 146 | 12.5 | 7.2 | 7.2 | [17 empty] | 2 | Y | [12 empty] | MT4 | ML | 85389099 | [14 empty] | Tuimelaar, 2-voudig, venster voor controlelamp, wit ivoor, glanzend, System M | Double touche pour interrupteurs lumineux, blanc, brillant, System M | [17 empty] | https://eref.se.com/be/nl/sis-tarif/product/MTN3420-0344 | https://eref.se.com/be/fr/sis-tarif/product/MTN3420-0344
Schneider Electric | Schneider Electric | 01022021 |  | Schneider Electric |  | SER | MTN3420-0414 |  |  | 7.12 |  | 1 |  | 5 | SYS-M SERIEWIP CONTROLEVENSTER ANTRACIET | DOUBLE TOUCHE INTER LUMINEUX ANTHRACITE |  | Dou.rocker w. cont.win. TPm ant SysM | [18 empty] | 1 | 3606480307805 | 0 |  | 23 | 6 | 6 | 3 | 0.108 | 13606480307802 | 5 | 146 | 12.5 | 7.2 | 7.2 | [17 empty] | 8 | N | [12 empty] | MT4 | ML | 85389099 | [14 empty] | Tuimelaar, 2-voudig, venster voor controlelamp, antraciet System M | Double touche pour interrupteurs lumineux, anthracite, System M | [17 empty] | https://eref.se.com/be/nl/sis-tarif/product/MTN3420-0414 | https://eref.se.com/be/fr/sis-tarif/product/MTN3420-0414
Schneider Electric | Schneider Electric | 01022021 |  | Schneider Electric |  | SER | MTN3420-0460 |  |  | 7.12 |  | 1 |  | 5 | SYS-M SERIEWIP CONTROLEVENSTER ALUMINIUM | DOUBLE TOUCHE INTER LUMINEUX ALUMINIUM |  | Dou.rocker w. cont.win. TPm alu SysM | [18 empty] | 1 | 3606480307799 | 0 |  | 23 | 6 | 6 | 3 | 0.108 | 13606480307796 | 5 | 146 | 12.5 | 7.2 | 7.2 | [17 empty] | 8 | N | [12 empty] | MT4 | ML | 85389099 | [14 empty] | Tuimelaar, 2-voudig, venster voor controlelamp, aluminium System M | Double touche pour interrupteurs lumineux, aluminium, System M | [17 empty] | https://eref.se.com/be/nl/sis-tarif/product/MTN3420-0460 | https://eref.se.com/be/fr/sis-tarif/product/MTN3420-0460
Schneider Electric | Schneider Electric | 01022021 |  | Schneider Electric |  | SER | MTN3424-0319 |  |  | 10 |  | 1 |  | 1 | SYS-M SERIEWIP CONVENSTER IP44 POLARWIT | DBLE TOUCHE INTER LUM IP44 BLC POL BRILL |  | Dou.rocker w. cont.win. IP44 TPb pw SysM | [18 empty] | 1 | 3606480307829 | 0 |  | 41 | 7 | 4 | 7 | 0.196 | [23 empty] | 8 | N | [12 empty] | MT4 | ML | 85389099 | [14 empty] | Tuimelaar, 2-voudig, venster vr contr.lamp, IP44, polarwit, glanzend, System M | Double touche pour interrupteurs lumineux IP44, blanc polaire, System M | [17 empty] | https://eref.se.com/be/nl/sis-tarif/product/MTN3424-0319 | https://eref.se.com/be/fr/sis-tarif/product/MTN3424-0319
Schneider Electric | Schneider Electric | 01022021 |  | Schneider Electric |  | SER | MTN3424-0325 |  |  | 10.99 |  | 1 |  | 1 | SYS-M SERIEWIP CONVENSTER IP44 ACTIEFWIT | DBLE TOUCHE INTER LUM IP44 BLC ACT BRILL |  | Dou.rocker w. cont.win. IP44 TPb aw SysM | [18 empty] | 1 | 3606480307812 | 0 |  | 41 | 7 | 4 | 7 | 0.196 | [23 empty] | 8 | N | [12 empty] | MT4 | ML | 85389099 | [14 empty] | Tuimelaar, 2-voudig, venster vr contr.lamp, IP44, actief wit, glanzend, System M | Double touche pour interrupteurs lumineux IP44, blanc actif, brillant, System M | [17 empty] | https://eref.se.com/be/nl/sis-tarif/product/MTN3424-0325 | https://eref.se.com/be/fr/sis-tarif/product/MTN3424-0325
Schneider Electric | Schneider Electric | 01022021 |  | Schneider Electric |  | SER | MTN3424-0344 |  |  | 10 |  | 1 |  | 1 | SERIEWIP VENSTER IP44 SYSTEM-M WIT | DBLE TOUCHE INTER LUM IP44 BLC IVO BRILL |  | Dou.rocker w. cont.win. IP44 TPb w SysM | [18 empty] | 1 | 3606480307836 | 0 |  | 41 | 7 | 4 | 7 | 0.196 | [23 empty] | 8 | N | [12 empty] | MT4 | ML | 85389099 | [14 empty] | Tuimelaar, 2-voudig, venster vr contr.lamp, IP44, wit ivoor, glanzend, System M | Double touche pour interrupteurs lumineux IP44, blanc, brillant, System M | [17 empty] | https://eref.se.com/be/nl/sis-tarif/product/MTN3424-0344 | https://eref.se.com/be/fr/sis-tarif/product/MTN3424-0344
Schneider Electric | Schneider Electric | 01022021 |  | Schneider Electric |  | SER | MTN3424-0414 |  |  | 10.99 |  | 1 |  | 1 | SYS-M SERIEWIP CONVENSTER IP44 ANTRACIET | DBLE TOUCHE INTER LUM IP44 ANTHRACITE |  | Dou.rocker w.cont.win. IP44 TPm ant SysM | [18 empty] | 1 | 3606480307850 | 0 |  | 41 | 7 | 4 | 7 | 0.196 | [23 empty] | 8 | N | [12 empty] | MT4 | ML | 85389099 | [14 empty] | Tuimelaar, 2-voudig, venster voor controlelamp, IP44, antraciet, System M | Double touche pour interrupteurs lumineux IP44, anthracite, System M | [17 empty] | https://eref.se.com/be/nl/sis-tarif/product/MTN3424-0414 | https://eref.se.com/be/fr/sis-tarif/product/MTN3424-0414
Schneider Electric | Schneider Electric | 01022021 |  | Schneider Electric |  | SER | MTN3424-0460 |  |  | 10.99 |  | 1 |  | 1 | SYS-M SERIEWIP CONVENSTER IP44 ALUMINIUM | DBLE TOUCHE INTER LUM IP44 ALUMINIUM |  | Dou.rocker w.cont.win. IP44 TPm alu SysM | [18 empty] | 1 | 3606480307843 | 0 |  | 41 | 7 | 4 | 7 | 0.196 | [23 empty] | 8 | N | [12 empty] | MT4 | ML | 85389099 | [14 empty] | Tuimelaar, 2-voudig, venster voor controlelamp, IP44, aluminium, System M | Double touche pour interrupteurs lumineux IP44, aluminium, System M | [17 empty] | https://eref.se.com/be/nl/sis-tarif/product/MTN3424-0460 | https://eref.se.com/be/fr/sis-tarif/product/MTN3424-0460
Schneider Electric | Schneider Electric | 01022021 |  | Schneider Electric |  | SER | MTN343119 |  |  | 10.27 |  | 1 |  | 5 | AQUADESIGN WISSELWIP IP44 POLARWIT | ROCKER PW AQD |  | Rocker pw AQD | [18 empty] | 1 | 3606485002279 | 0 |  | 31 | 7 | 7 | 2 | 0.098 | 13606485002276 | 5 | 187 | 13 | 7 | 7 | [17 empty] | 8 | N | [12 empty] | MT4 | ML | 3925908000 | [33 empty] | https://eref.se.com/be/nl/sis-tarif/product/MTN343119 | https://eref.se.com/be/fr/sis-tarif/product/MTN343119
Schneider Electric | Schneider Electric | 01022021 |  | Schneider Electric |  | SER | MTN343519 |  |  | 13.5 |  | 1 |  | 5 | AQUADESIGN SERIEWIP IP44 POLARWIT | ROCKER F. 2CIRC.SW. PW AQD |  | Rocker f. 2circ.sw. pw AQD | [18 empty] | 1 | 3606485002514 | 0 |  | 34 | 7 | 7 | 2 | 0.098 | 13606485002511 | 5 | 188 | 7.2 | 12.5 | 7.2 |  | 43606485002512 | 120 | 5000 | 40 | 30 | 30 | [10 empty] | 8 | N | [12 empty] | MT4 | ML | 3925908000 | [14 empty] | Tuimelschakelaar, 2 stellen, polarwit, Aquadesign | Enjoliveur Aquadesign pour interrupteur double allumage, blanc | [17 empty] | https://eref.se.com/be/nl/sis-tarif/product/MTN343519 | https://eref.se.com/be/fr/sis-tarif/product/MTN343519
Schneider Electric | Schneider Electric | 01022021 |  | Schneider Electric |  | SER | MTN352000 |  |  | 38.59 |  | 1 |  | 50 | ZOEMER MECHANISME 230 V | BUZZER 230V |  | Ins. f. buzzer / door bell | [8 empty] | 09.07 | 1 | [8 empty] | 1 | 3606485002828 | 0 |  | 73 | 8 | 8 | 5 | 0.32 | 43606485002826 | 50 | 4060 | 40 | 30 | 18.5 | [17 empty] | 8 | N | [12 empty] | MT4 | ML | 8536508090 | [33 empty] | https://eref.se.com/be/nl/sis-tarif/product/MTN352000 | https://eref.se.com/be/fr/sis-tarif/product/MTN352000
Schneider Electric | Schneider Electric | 01022021 |  | Schneider Electric |  | SER | MTN352014 |  |  | 6.56 |  | 1 |  | 100 | CENTRAALPLAAT ZOEMER ANTRACIET SYS M | FAÇADE POUR BUZZER ANTHRACITE |  | Cen.pla. f.buzzer/door bell TPm ant SysM | [18 empty] | 1 | 3606485002842 | 0 |  | 22 | 7 | 7 | 3 | 0.147 | 43606485002840 | 100 | 2610 | 40 | 30 | 18.5 | [17 empty] | 8 | N | [12 empty] | MT4 | ML | 3926909790 | [14 empty] | Centraalplaat voor akoestische signaalbron, antraciet, System M | Plaque centrale pour générateurs de signaux acoustiques, anthracite, System M | [17 empty] | https://eref.se.com/be/nl/sis-tarif/product/MTN352014 | https://eref.se.com/be/fr/sis-tarif/product/MTN352014
Schneider Electric | Schneider Electric | 01022021 |  | Schneider Electric |  | SER | MTN352060 |  |  | 6.43 |  | 1 |  | 100 | CENTRAALPLAAT ZOEMER ALUMINIUM SYS M | FAÇADE POUR BUZZER ALUMINIUM |  | Cen.pla. f.buzzer/door bell TPm alu SysM | [18 empty] | 1 | 3606485002873 | 0 |  | 22 | 7 | 7 | 3 | 0.147 | 43606485002871 | 100 | 2610 | 40 | 30 | 18.5 | [17 empty] | 8 | N | [12 empty] | MT4 | ML | 3926909790 | [14 empty] | Centraalplaat voor akoestische signaalbron, aluminium, System M | Plaque centrale pour générateurs de signaux acoustiques, aluminium, System M | [17 empty] | https://eref.se.com/be/nl/sis-tarif/product/MTN352060 | https://eref.se.com/be/fr/sis-tarif/product/MTN352060
Schneider Electric | Schneider Electric | 01022021 |  | Schneider Electric |  | SER | MTN352419 |  |  | 5.84 |  | 1 |  | 100 | CENTRAALPLAAT ZOEMER POLARWIT GL.SYS M | FAÇADE BUZZER BLANC POLAIRE BRILLANT |  | Cen.pla. f.buzzer ins. TPb pw SysM | [18 empty] | 1 | 3606485093963 | 0 |  | 22 | 7 | 7 | 3 | 0.147 | 43606485093961 | 100 | 2610 | 40 | 30 | 18.5 | [17 empty] | 8 | N | [12 empty] | MT4 | ML | 3926909790 | [14 empty] | Centraalplaat voor akoestische signaalbron, polarwit, glanzend, System M | Plaque centrale pour gén. de sign.acoustiques, blanc polaire, brillant, System M | [17 empty] | https://eref.se.com/be/nl/sis-tarif/product/MTN352419 | https://eref.se.com/be/fr/sis-tarif/product/MTN352419
Schneider Electric | Schneider Electric | 01022021 |  | Schneider Electric |  | SER | MTN352425 |  |  | 6.43 |  | 1 |  | 100 | CENTRAALPLAAT ZOEMER ACTIEF WIT GL.SYS M | FAÇADE POUR BUZZER BLANC ACTIF BRILLANT |  | Cen.pla. f.buzzer ins. TPb aw SysM | [18 empty] | 1 | 3606485093970 | 0 |  | 22 | 7 | 7 | 3 | 0.147 | 43606485093978 | 100 | 2610 | 40 | 30 | 18.5 | [17 empty] | 8 | N | [12 empty] | MT4 | ML | 3926909790 | [14 empty] | Centraalplaat voor akoestische signaalbron, actief wit, glanzend, System M | Plaque centrale pour gén. de sign. acoustiques, blanc actif, brillant, System M | [17 empty] | https://eref.se.com/be/nl/sis-tarif/product/MTN352425 | https://eref.se.com/be/fr/sis-tarif/product/MTN352425
Schneider Electric | Schneider Electric | 01022021 |  | Schneider Electric |  | SER | MTN352444 |  |  | 5.84 |  | 1 |  | 100 | CENTRAALPLAAT ZOEMER WIT IVOOR GL.SYS M | FAÇADE POUR BUZZER BLANC IVOIRE BRILLANT |  | Cen.pla. f.buzzer ins. TPb w SysM | [18 empty] | 1 | 3606485102498 | 0 |  | 22 | 7 | 7 | 3 | 0.147 | 43606485102496 | 100 | 2610 | 40 | 30 | 18.5 | [17 empty] | 2 | Y | [12 empty] | MT4 | ML | 3926909790 | [14 empty] | Centraalplaat voor akoestische signaalbron, wit ivoor, glanzend, System M | Plaque centrale pour gén. de sign. acoustiques, blanc ivoire, brillant, System M | [17 empty] | https://eref.se.com/be/nl/sis-tarif/product/MTN352444 | https://eref.se.com/be/fr/sis-tarif/product/MTN352444
Schneider Electric | Schneider Electric | 01022021 |  | Schneider Electric |  | SER | MTN3602-0000 |  |  | 24.21 |  | 1 |  | 10 | MERTEN SOKKEL TWEEPOLIGE SCHAKELAAR LAMP | BIPOLAIRE TÉMOIN 16AX CONNEXION RAPIDE |  | 1w.sw. w. ind.l. 2p 16AX PiT FM | [8 empty] | 09.07 | 1 | [8 empty] | 1 | 3606480307256 | 0 |  | 66 | 7 | 7 | 4 | 0.196 | 13606480307253 | 10 | 781 | 27.1 | 18.1 | 9.1 | [17 empty] | 2 | Y | [12 empty] | MT4 | ML | 8536201090 | [14 empty] | Dubbelpolige schakakelaar met controlelamp 16AX, steekklemmen, System M | Interrupteur bipolaire témoin 16AX à connexion rapide, System M | [17 empty] | https://eref.se.com/be/nl/sis-tarif/product/MTN3602-0000 | https://eref.se.com/be/fr/sis-tarif/product/MTN3602-0000
Schneider Electric | Schneider Electric | 01022021 |  | Schneider Electric |  | SER | MTN3612-0000 |  |  | 16.96 |  | 1 |  | 10 | MERTEN SOKKEL TWEEPOLIGE SCHAKELAAR 16A | BIPOLAIRE 16AX CONNEXION RAPIDE |  | 1w.sw. 2p 16AX PiT FM | [8 empty] | 09.07 | 1 | [8 empty] | 1 | 3606480307287 | 0 |  | 62 | 7 | 7 | 4 | 0.196 | 13606480307284 | 10 | 761 | 27 | 18 | 18 | [17 empty] | 8 | N | [12 empty] | MT4 | ML | 8536201090 | [14 empty] | Dubbelpolige schakakelaar 16AX steekklemmen, System M | Interrupteur bipolaire 16AX à connexion rapide, System M | [17 empty] | https://eref.se.com/be/nl/sis-tarif/product/MTN3612-0000 | https://eref.se.com/be/fr/sis-tarif/product/MTN3612-0000
Schneider Electric | Schneider Electric | 01022021 |  | Schneider Electric |  | SER | MTN3616-0000 |  |  | 9.52 |  | 1 |  | 10 | MERTEN SOKKEL WISSELSCHAKELAAR 16A/AC | VA-ET-VIENT 16AX CONNEXION RAPIDE |  | 2w.sw. 1p 16AX PiT FM | [8 empty] | 09.07 | 1 | [8 empty] | 1 | 3606480307300 | 0 |  | 62 | 7 | 7 | 4 | 0.196 | 13606480307307 | 10 | 740 | 27.1 | 18.1 | 9.1 | [17 empty] | 8 | N | [12 empty] | MT4 | ML | 8536201090 | [14 empty] | Wisselschakelaar 16AX, steekklemmen, System M | Interrupteur va-et-vient 16AX à connexion rapide, System M | [17 empty] | https://eref.se.com/be/nl/sis-tarif/product/MTN3616-0000 | https://eref.se.com/be/fr/sis-tarif/product/MTN3616-0000
Schneider Electric | Schneider Electric | 01022021 |  | Schneider Electric |  | SER | MTN3714-0000 |  |  | 29.18 |  | 1 |  | 10 | MERTEN SOKKEL JALOEZIESCHAKELAAR CONTACT | ROL.SHUT.SW. W.ADD.CON. 1P 10A PIT FM |  | Rol.shut.sw. w.add.con. 1p 10AX PiT FM | [8 empty] | 09.07 | 1 | [8 empty] | 1 | 3606480307379 | 0 |  | 64 | 7 | 7 | 4 | 0.196 | 13606480307376 | 10 | 754 | 27.1 | 18.1 | 9.1 | [17 empty] | 8 | N | [12 empty] | MT4 | ML | 8536201090 | [14 empty] | Rolluikschak.inzetst. m. aanvullend cont. 1 pool,10 A, AC 250 V, schroefk. | Interrupteur pour volet roulant avec 1 pôle supplémentaire,10 A, CA 250 V, à vis | [17 empty] | https://eref.se.com/be/nl/sis-tarif/product/MTN3714-0000 | https://eref.se.com/be/fr/sis-tarif/product/MTN3714-0000
Schneider Electric | Schneider Electric | 01022021 |  | Schneider Electric |  | SER | MTN3715-0000 |  |  | 17.21 |  | 1 |  | 10 | MERTEN SOKKEL JALOEZIESCHAKELAAR 10A/AC | INTERRUPTEUR POUR VOLETS ROULANTS |  | Rol.shut.sw. 1p 10AX PiT FM | [8 empty] | 09.07 | 1 | [8 empty] | 1 | 3606480307386 | 0 |  | 62 | 7 | 7 | 4 | 0.196 | 13606480307383 | 10 | 749 | 9.3 | 27 | 18 |  | 43606480307384 | 60 | 5020 | 40 | 30 | 30 | [10 empty] | 8 | N | [12 empty] | MT4 | ML | 8536201090 | [14 empty] | Rolluikschakelaar enkelpolig 10A, System M | Interrupteur pour volets roulants, System M | [17 empty] | https://eref.se.com/be/nl/sis-tarif/product/MTN3715-0000 | https://eref.se.com/be/fr/sis-tarif/product/MTN3715-0000
Schneider Electric | Schneider Electric | 01022021 |  | Schneider Electric |  | SER | MTN3754-0000 |  |  | 7.32 |  | 1 |  | 10 | MERTEN SOKKEL HOTELKAARTSCHAKELAAR | BOUTON POUSSOIR NO INTERRUPTEUR À CARTE |  | Ma.con.pu-btn f.keyca.hol. 1p 6A PiT FM | [8 empty] | 09.07 | 1 | [8 empty] | 1 | 3606480307393 | 0 |  | 63 | 7 | 7 | 4 | 0.196 | 13606480307390 | 10 | 748 | 9.1 | 27.1 | 18.1 |  | 43606480307391 | 40 | 3460 | 40 | 30 | 30 | [10 empty] | 8 | N | [12 empty] | MT4 | ML | 8536201090 | [14 empty] | Drukknop kaarthouder NO 10A, steekklemmen, System M | Bouton poussoir NO pour interrupteur à carte, System M | [17 empty] | https://eref.se.com/be/nl/sis-tarif/product/MTN3754-0000 | https://eref.se.com/be/fr/sis-tarif/product/MTN3754-0000
Schneider Electric | Schneider Electric | 01022021 |  | Schneider Electric |  | SER | MTN3755-0000 |  |  | 17.21 |  | 1 |  | 10 | MERTEN SOKKEL JALOEZIE IMPULSDRUK 1P 10A | POUSSOIR POUR VOLETS ROULANTS |  | Rol.push-btn. 1p 10A PiT FM | [8 empty] | 09.07 | 1 | [8 empty] | 1 | 3606480307409 | 0 |  | 63 | 7 | 7 | 4 | 0.196 | 13606480307406 | 10 | 740 | 9.2 | 27 | 18 |  | 43606480307407 | 60 | 5060 | 40 | 30 | 30 | [10 empty] | 8 | N | [12 empty] | MT4 | ML | 8536201090 | [14 empty] | Drukknop voor rolluiken enkelpolig 10A, System M | [18 empty] | https://eref.se.com/be/nl/sis-tarif/product/MTN3755-0000 | https://eref.se.com/be/fr/sis-tarif/product/MTN3755-0000
Schneider Electric | Schneider Electric | 01022021 |  | Schneider Electric |  | SER | MTN3760-0000 |  |  | 11.6 |  | 1 |  | 10 | DRUKKNOP KAARTHOUDER NO 10A STEEKKLEMMEN | BOUTON POUSSOIR NO INTERRUPTEUR À CARTE |  | Ma.con.pu-btn f.keyca.hol. 1p 6A PiT FM | [8 empty] | 09.07 | 1 | [8 empty] | 1 | 3606480307416 | 0 |  | 65 | 7 | 7 | 4 | 0.196 | 13606480307413 | 10 | 770 | 9.2 | 26.7 | 17.8 |  | 43606480307414 | 40 | 3570 | 40 | 30 | 30 | [10 empty] | 8 | N | [12 empty] | MT4 | ML | 8536201090 | [14 empty] | Drukknop kaarthouder NO 10A, steekklemmen, System M | Bouton poussoir lumineux NO pour interrupteur à carte, System M | [17 empty] | https://eref.se.com/be/nl/sis-tarif/product/MTN3760-0000 | https://eref.se.com/be/fr/sis-tarif/product/MTN3760-0000
Schneider Electric | Schneider Electric | 01022021 |  | Schneider Electric |  | SER | MTN3900-0000 |  |  | 0.1 |  | 1 |  | 1 | MERTEN BESCHERMKAP STUCEN/VERF GROEN | CAPOT DE PROTECTION PEINTURE |  | Dust pro.cov. f. sw. a.sock.out. gn | [18 empty] | 1 | 3606480307485 | 0 |  | 17 | 7 | 7 | 3 | 0.147 | [23 empty] | 8 | N | [12 empty] | MT4 | ML | 3925901000 | [14 empty] | Beschermkap voor schakelaars/stopcontacten, System M | [18 empty] | https://eref.se.com/be/nl/sis-tarif/product/MTN3900-0000 | https://eref.se.com/be/fr/sis-tarif/product/MTN3900-0000
Schneider Electric | Schneider Electric | 01022021 |  | Schneider Electric |  | SER | MTN3901-0000 |  |  | 8.9 |  | 1 |  | 1 | MERTEN SOKKEL LED MODULE SCHAKELAAR RGB | LED INTERS/POUSSOIRS 230V MULTICOLORE |  | L.att. f. 1p sw./push-btn. 100-230V mc | [8 empty] | 09.07 | 1 | [8 empty] | 1 | 3606480307423 | 0 |  | 10 | 7 | 2 | 7 | 0.098 | [23 empty] | 8 | N | [12 empty] | MT4 | ML | 8536201090 | [14 empty] | LED voor schakekelaar/drukknop 100-230V meerkleurig, System M | Lampe LED multicolore pour interrupteurs et poussoirs 230V, System M | [17 empty] | https://eref.se.com/be/nl/sis-tarif/product/MTN3901-0000 | https://eref.se.com/be/fr/sis-tarif/product/MTN3901-0000
Schneider Electric | Schneider Electric | 01022021 |  | Schneider Electric |  | SER | MTN3901-0006 |  |  | 4.55 |  | 1 |  | 1 | MERTEN SOKKEL LED MODULE SCHAKELAAR ROOD | LAMPE LED POUR INTER/POUSSOIR 230V ROUGE |  | L.att. f. 1p sw./push-btn. 100-230V rd | [8 empty] | 09.07 | 1 | [8 empty] | 1 | 3606480307430 | 0 |  | 10 | 7 | 2 | 7 | 0.098 | [23 empty] | 8 | N | [12 empty] | MT4 | ML | 8536201090 | [14 empty] | LED voor schakekelaar/drukknop 100-230V rood, System M | Lampe LED rouge pour interrupteurs et poussoirs 230V, System M | [17 empty] | https://eref.se.com/be/nl/sis-tarif/product/MTN3901-0006 | https://eref.se.com/be/fr/sis-tarif/product/MTN3901-0006
Schneider Electric | Schneider Electric | 01022021 |  | Schneider Electric |  | SER | MTN390199 |  |  | 5.16 |  | 1 |  | 1 | ANTI-VANDALISME AFSLUITDOP AFDEKRAAM ALU | PLOMBS D'OBTURATION |  | Lead seals msi AV | [18 empty] | 1 | 3606485002880 | 0 |  | 6 | 6 | 4 | 0 | 0 | [23 empty] | 8 | N | [12 empty] | MT4 | ML | 85389099 | [33 empty] | https://eref.se.com/be/nl/sis-tarif/product/MTN390199 | https://eref.se.com/be/fr/sis-tarif/product/MTN390199
Schneider Electric | Schneider Electric | 01022021 |  | Schneider Electric |  | SER | MTN3902-0000 |  |  | 8.9 |  | 1 |  | 1 | MERTEN SOKKEL LED MODULE SERIESCHAK RGB | LED TÉM DBLE INTER/POUSSOIR 230V MULTIC |  | L.att. f. 2g sw./dou.push-btn100-230V mc | [8 empty] | 09.07 | 1 | [8 empty] | 1 | 3606480307447 | 0 |  | 13 | 7 | 2 | 7 | 0.098 | [23 empty] | 8 | N | [12 empty] | MT4 | ML | 8536201090 | [14 empty] | LED voor dubbele schakekelaar/drukknop 100-230V meerkleurig, System M | Lampe LED témoin multicolore pour doubles interrupteurs et poussoirs 230V | [17 empty] | https://eref.se.com/be/nl/sis-tarif/product/MTN3902-0000 | https://eref.se.com/be/fr/sis-tarif/product/MTN3902-0000
Schneider Electric | Schneider Electric | 01022021 |  | Schneider Electric |  | SER | MTN391619 |  |  | 5.85 |  | 1 |  | 5 | SYSTEEM-M BLINDPLAAT POLARWIT | OBTURATEUR BLANC POLAIRE BRILLANT |  | Bla.cov. TPb pw SysM | [18 empty] | 1 | 3606485094106 | 0 |  | 33 | 7 | 7 | 2 | 0.098 | 13606485094103 | 5 | 194 | 1.3 | 0.7 | 1.3 |  | 43606485094104 | 120 | 5120 | 40 | 30 | 30 | [10 empty] | 8 | N | [12 empty] | MT4 | ML | 3925908000 | [15 empty] | Plaque obturatrice, blanc polaire, brillant, System M | [17 empty] | https://eref.se.com/be/nl/sis-tarif/product/MTN391619 | https://eref.se.com/be/fr/sis-tarif/product/MTN391619
Schneider Electric | Schneider Electric | 01022021 |  | Schneider Electric |  | SER | MTN391625 |  |  | 6.44 |  | 1 |  | 5 | SYSTEEM-M BLINDPLAAT ACTIEF WIT | OBTURATEUR BLANC ACTIF BRILLANT |  | Bla.cov. TPb aw SysM | [18 empty] | 1 | 3606485094113 | 0 |  | 33 | 7 | 7 | 2 | 0.098 | 13606485094110 | 5 | 194 | 12.5 | 7.2 | 7.2 | [17 empty] | 8 | N | [12 empty] | MT4 | ML | 3925908000 | [14 empty] | Blindplaat, actief wit, glanzend, System M | Plaque obturatrice, blanc actif, brillant, System M | [17 empty] | https://eref.se.com/be/nl/sis-tarif/product/MTN391625 | https://eref.se.com/be/fr/sis-tarif/product/MTN391625
Schneider Electric | Schneider Electric | 01022021 |  | Schneider Electric |  | SER | MTN391644 |  |  | 5.85 |  | 1 |  | 5 | INZPL BLIND WIT SYSM | OBTURATEUR BLANC IVOIRE BRILLANT |  | Bla.cov. TPb w SysM | [18 empty] | 1 | 3606485103648 | 0 |  | 33 | 7 | 7 | 2 | 0.098 | 13606485103645 | 5 | 194 | 12.5 | 7.2 | 7.2 | [17 empty] | 8 | N | [12 empty] | MT4 | ML | 3925908000 | [14 empty] | Blindplaat, wit ivoor, glanzend, System M | Plaque obturatrice, blanc ivoire, brillant, System M | [17 empty] | https://eref.se.com/be/nl/sis-tarif/product/MTN391644 | https://eref.se.com/be/fr/sis-tarif/product/MTN391644
Schneider Electric | Schneider Electric | 01022021 |  | Schneider Electric |  | SER | MTN391814 |  |  | 6.44 |  | 1 |  | 5 | SYSTEEM-M BLINDPLAAT ANTRACIET | OBTURATEUR ANTHRACITE |  | Bla.cov. TPm ant SysM | [18 empty] | 1 | 3606485002897 | 0 |  | 32 | 7 | 7 | 2 | 0.098 | 13606485002894 | 5 | 190 | 7.5 | 13 | 7.5 |  | 43606485002895 | 120 | 5130 | 40 | 30 | 30 | [10 empty] | 8 | N | [12 empty] | MT4 | ML | 3925908000 | [33 empty] | https://eref.se.com/be/nl/sis-tarif/product/MTN391814 | https://eref.se.com/be/fr/sis-tarif/product/MTN391814
Schneider Electric | Schneider Electric | 01022021 |  | Schneider Electric |  | SER | MTN391860 |  |  | 6.44 |  | 1 |  | 5 | SYSTEEM-M BLINDPLAAT ALUMINIUM | OBTURATEUR ALUMINIUM |  | Bla.cov. TPm alu SysM | [18 empty] | 1 | 3606485002804 | 0 |  | 34 | 7 | 7 | 2 | 0.098 | 13606485002801 | 5 | 189 | 7.5 | 12.5 | 7.5 |  | 43606485002802 | 120 | 5020 | 40 | 30 | 30 | [10 empty] | 8 | N | [12 empty] | MT4 | ML | 3925901000 | [33 empty] | https://eref.se.com/be/nl/sis-tarif/product/MTN391860 | https://eref.se.com/be/fr/sis-tarif/product/MTN391860
Schneider Electric | Schneider Electric | 01022021 |  | Schneider Electric |  | SER | MTN391919 |  |  | 12.32 |  | 1 |  | 1 | INZPL BLIND POLARWIT ARTEC/ANTIEK | BLA.COV. PW SYSD |  | Bla.cov. pw SysD | [18 empty] | 1 | 3606485002927 | 0 |  | 47 | 7 | 7 | 3 | 0.147 |  | 1 | 47 | 7.4 | 7.4 | 3.2 |  | 43606485002925 | 100 | 5190 | 40 | 30 | 30 | [10 empty] | 8 | N | [12 empty] | MT4 | ML | 3925901000 | [14 empty] | Afdichtingskap, polarwit, Artec/Trancent/Antiek | [18 empty] | https://eref.se.com/be/nl/sis-tarif/product/MTN391919 | https://eref.se.com/be/fr/sis-tarif/product/MTN391919
Schneider Electric | Schneider Electric | 01022021 |  | Schneider Electric |  | SER | MTN391943 |  |  | 37.74 |  | 1 |  | 1 | BLA.COV. ATB SYSD | BLA.COV. ATB SYSD |  | Bla.cov. atb SysD | [18 empty] | 1 | 3606485002903 | 0 |  | 64 | 7 | 7 | 3 | 0.147 | [23 empty] | 8 | N | [12 empty] | MT4 | ML | 7419999099 | [14 empty] | Blinde afdekplaat, antiek messing, Artec/Trancent/Antique | Plaque obturatrice, laiton antique, Artec/Trancent/Antique | [17 empty] | https://eref.se.com/be/nl/sis-tarif/product/MTN391943 | https://eref.se.com/be/fr/sis-tarif/product/MTN391943
Schneider Electric | Schneider Electric | 01022021 |  | Schneider Electric |  | SER | MTN391944 |  |  | 12.32 |  | 1 |  | 1 | INZPL BLIND WIT ARTEC/ANTIEK | BLA.COV. W SYSD |  | Bla.cov. w SysD | [18 empty] | 1 | 3606485003016 | 0 |  | 47 | 7 | 7 | 3 | 0.147 | [23 empty] | 8 | N | [12 empty] | MT4 | ML | 85389099 | [14 empty] | Blinde afdekplaat, wit, Artec/Trancent/Antiek | Couvercle obturateur, blanc polaire, Artec/Trancent/Antique | [17 empty] | https://eref.se.com/be/nl/sis-tarif/product/MTN391944 | https://eref.se.com/be/fr/sis-tarif/product/MTN391944
Schneider Electric | Schneider Electric | 01022021 |  | Schneider Electric |  | SER | MTN391946 |  |  | 21.5 |  | 1 |  | 1 | INZPL BLIND EDELSTAAL ARTEC/ANTIEK | BLA.COV. STST SYSD |  | Bla.cov. stst SysD | [18 empty] | 1 | 3606485003023 | 0 |  | 54 | 7 | 7 | 3 | 0.147 |  | 1 | 64 | 7.4 | 7.4 | 3.2 | [17 empty] | 8 | N | [12 empty] | MT4 | ML | 85389099 | [14 empty] | Afdichtingskap, roestvrij staal, Artec/Trancent/Antiek | [18 empty] | https://eref.se.com/be/nl/sis-tarif/product/MTN391946 | https://eref.se.com/be/fr/sis-tarif/product/MTN391946
Schneider Electric | Schneider Electric | 01022021 |  | Schneider Electric |  | SER | MTN3921-0000 |  |  | 8.9 |  | 1 |  | 1 | MERTEN LED MODULE WISSELSCHAK/IMPULS RGB | LED POUR INTER/POUSSOIR 8-32V MULTIC |  | L.att. f. 1p sw./push-btn. 8-32V mc | [8 empty] | 09.07 | 1 | [8 empty] | 1 | 3606480307454 | 0 |  | 8 | 7 | 2 | 7 | 0.098 | [23 empty] | 8 | N | [12 empty] | MT4 | ML | 8536201090 | [14 empty] | LED voor schakekelaar/drukknop, 8-32V, meerkleurig, System M | Lampe LED multicolore pour interrupteurs et poussoirs 8-32V multicolore | [17 empty] | https://eref.se.com/be/nl/sis-tarif/product/MTN3921-0000 | https://eref.se.com/be/fr/sis-tarif/product/MTN3921-0000
Schneider Electric | Schneider Electric | 01022021 |  | Schneider Electric |  | SER | MTN3922-0000 |  |  | 8.9 |  | 1 |  | 1 | MERTEN LED MODULE SERIESCHAK/IMPULS RGB | LED TÉM DBLE INTER/POUSSOIR 8-32V MULTIC |  | L.att. f. 2g sw./dou.push-btn. 8-32V mc | [8 empty] | 09.07 | 1 | [8 empty] | 1 | 3606480307461 | 0 |  | 13 | 7 | 2 | 7 | 0.098 | [23 empty] | 8 | N | [12 empty] | MT4 | ML | 8536201090 | [14 empty] | LED (controle) voor dubbele schakekelaar/drukknop, 8-32V, meerkleurig, System M | Lampe LED témoin multicolore pour doubles interrupteurs et poussoirs 8-32V | [17 empty] | https://eref.se.com/be/nl/sis-tarif/product/MTN3922-0000 | https://eref.se.com/be/fr/sis-tarif/product/MTN3922-0000
Schneider Electric | Schneider Electric | 01022021 |  | Schneider Electric |  | SER | MTN392360 |  |  | 39.8 |  | 1 |  | 1 | ANTI-VANDALISME BLINDPLAAT ALUMINIUM | BLA.COV. MSI AV |  | Bla.cov. msi AV | [18 empty] | 1 | 3606485003061 | 0 |  | 98 | 10 | 10 | 1 | 0.1 | [23 empty] | 8 | N | [12 empty] | MT4 | ML | 85389099 | [14 empty] | Blinde afdekplaat, aluminium, vandalismeveilig | Plaque obturatrice, aluminium anti-vandalisme avec enjoliveur | [17 empty] | https://eref.se.com/be/nl/sis-tarif/product/MTN392360 | https://eref.se.com/be/fr/sis-tarif/product/MTN392360
Schneider Electric | Schneider Electric | 01022021 |  | Schneider Electric |  | SER | MTN3942-0000 |  |  | 8.27 |  | 1 |  | 1 | MERTEN SOKKEL LED ORIENT SERIE 230V RGB | LED REPÉRAGE INTER/POUSSOIR 230V MULTIC |  | L.att. f. 2g sw./dou.push-btn100-230V mc | [8 empty] | 09.07 | 1 | [8 empty] | 1 | 3606480307478 | 0 |  | 13 | 7 | 2 | 7 | 0.098 | [23 empty] | 8 | N | [12 empty] | MT4 | ML | 8536201090 | [14 empty] | LED (orientatie) voor dubble schakekelaar/drukknop, 230V, meerkleurig, System M | Lampe LED repérage multicolore pour doubles interrupteurs et poussoirs 230V | [17 empty] | https://eref.se.com/be/nl/sis-tarif/product/MTN3942-0000 | https://eref.se.com/be/fr/sis-tarif/product/MTN3942-0000
Schneider Electric | Schneider Electric | 01022021 |  | Schneider Electric |  | SER | MTN395100 |  |  | 3.86 |  | 1 |  | 10 | NEON LAMP E 10 230V / 0,65 MA | NEON LAMP E 10 230V / 0,65 MA |  | Neon lamp E 10 230V / 0,65 mA | [8 empty] | 09.07 | 1 | [8 empty] | 1 | 3606485002934 | 0 |  | 2 | 3 | 1 | 1 | 0.003 | 13606485002931 | 10 | 50 | 0.8 | 0.5 | 0.8 |  | 43606485002932 | 500 | 2210 | 40 | 30 | 30 | [10 empty] | 8 | N | [12 empty] | MT4 | ML | 8539398090 | [15 empty] | Lampe néon E 10, CA 230 V, 0, 65 mA, incolore | [17 empty] | https://eref.se.com/be/nl/sis-tarif/product/MTN395100 | https://eref.se.com/be/fr/sis-tarif/product/MTN395100
Schneider Electric | Schneider Electric | 01022021 |  | Schneider Electric |  | SER | MTN395120 |  |  | 9.81 |  | 1 |  | 20 | LED LAMP E10 AC/DC 230V ROOD | LAMPE LED E10 AC/DC 230V ROUGE |  | LED lamp E 10 AC/DC 230V rd | [8 empty] | 09.07 | 1 | [8 empty] | 1 | 3606485002941 | 0 |  | 2 | 2 | 1 | 1 | 0.002 | 13606485002948 | 20 | 54 | 15 | 7.5 | 1.5 | [17 empty] | 2 | Y | [12 empty] | MT4 | ML | 8539500000 | [33 empty] | https://eref.se.com/be/nl/sis-tarif/product/MTN395120 | https://eref.se.com/be/fr/sis-tarif/product/MTN395120
Schneider Electric | Schneider Electric | 01022021 |  | Schneider Electric |  | SER | MTN395121 |  |  | 9.81 |  | 1 |  | 20 | LED LAMP E10 AC/DC 230V GEEL | LAMPE LED E10 AC/DC 230V JAUNE |  | LED lamp E 10 AC/DC 230V yw | [8 empty] | 09.07 | 1 | [8 empty] | 1 | 3606485003078 | 0 |  | 2 | 2 | 1 | 1 | 0.002 | 13606485003075 | 20 | 54 | 15 | 7.5 | 1.5 | [17 empty] | 2 | Y | [12 empty] | MT4 | ML | 8539500000 | [33 empty] | https://eref.se.com/be/nl/sis-tarif/product/MTN395121 | https://eref.se.com/be/fr/sis-tarif/product/MTN395121
Schneider Electric | Schneider Electric | 01022021 |  | Schneider Electric |  | SER | MTN395122 |  |  | 9.81 |  | 1 |  | 20 | SYSTEEM-M LED LAMP E10 AC/DC 230V GROEN | LAMPE LED E10 AC/DC 230V VERTE |  | LED lamp E 10 AC/DC 230V gn | [8 empty] | 09.07 | 1 | [8 empty] | 1 | 3606485003085 | 0 |  | 2 | 2 | 1 | 1 | 0.002 | 13606485003082 | 20 | 54 | 15 | 7.5 | 1.5 | [17 empty] | 2 | Y | [12 empty] | MT4 | ML | 8539500000 | [33 empty] | https://eref.se.com/be/nl/sis-tarif/product/MTN395122 | https://eref.se.com/be/fr/sis-tarif/product/MTN395122
Schneider Electric | Schneider Electric | 01022021 |  | Schneider Electric |  | SER | MTN395123 |  |  | 9.81 |  | 1 |  | 20 | SYSTEEM-M LED LAMP E10 AC/DC 230V BLAUW | LAMPE LED E10 AC/DC 230V BLEUE |  | LED lamp E 10 AC/DC 230V bl | [8 empty] | 09.07 | 1 | [8 empty] | 1 | 3606485003092 | 0 |  | 2 | 2 | 1 | 1 | 0.002 | 13606485003099 | 20 | 54 | 15 | 7.5 | 1.5 | [17 empty] | 2 | Y | [12 empty] | MT4 | ML | 8539500000 | [33 empty] | https://eref.se.com/be/nl/sis-tarif/product/MTN395123 | https://eref.se.com/be/fr/sis-tarif/product/MTN395123
Schneider Electric | Schneider Electric | 01022021 |  | Schneider Electric |  | SER | MTN395124 |  |  | 9.81 |  | 1 |  | 20 | LED LAMP E10 AC/DC 230V WIT | LAMPE LED E10 AC/DC 230V BLANCHE |  | LED lamp E 10 AC/DC 230V w | [8 empty] | 09.07 | 1 | [8 empty] | 1 | 3606485003108 | 0 |  | 2 | 2 | 1 | 1 | 0.002 | 13606485003105 | 20 | 54 | 15 | 7.5 | 1.5 | [17 empty] | 8 | N | [12 empty] | MT4 | ML | 8539500000 | [15 empty] | Lampe LED E10 AC/DC 230V blanche, System M | [17 empty] | https://eref.se.com/be/nl/sis-tarif/product/MTN395124 | https://eref.se.com/be/fr/sis-tarif/product/MTN395124
Schneider Electric | Schneider Electric | 01022021 |  | Schneider Electric |  | SER | MTN395131 |  |  | 5.28 |  | 1 |  | 20 | SYSTEEM-M LED LAMP E10 AC/DC 24V ROOD | LAMPE LED E10 AC/DC 24V ROUGE |  | LED lamp E 10 AC/DC 24V rd | [8 empty] | 09.07 | 1 | [8 empty] | 1 | 3606485003115 | 0 |  | 2 | 2 | 1 | 1 | 0.002 | 13606485003112 | 20 | 54 | 15 | 7.5 | 1.5 | [17 empty] | 8 | N | [12 empty] | MT4 | ML | 8539500000 | [33 empty] | https://eref.se.com/be/nl/sis-tarif/product/MTN395131 | https://eref.se.com/be/fr/sis-tarif/product/MTN395131
Schneider Electric | Schneider Electric | 01022021 |  | Schneider Electric |  | SER | MTN395132 |  |  | 5.28 |  | 1 |  | 20 | LED LAMP E10 AC/DC 24V GEEL | LAMPE LED E10 AC/DC 24V JAUNE |  | LED lamp E 10 AC/DC 24V yw | [8 empty] | 09.07 | 1 | [8 empty] | 1 | 3606485003122 | 0 |  | 2 | 2 | 1 | 1 | 0.002 | 13606485003129 | 20 | 54 | 15 | 7.5 | 1.5 | [17 empty] | 2 | Y | [12 empty] | MT4 | ML | 8539500000 | [33 empty] | https://eref.se.com/be/nl/sis-tarif/product/MTN395132 | https://eref.se.com/be/fr/sis-tarif/product/MTN395132
Schneider Electric | Schneider Electric | 01022021 |  | Schneider Electric |  | SER | MTN395133 |  |  | 5.28 |  | 1 |  | 20 | LED LAMP E10 AC/DC 24V GROEN | LAMPE LED E10 AC/DC 24V VERTE |  | LED lamp E 10 AC/DC 24V gn | [8 empty] | 09.07 | 1 | [8 empty] | 1 | 3606485003139 | 0 |  | 2 | 2 | 1 | 1 | 0.002 | 13606485003136 | 20 | 54 | 15 | 7.5 | 1.5 | [17 empty] | 2 | Y | [12 empty] | MT4 | ML | 8539500000 | [33 empty] | https://eref.se.com/be/nl/sis-tarif/product/MTN395133 | https://eref.se.com/be/fr/sis-tarif/product/MTN395133
Schneider Electric | Schneider Electric | 01022021 |  | Schneider Electric |  | SER | MTN395134 |  |  | 5.28 |  | 1 |  | 20 | LED LAMP E10 AC/DC 24V BLAUW | LAMPE LED E10 AC/DC 24V BLEUE |  | LED lamp E 10 AC/DC 24V bl | [8 empty] | 09.07 | 1 | [8 empty] | 1 | 3606485003146 | 0 |  | 2 | 2 | 1 | 1 | 0.002 | 13606485003143 | 20 | 54 | 15 | 7.5 | 1.5 | [17 empty] | 2 | Y | [12 empty] | MT4 | ML | 8539500000 | [33 empty] | https://eref.se.com/be/nl/sis-tarif/product/MTN395134 | https://eref.se.com/be/fr/sis-tarif/product/MTN395134
Schneider Electric | Schneider Electric | 01022021 |  | Schneider Electric |  | SER | MTN395135 |  |  | 5.28 |  | 1 |  | 20 | SYSTEEM-M LED LAMP E10 AC/DC 24V WIT | LAMPE LED E10 AC/DC 24V BLANCHE |  | LED lamp E 10 AC/DC 24V w | [8 empty] | 09.07 | 1 | [8 empty] | 1 | 3606485003153 | 0 |  | 2 | 2 | 1 | 1 | 0.002 | 13606485003150 | 20 | 54 | 15 | 7.5 | 1.5 | [17 empty] | 8 | N | [12 empty] | MT4 | ML | 8539500000 | [15 empty] | Lampe LED E10 AC/DC 24V blanche, System M | [17 empty] | https://eref.se.com/be/nl/sis-tarif/product/MTN395135 | https://eref.se.com/be/fr/sis-tarif/product/MTN395135
Schneider Electric | Schneider Electric | 01022021 |  | Schneider Electric |  | SER | MTN395900 |  |  | 1.15 |  | 1 |  | 10 | SYSTEEM-M RECHTH SYMBOOL NEUTRAAL ROOD | SYM RECTA. NEUTRAL RTRA SYSM/F |  | Sym recta. neutral rtra SysM/F | [8 empty] | 09.07 | 1 | [8 empty] | 1 | 3606485003221 | 0 |  | 4 | 4 | 4 | 1 | 0.016 | 13606485003228 | 10 | 100 | 8.2 | 8.2 | 5.8 | [17 empty] | 2 | Y | [12 empty] | MT4 | ML | 3926909790 | [14 empty] | Symbolen, rechthoeking, neutraal, transparant | Symboles, rectangulaire, neutre, rouge transparent | [17 empty] | https://eref.se.com/be/nl/sis-tarif/product/MTN395900 | https://eref.se.com/be/fr/sis-tarif/product/MTN395900
Schneider Electric | Schneider Electric | 01022021 |  | Schneider Electric |  | SER | MTN396502 |  |  | 5.07 |  | 1 |  | 10 | MERTEN LAMPHOUDER GLIMLAMP AMBER | Neon lamp att. w.integrated lamp gr |  | Neon lamp att. w.integrated lamp gr | [8 empty] | 09.07 | 1 | [8 empty] | 1 | 3606485003252 | 0 |  | 2 | 3 | 2 | 1 | 0.006 | 13606485003259 | 10 | 34 | 7.4 | 7.4 | 3.2 | [17 empty] | 2 | Y | [12 empty] | MT4 | ML | 8536619090 | [14 empty] | Neonlampbevestiging met geïnt. lamp, grijs | Fixation lampe au néon avec lampe intégrée, grise | [17 empty] | https://eref.se.com/be/nl/sis-tarif/product/MTN396502 | https://eref.se.com/be/fr/sis-tarif/product/MTN396502
Schneider Electric | Schneider Electric | 01022021 |  | Schneider Electric |  | SER | MTN396576 |  |  | 2.5 |  | 1 |  | 10 | MERTEN LAMPHOUDER E10 ZWART | PLUG-IN LIGHT ATTACHMENT E 10 |  | Plug-in light attachment E 10 | [8 empty] | 09.07 | 1 | [8 empty] | 1 | 3606485003276 | 0 |  | 2 | 4 | 1 | 2 | 0.008 | 13606485003273 | 10 | 33 | 7.4 | 7.4 | 3.2 | [17 empty] | 12 | N | [12 empty] | MT4 | ML | 8536619090 | [33 empty] | https://eref.se.com/be/nl/sis-tarif/product/MTN396576 | https://eref.se.com/be/fr/sis-tarif/product/MTN396576
Schneider Electric | Schneider Electric | 01022021 |  | Schneider Electric |  | SER | MTN3970-7504 |  |  | 7.75 |  | 1 |  | 6 | ANTI-VANDALISME INBOUWDOOS GROEN | BOÎTE ENCASTREMENT MATÉRIEL ANTIVANDAL |  | Mounting box gn f. AV/AQD FM | [18 empty] | 1 | 3606480397691 | 0 |  | 57 | 9 | 9 | 8 | 0.648 | 13606480397698 | 6 | 475 | 9.5 | 26 | 17.5 |  | 43606480397699 | 24 | 2310 | 40 | 30 | 30 | [10 empty] | 2 | Y | [12 empty] | MT4 | ML | 3926909790 | [33 empty] | https://eref.se.com/be/nl/sis-tarif/product/MTN3970-7504 | https://eref.se.com/be/fr/sis-tarif/product/MTN3970-7504
Schneider Electric | Schneider Electric | 01022021 |  | Schneider Electric |  | SER | MTN397619 |  |  | 2.22 |  | 1 |  | 5 | SYS-M LICHTSIGNAALSCHAKELAAR POLARWIT | PLAQ CENTR SIGNAL LUMINEUX BLC POL BRILL |  | Cen.pla. f. l.sig.ins. TPb pw SysM | [18 empty] | 1 | 3606485094182 | 0 |  | 9 | 6 | 6 | 2 | 0.072 | 13606485094189 | 5 | 60 | 0.8 | 0.7 | 0.8 |  | 43606485094180 | 200 | 2890 | 40 | 30 | 30 | [10 empty] | 8 | N | [12 empty] | MT4 | ML | 3925901000 | [14 empty] | Centraalplaat voor lichtsignaalmodule E10, polarwit, glanzend, System M | Façade centrale pour module de signalis. E10, blanc polaire, brillant, System M | [17 empty] | https://eref.se.com/be/nl/sis-tarif/product/MTN397619 | https://eref.se.com/be/fr/sis-tarif/product/MTN397619
Schneider Electric | Schneider Electric | 01022021 |  | Schneider Electric |  | SER | MTN397625 |  |  | 2.44 |  | 1 |  | 5 | SYS-M LICHTSIGNAALSCHAKELAAR ACTIEF WIT | PLA CENTR SIGNAL LUMINEUX BLC ACT BRILL |  | Cen.pla. f. l.sig.ins. TPb aw SysM | [18 empty] | 1 | 3606485094199 | 0 |  | 9 | 6 | 6 | 2 | 0.072 | 13606485094196 | 5 | 60 | 7.6 | 7.6 | 6.2 | [17 empty] | 2 | Y | [12 empty] | MT4 | ML | 3925901000 | [14 empty] | Centraalplaat voor lichtsignaalmodule E10, actief wit, glanzend, System M | Façade centrale pour module de signalis. E10, blanc actif, brillant, System M | [17 empty] | https://eref.se.com/be/nl/sis-tarif/product/MTN397625 | https://eref.se.com/be/fr/sis-tarif/product/MTN397625
Schneider Electric | Schneider Electric | 01022021 |  | Schneider Electric |  | SER | MTN397644 |  |  | 2.22 |  | 1 |  | 5 | INZPL LICHTSIGNAAL WIT SYSM | PLAQUE CENTR SIGNAL LUM BLC IVOIRE BRILL |  | Cen.pla. f. l.sig.ins. TPb w SysM | [18 empty] | 1 | 3606485103655 | 0 |  | 9 | 6 | 6 | 2 | 0.072 | 13606485103652 | 5 | 60 | 7.6 | 7.6 | 6.2 | [17 empty] | 2 | Y | [12 empty] | MT4 | ML | 3925901000 | [14 empty] | Centraalplaat voor lichtsignaalmodule E10, wit ivoor, glanzend, System M | Façade centrale pour module de signalis. E10, blanc ivoire, brillant, System M | [17 empty] | https://eref.se.com/be/nl/sis-tarif/product/MTN397644 | https://eref.se.com/be/fr/sis-tarif/product/MTN397644
Schneider Electric | Schneider Electric | 01022021 |  | Schneider Electric |  | SER | MTN397814 |  |  | 2.44 |  | 1 |  | 5 | SYS-M LICHTSIGNAALSCHAKELAAR ANTRACIET | PLAQUE CENTRALE SIGNAL LUMINEUX ANTHR |  | Cen.pla. f. l.sig.ins. TPm ant SysM | [18 empty] | 1 | 3606485003283 | 0 |  | 10 | 6 | 6 | 2 | 0.072 | 13606485003280 | 5 | 61 | 7.6 | 7.6 | 6.2 | [17 empty] | 2 | Y | [12 empty] | MT4 | ML | 3925901000 | [14 empty] | Centraalplaat voor lichtsignaalmodule E10, antraciet, System M | Façade centrale pour module de signalisation E10, anthracite, System M | [17 empty] | https://eref.se.com/be/nl/sis-tarif/product/MTN397814 | https://eref.se.com/be/fr/sis-tarif/product/MTN397814
Schneider Electric | Schneider Electric | 01022021 |  | Schneider Electric |  | SER | MTN397860 |  |  | 2.44 |  | 1 |  | 5 | SYS-M LICHTSIGNAALSCHAKELAAR ALUMINIUM | PLAQUE CENTRALE SIGNAL LUMINEUX ALUM |  | Cen.pla. f. l.sig.ins. TPm alu SysM | [18 empty] | 1 | 3606485002996 | 0 |  | 9 | 6 | 6 | 2 | 0.072 | 13606485002993 | 5 | 60 | 7.6 | 7.6 | 6.2 | [17 empty] | 2 | Y | [12 empty] | MT4 | ML | 85389099 | [14 empty] | Centraalplaat voor lichtsignaalmodule E10, aluminium, System M | Façade centrale pour module de signalisation E10, aluminium, System M | [17 empty] | https://eref.se.com/be/nl/sis-tarif/product/MTN397860 | https://eref.se.com/be/fr/sis-tarif/product/MTN397860
Schneider Electric | Schneider Electric | 01022021 |  | Schneider Electric |  | SER | MTN400119 |  |  | 12.12 |  | 1 |  | 10 | AQUADESIGN AFDEKRAAM 1V IP44 POLARWIT | FRA. 1G PW AQD |  | Fra. 1g pw AQD | [18 empty] | 1 | 3606485039039 | 0 |  | 34 | 9 | 10 | 1 | 0.09 | 13606485039036 | 10 | 443 | 9.8 | 21.8 | 12 |  | 43606485039037 | 60 | 3200 | 40 | 30 | 30 | [10 empty] | 8 | N | [12 empty] | MT4 | ML | 3926909790 | [15 empty] | Plaques de finition Aquadesign à vis, 1 poste, blanc | [17 empty] | https://eref.se.com/be/nl/sis-tarif/product/MTN400119 | https://eref.se.com/be/fr/sis-tarif/product/MTN400119
Schneider Electric | Schneider Electric | 01022021 |  | Schneider Electric |  | SER | MTN400219 |  |  | 15.46 |  | 1 |  | 8 | AQUADESIGN AFDEKRAAM 2V IP44 POLARWIT | FRA. 2G PW AQD |  | Fra. 2g pw AQD | [18 empty] | 1 | 3606485039152 | 0 |  | 54 | 16 | 10 | 2 | 0.32 | 13606485039159 | 8 | 580 | 1.7 | 1.1 | 1 |  | 43606485039150 | 32 | 2750 | 40 | 30 | 30 | [10 empty] | 8 | N | [12 empty] | MT4 | ML | 3926909790 | [15 empty] | Plaques de finition Aquadesign à vis, 2 postes, blanc | [17 empty] | https://eref.se.com/be/nl/sis-tarif/product/MTN400219 | https://eref.se.com/be/fr/sis-tarif/product/MTN400219
Schneider Electric | Schneider Electric | 01022021 |  | Schneider Electric |  | SER | MTN4010-3206 |  |  | 26.52 |  | 1 |  | 1 | AFDEKRAAM M-ELEGANCE 1-V ROBIJNROOD | PLAQUE ELEG 1 POSTE VERRE ROUGE RUBIS |  | Real glass frame 1g rrd M-Ele | [18 empty] | 1 | 3606480179709 | 0 |  | 101 | 10 | 10 | 3 | 0.3 | [23 empty] | 10 | N | [12 empty] | MT4 | ML | 7016907000 | [14 empty] | Glazen afdekplaat, enkelvoudig, robijnrood, System M Elegance | Plaque verre simple, rouge rubis, System M Elegance | [17 empty] | https://eref.se.com/be/nl/sis-tarif/product/MTN4010-3206 | https://eref.se.com/be/fr/sis-tarif/product/MTN4010-3206
Schneider Electric | Schneider Electric | 01022021 |  | Schneider Electric |  | SER | MTN4010-3215 |  |  | 26.52 |  | 1 |  | 1 | AFDEKRAAM M-ELEGANCE 1-V MAHONIEBRUIN | PLAQUE ELEG 1 POSTE VERRE MARRON ACAJOU |  | Real glass frame 1g mag M-Ele | [18 empty] | 1 | 3606480179716 | 0 |  | 101 | 10 | 10 | 3 | 0.3 | [23 empty] | 8 | N | [12 empty] | MT4 | ML | 7016907000 | [14 empty] | Glazen afdekplaat, enkelvoudig, mahoniebruin, System M Elegance | Plaque verre simple, marron acajou, System M Elegance | [17 empty] | https://eref.se.com/be/nl/sis-tarif/product/MTN4010-3215 | https://eref.se.com/be/fr/sis-tarif/product/MTN4010-3215
Schneider Electric | Schneider Electric | 01022021 |  | Schneider Electric |  | SER | MTN4010-3260 |  |  | 26.52 |  | 1 |  | 1 | AFDEKRAAM M-ELEGANCE 1-V DIAMANTZILVER | PLAQUE ELEG 1 POSTE VERRE GRIS DIAMANT |  | Real glass frame 1g di M-Ele | [18 empty] | 1 | 3606480179723 | 0 |  | 101 | 10 | 10 | 3 | 0.3 |  | 1 | 101 | 9.5 | 9.7 | 2.5 |  | 43606480179721 | 80 | 8570 | 40 | 30 | 30 | [10 empty] | 8 | N | [12 empty] | MT4 | ML | 7016907000 | [14 empty] | Glazen afdekplaat, enkelvoudig, diamant zilver, System M Elegance | Plaque verre simple, diamant, System M Elegance | [17 empty] | https://eref.se.com/be/nl/sis-tarif/product/MTN4010-3260 | https://eref.se.com/be/fr/sis-tarif/product/MTN4010-3260
Schneider Electric | Schneider Electric | 01022021 |  | Schneider Electric |  | SER | MTN4010-3278 |  |  | 26.52 |  | 1 |  | 1 | AFDEKRAAM M-ELEGANCE 1-V SAFFIERBLAUW | PLAQUE ELEG 1 POSTE VERRE BLEU SAPHIR |  | Real glass frame 1g sbl M-Ele | [18 empty] | 1 | 3606480179730 | 0 |  | 101 | 10 | 10 | 3 | 0.3 | [23 empty] | 10 | N | [12 empty] | MT4 | ML | 7016907000 | [14 empty] | Glazen afdekplaat, enkelvoudig, saffierblauw, System M Elegance | Plaque verre simple, bleu saphir, System M Elegance | [17 empty] | https://eref.se.com/be/nl/sis-tarif/product/MTN4010-3278 | https://eref.se.com/be/fr/sis-tarif/product/MTN4010-3278
Schneider Electric | Schneider Electric | 01022021 |  | Schneider Electric |  | SER | MTN4010-3614 |  |  | 4.95 |  | 1 |  | 10 | AFDEKRAAM M-PURE 1-V ANTRACIET | M-PURE CADRE SIMPLE ANTHRACITE |  | M-Pure1-gang frame anthracite | [18 empty] | 1 | 3606480593048 | 0 |  | 17 | 8 | 8 | 1 | 0.064 | 13606480593045 | 10 | 209 | 9 | 12 | 9.1 | [17 empty] | 8 | N | [12 empty] | MT4 | ML | 3925901000 | [33 empty] | https://eref.se.com/be/nl/sis-tarif/product/MTN4010-3614 | https://eref.se.com/be/fr/sis-tarif/product/MTN4010-3614
Schneider Electric | Schneider Electric | 01022021 |  | Schneider Electric |  | SER | MTN4010-3619 |  |  | 7.76 |  | 1 |  | 10 | AFDEKRAAM M-PURE 1-V POLARWIT | m-pure 1 fonction blanc actif |  | M-Pure1-gang frame polarwhite | [18 empty] | 1 | 3606480592980 | 0 |  | 17 | 8 | 8 | 1 | 0.064 | 13606480592987 | 10 | 213 | 9.1 | 19 | 9 |  | 43606480592988 | 180 | 4260 | 40 | 30 | 30 | [10 empty] | 8 | N | [12 empty] | MT4 | ML | 3925901000 | [33 empty] | https://eref.se.com/be/nl/sis-tarif/product/MTN4010-3619 | https://eref.se.com/be/fr/sis-tarif/product/MTN4010-3619
Schneider Electric | Schneider Electric | 01022021 |  | Schneider Electric |  | SER | MTN4010-6503 |  |  | 32.33 |  | 1 |  | 1 | D-LIFE AFDEKRAAM 1V GLAS ZWART | PLAQUE SIMPLE, VERRE, NOIR ONYX, D-LIFE |  | Real glass frame 1g obk D-Life | [18 empty] | 1 | 3606480890635 | 0 |  | 80 | 13 | 10 | 2 | 0.26 | [23 empty] | 8 | N | [12 empty] | MT4 | ML | 7013990090 | [33 empty] | https://eref.se.com/be/nl/sis-tarif/product/MTN4010-6503 | https://eref.se.com/be/fr/sis-tarif/product/MTN4010-6503
Schneider Electric | Schneider Electric | 01022021 |  | Schneider Electric |  | SER | MTN4010-6520 |  |  | 32.33 |  | 1 |  | 1 | D-LIFE AFDEKRAAM 1V GLAS WIT | PLAQUE SIMPLE,VERRE,BLANC CRISTAL,D-LIFE |  | Real glass frame 1g crw D-Life | [18 empty] | 1 | 3606480909047 | 0 |  | 80 | 13 | 10 | 2 | 0.26 | [23 empty] | 8 | N | [12 empty] | MT4 | ML | 7013990090 | [33 empty] | https://eref.se.com/be/nl/sis-tarif/product/MTN4010-6520 | https://eref.se.com/be/fr/sis-tarif/product/MTN4010-6520
Schneider Electric | Schneider Electric | 01022021 |  | Schneider Electric |  | SER | MTN4010-6534 |  |  | 5.72 |  | 1 |  | 2 | D-LIFE AFDEKRAAM 1V KUNSTSTOF ANTRACIET | PLAQUE SIMPLE, ANTHRACITE, D-LIFE |  | Fra. 1g ant D-Life | [18 empty] | 1 | 3606480890437 | 0 |  | 20 | 9 | 8 | 1 | 0.072 | 13606480890434 | 2 | 52 | 9 | 9 | 3 | [17 empty] | 8 | N | [12 empty] | MT4 | ML | 3925901000 | [33 empty] | https://eref.se.com/be/nl/sis-tarif/product/MTN4010-6534 | https://eref.se.com/be/fr/sis-tarif/product/MTN4010-6534
Schneider Electric | Schneider Electric | 01022021 |  | Schneider Electric |  | SER | MTN4010-6535 |  |  | 5.18 |  | 1 |  | 10 | D-LIFE AFDEKRAAM 1V KUNSTSTOF LOTUSWIT | PLAQUE SIMPLE, BLANC LOTOS, D-LIFE |  | Fra. 1g lw D-Life | [18 empty] | 1 | 3606480890420 | 0 |  | 20 | 9 | 8 | 1 | 0.072 | 23606480890424 | 10 | 240 | 16.5 | 12.2 | 9.5 | [17 empty] | 8 | N | [12 empty] | MT4 | ML | 3925901000 | [33 empty] | https://eref.se.com/be/nl/sis-tarif/product/MTN4010-6535 | https://eref.se.com/be/fr/sis-tarif/product/MTN4010-6535
Schneider Electric | Schneider Electric | 01022021 |  | Schneider Electric |  | SER | MTN4010-6536 |  |  | 8.59 |  | 1 |  | 2 | D-LIFE AFDEKRAAM 1V KUNSTSTOF RVS LOOK | PLAQUE SIMPLE, ACIER INOX, D-LIFE |  | Fra. 1g stst D-Life | [18 empty] | 1 | 3606480890451 | 0 |  | 18 | 9 | 8 | 1 | 0.072 | 13606480890458 | 2 | 50 | 9 | 9 | 9 | [17 empty] | 8 | N | [12 empty] | MT4 | ML | 3925901000 | [33 empty] | https://eref.se.com/be/nl/sis-tarif/product/MTN4010-6536 | https://eref.se.com/be/fr/sis-tarif/product/MTN4010-6536
Schneider Electric | Schneider Electric | 01022021 |  | Schneider Electric |  | SER | MTN4010-6550 |  |  | 42.84 |  | 1 |  | 1 | D-LIFE AFDEKRAAM 1V METAAL NIKKEL | D-Life afdekraam, 1-poste Nickel Métalli |  | Metal frame 1g nim D-Life | [18 empty] | 1 | 3606480890772 | 0 |  | 114 | 13 | 10 | 2 | 0.26 | [23 empty] | 8 | N | [12 empty] | MT4 | ML | 85389099 | [33 empty] | https://eref.se.com/be/nl/sis-tarif/product/MTN4010-6550 | https://eref.se.com/be/fr/sis-tarif/product/MTN4010-6550
Schneider Electric | Schneider Electric | 01022021 |  | Schneider Electric |  | SER | MTN4020-3206 |  |  | 39.8 |  | 1 |  | 1 | AFDEKRAAM M-ELEGANCE 2-V ROBIJNROOD | PLAQUE ELEG 2 POSTES VERRE ROUGE RUBIS |  | Real glass frame 2g rrd M-Ele | [18 empty] | 1 | 3606480179747 | 0 |  | 162 | 17 | 10 | 3 | 0.51 | [23 empty] | 10 | N | [12 empty] | MT4 | ML | 7016907000 | [14 empty] | Glazen afdekplaat, dubbel, robijnrood, System M Elegance | Plaque verre double, rouge rubis, System M Elegance | [17 empty] | https://eref.se.com/be/nl/sis-tarif/product/MTN4020-3206 | https://eref.se.com/be/fr/sis-tarif/product/MTN4020-3206
Schneider Electric | Schneider Electric | 01022021 |  | Schneider Electric |  | SER | MTN4020-3215 |  |  | 39.8 |  | 1 |  | 1 | AFDEKRAAM M-ELEGANCE 2-V MAHONIEBRUIN | PLAQUE ELEG 2 POSTES VERRE MARRON ACAJOU |  | Real glass frame 2g mag M-Ele | [18 empty] | 1 | 3606480179754 | 0 |  | 162 | 17 | 10 | 3 | 0.51 | [23 empty] | 8 | N | [12 empty] | MT4 | ML | 7016907000 | [14 empty] | Glazen afdekplaat, dubbel, mahoniebruin, System M Elegance | Plaque verre double, marron acajou, System M Elegance | [17 empty] | https://eref.se.com/be/nl/sis-tarif/product/MTN4020-3215 | https://eref.se.com/be/fr/sis-tarif/product/MTN4020-3215
Schneider Electric | Schneider Electric | 01022021 |  | Schneider Electric |  | SER | MTN4020-3260 |  |  | 39.8 |  | 1 |  | 1 | AFDEKRAAM M-ELEGANCE 2-V DIAMANTZILVER | PLAQUE ELEG 2 POSTES VERRE GRIS DIAMANT |  | Real glass frame 2g di M-Ele | [18 empty] | 1 | 3606480179761 | 0 |  | 162 | 17 | 10 | 3 | 0.51 | [23 empty] | 8 | N | [12 empty] | MT4 | ML | 7016907000 | [14 empty] | Glazen afdekplaat, dubbel, diamant zilver, System M Elegance | Plaque verre double, diamant, System M Elegance | [17 empty] | https://eref.se.com/be/nl/sis-tarif/product/MTN4020-3260 | https://eref.se.com/be/fr/sis-tarif/product/MTN4020-3260
Schneider Electric | Schneider Electric | 01022021 |  | Schneider Electric |  | SER | MTN4020-3278 |  |  | 39.8 |  | 1 |  | 1 | AFDEKRAAM M-ELEGANCE 2-V SAFFIERBLAUW | PLAQUE ELEG 2 POSTES VERRE BLEU SAPHIR |  | Real glass frame 2g sbl M-Ele | [18 empty] | 1 | 3606480179778 | 0 |  | 162 | 17 | 10 | 3 | 0.51 | [23 empty] | 10 | N | [12 empty] | MT4 | ML | 7016907000 | [14 empty] | Glazen afdekplaat, dubbel, saffierblauw, System M Elegance | Plaque verre double, bleu saphir, System M Elegance | [17 empty] | https://eref.se.com/be/nl/sis-tarif/product/MTN4020-3278 | https://eref.se.com/be/fr/sis-tarif/product/MTN4020-3278
Schneider Electric | Schneider Electric | 01022021 |  | Schneider Electric |  | SER | MTN4020-3614 |  |  | 6.05 |  | 1 |  | 10 | AFDEKRAAM M-PURE 2-V ANTRACIET | M-PURE 2-GANG FRAME ANTHRACITE |  | M-Pure 2-gang frame anthracite | [18 empty] | 1 | 3606480593055 | 0 |  | 28 | 15 | 8 | 1 | 0.12 | 13606480593052 | 10 | 345 | 12 | 9 | 16.2 |  | 43606480593053 | 90 | 3620 | 40 | 30 | 30 | [10 empty] | 8 | N | [12 empty] | MT4 | ML | 3925901000 | [33 empty] | https://eref.se.com/be/nl/sis-tarif/product/MTN4020-3614 | https://eref.se.com/be/fr/sis-tarif/product/MTN4020-3614
Schneider Electric | Schneider Electric | 01022021 |  | Schneider Electric |  | SER | MTN4020-6536 |  |  | 12.24 |  | 1 |  | 2 | D-LIFE AFDEKRAAM 2V KUNSTSTOF RVS LOOK | D-Life afdekraam, 2-postes Acier Inoxyda |  | Fra. 2g stst D-Life | [18 empty] | 1 | 3606480890499 | 0 |  | 28 | 16 | 8 | 1 | 0.128 | 13606480890496 | 2 | 77 | 9 | 16 | 3 | [17 empty] | 8 | N | [12 empty] | MT4 | ML | 3926909790 | [33 empty] | https://eref.se.com/be/nl/sis-tarif/product/MTN4020-6536 | https://eref.se.com/be/fr/sis-tarif/product/MTN4020-6536
Schneider Electric | Schneider Electric | 01022021 |  | Schneider Electric |  | SER | MTN4020-6550 |  |  | 69.36 |  | 1 |  | 1 | D-LIFE AFDEKRAAM 2V METAAL NIKKEL | D-Life afdekraam, 2-postes Nickel Métall |  | Metal frame 2g nim D-Life | [18 empty] | 1 | 3606480890802 | 0 |  | 172 | 25 | 10 | 2 | 0.5 | [23 empty] | 8 | N | [12 empty] | MT4 | ML | 85389099 | [33 empty] | https://eref.se.com/be/nl/sis-tarif/product/MTN4020-6550 | https://eref.se.com/be/fr/sis-tarif/product/MTN4020-6550
Schneider Electric | Schneider Electric | 01022021 |  | Schneider Electric |  | SER | MTN4025-3206 |  |  | 39.8 |  | 1 |  | 1 | AFDEKRAAM M-ELEG 2-V ROBIJNROOD Z.MID | PLAQUE ELEG 2 POSTE VT VERRE ROUGE RUBIS |  | Real gl.fr. 2g wo.cen.brg.pie. rrd M-Ele | [18 empty] | 1 | 3606480179907 | 0 |  | 148 | 17 | 10 | 3 | 0.51 | [23 empty] | 10 | N | [12 empty] | MT4 | ML | 7003199000 | [14 empty] | Glazen afdekplaat, dubbel zonder middenstuk, robijnrood, System M Elegance | Plaque verre double sans pièce centrale, rouge rubis, System M Elegance | [17 empty] | https://eref.se.com/be/nl/sis-tarif/product/MTN4025-3206 | https://eref.se.com/be/fr/sis-tarif/product/MTN4025-3206
Schneider Electric | Schneider Electric | 01022021 |  | Schneider Electric |  | SER | MTN4025-3215 |  |  | 39.8 |  | 1 |  | 1 | AFDEKRAAM M-ELEG 2-V MAHONIEBRUIN Z.MID | PLAQUE ELEG 2 POSTE VT VERRE MARRON ACAJ |  | Real gl.fr. 2g wo.cen.brg.pie. mag M-Ele | [18 empty] | 1 | 3606480179914 | 0 |  | 148 | 17 | 10 | 3 | 0.51 | [23 empty] | 2 | Y | [12 empty] | MT4 | ML | 7016907000 | [14 empty] | Glazen afdekplaat, dubbel zonder middenstuk, mahoniebruin, System M Elegance | Plaque verre double sans pièce centrale, marron acajou, System M Elegance | [17 empty] | https://eref.se.com/be/nl/sis-tarif/product/MTN4025-3215 | https://eref.se.com/be/fr/sis-tarif/product/MTN4025-3215
Schneider Electric | Schneider Electric | 01022021 |  | Schneider Electric |  | SER | MTN4025-3260 |  |  | 39.8 |  | 1 |  | 1 | AFDEKRAAM M-ELEG 2-V DIAMANTZILVER Z.MID | PLAQUE ELEG 2 POSTES VT VERRE GRIS DIAM |  | Real gl.fr. 2g wo.cen.brg.pie. di M-Ele | [18 empty] | 1 | 3606480179921 | 0 |  | 148 | 17 | 10 | 3 | 0.51 | [23 empty] | 2 | Y | [12 empty] | MT4 | ML | 7016907000 | [14 empty] | Glazen afdekplaat, dubbel zonder middenstuk, diamant zilver, System M Elegance | Plaque verre double sans pièce centrale, diamant, System M Elegance | [17 empty] | https://eref.se.com/be/nl/sis-tarif/product/MTN4025-3260 | https://eref.se.com/be/fr/sis-tarif/product/MTN4025-3260
Schneider Electric | Schneider Electric | 01022021 |  | Schneider Electric |  | SER | MTN4025-3278 |  |  | 39.8 |  | 1 |  | 1 | AFDEKRAAM M-ELEG 2-V SAFFIERBLAUW Z.MID | PLAQUE ELEG 2 POSTE VT VERRE BLEU SAPHIR |  | Real gl.fr. 2g wo.cen.brg.pie. sbl M-Ele | [18 empty] | 1 | 3606480179938 | 0 |  | 148 | 17 | 10 | 3 | 0.51 | [23 empty] | 10 | N | [12 empty] | MT4 | ML | 7003199000 | [14 empty] | Glazen afdekplaat, dubbel zonder middenstuk, saffierblauw, System M Elegance | Plaque verre double sans pièce centrale, bleu saphir, System M Elegance | [17 empty] | https://eref.se.com/be/nl/sis-tarif/product/MTN4025-3278 | https://eref.se.com/be/fr/sis-tarif/product/MTN4025-3278
Schneider Electric | Schneider Electric | 01022021 |  | Schneider Electric |  | SER | MTN4030-3206 |  |  | 59.69 |  | 1 |  | 1 | AFDEKRAAM M-ELEGANCE 3-V ROBIJNROOD | PLAQUE ELEG 3 POSTES VERRE ROUGE RUBIS |  | Real glass frame 3g rrd M-Ele | [18 empty] | 1 | 3606480179785 | 0 |  | 222 | 24 | 10 | 3 | 0.72 | [23 empty] | 10 | N | [12 empty] | MT4 | ML | 7016907000 | [14 empty] | Glazen afdekplaat, drievoudig, robijnrood, System M Elegance | Plaque verre triple, rouge rubis, System M Elegance | [17 empty] | https://eref.se.com/be/nl/sis-tarif/product/MTN4030-3206 | https://eref.se.com/be/fr/sis-tarif/product/MTN4030-3206
Schneider Electric | Schneider Electric | 01022021 |  | Schneider Electric |  | SER | MTN4030-3215 |  |  | 59.69 |  | 1 |  | 1 | AFDEKRAAM M-ELEGANCE 3-V MAHONIEBRUIN | PLAQUE ELEG 3 POSTES VERRE MARRON ACAJOU |  | Real glass frame 3g mag M-Ele | [18 empty] | 1 | 3606480179792 | 0 |  | 222 | 24 | 10 | 3 | 0.72 | [23 empty] | 4 | N | [12 empty] | MT4 | ML | 7016907000 | [14 empty] | Glazen afdekplaat, drievoudig, mahoniebruin, System M Elegance | Plaque verre triple, marron acajou, System M Elegance | [17 empty] | https://eref.se.com/be/nl/sis-tarif/product/MTN4030-3215 | https://eref.se.com/be/fr/sis-tarif/product/MTN4030-3215
Schneider Electric | Schneider Electric | 01022021 |  | Schneider Electric |  | SER | MTN4030-3260 |  |  | 59.69 |  | 1 |  | 1 | AFDEKRAAM M-ELEGANCE 3-V DIAMANTZILVER | PLAQUE ELEG 3 POSTES VERRE GRIS DIAMANT |  | Real glass frame 3g di M-Ele | [18 empty] | 1 | 3606480179808 | 0 |  | 222 | 24 | 10 | 3 | 0.72 |  | 1 | 222 | 24 | 9.5 | 2.5 |  | 43606480179806 | 28 | 6840 | 40 | 30 | 30 | [10 empty] | 8 | N | [12 empty] | MT4 | ML | 7016907000 | [14 empty] | Glazen afdekplaat, drievoudig, diamant zilver, System M Elegance | Plaque verre triple, diamant, System M Elegance | [17 empty] | https://eref.se.com/be/nl/sis-tarif/product/MTN4030-3260 | https://eref.se.com/be/fr/sis-tarif/product/MTN4030-3260
Schneider Electric | Schneider Electric | 01022021 |  | Schneider Electric |  | SER | MTN4030-3278 |  |  | 59.69 |  | 1 |  | 1 | AFDEKRAAM M-ELEGANCE 3-V SAFFIERBLAUW | PLAQUE ELEG 3 POSTES VERRE BLEU SAPHIR |  | Real glass frame 3g sbl M-Ele | [18 empty] | 1 | 3606480179815 | 0 |  | 222 | 24 | 10 | 3 | 0.72 | [23 empty] | 10 | N | [12 empty] | MT4 | ML | 7016907000 | [14 empty] | Glazen afdekplaat, drievoudig, saffierblauw, System M Elegance | Plaque verre triple, bleu saphir, System M Elegance | [17 empty] | https://eref.se.com/be/nl/sis-tarif/product/MTN4030-3278 | https://eref.se.com/be/fr/sis-tarif/product/MTN4030-3278
Schneider Electric | Schneider Electric | 01022021 |  | Schneider Electric |  | SER | MTN4030-3614 |  |  | 8.25 |  | 1 |  | 10 | AFDEKRAAM M-PURE 3-V ANTRACIET | M-PURE CADRE TRIPLE ANTHRACITE |  | M-Pure 3-gang frame anthracite | [18 empty] | 1 | 3606480593062 | 0 |  | 39 | 23 | 8 | 1 | 0.184 | 13606480593069 | 10 | 480 | 9 | 23.4 | 12 |  | 43606480593060 | 60 | 3250 | 40 | 30 | 30 | [10 empty] | 8 | N | [12 empty] | MT4 | ML | 3925901000 | [33 empty] | https://eref.se.com/be/nl/sis-tarif/product/MTN4030-3614 | https://eref.se.com/be/fr/sis-tarif/product/MTN4030-3614
Schneider Electric | Schneider Electric | 01022021 |  | Schneider Electric |  | SER | MTN4030-6536 |  |  | 16.32 |  | 1 |  | 2 | D-LIFE AFDEKRAAM 3V KUNSTSTOF RVS LOOK | D-Life afdekraam, 3-postes Acier Inoxyda |  | Fra. 3g stst D-Life | [18 empty] | 1 | 3606480890536 | 0 |  | 39 | 23 | 8 | 1 | 0.184 | 13606480890533 | 2 | 104 | 9 | 24 | 3 | [17 empty] | 8 | N | [12 empty] | MT4 | ML | 3926909790 | [33 empty] | https://eref.se.com/be/nl/sis-tarif/product/MTN4030-6536 | https://eref.se.com/be/fr/sis-tarif/product/MTN4030-6536
Schneider Electric | Schneider Electric | 01022021 |  | Schneider Electric |  | SER | MTN4030-6550 |  |  | 114.24 |  | 1 |  | 1 | D-LIFE AFDEKRAAM 3V METAAL NIKKEL | D-Life afdekraam, 3-postes Nickel Métall |  | Metal frame 3g nim D-Life | [18 empty] | 1 | 3606480890833 | 0 |  | 205 | 25 | 10 | 2 | 0.5 | [23 empty] | 8 | N | [12 empty] | MT4 | ML | 85389099 | [33 empty] | https://eref.se.com/be/nl/sis-tarif/product/MTN4030-6550 | https://eref.se.com/be/fr/sis-tarif/product/MTN4030-6550
Schneider Electric | Schneider Electric | 01022021 |  | Schneider Electric |  | SER | MTN403105 |  |  | 23.9 |  | 1 |  | 1 | AFDEKRAAM M-ELEGANCE 1-V TITANIUM | PLAQUE M-ELEGANCE 1 POSTE METAL TITANE |  | Metal frame 1g tit M-Ele | [18 empty] | 1 | 3606485111155 | 0 |  | 138 | 10 | 10 | 3 | 0.3 |  | 1 | 140 | 9.5 | 9.7 | 2.5 |  | 43606485111153 | 80 | 11610 | 40 | 30 | 30 | [10 empty] | 8 | N | [12 empty] | MT4 | ML | 7326909890 | [14 empty] | Metalen afdekplaat, enkelvoudig, titanium, System M Elegance | Plaque métal simple, titane, System M Elegance | [17 empty] | https://eref.se.com/be/nl/sis-tarif/product/MTN403105 | https://eref.se.com/be/fr/sis-tarif/product/MTN403105
Schneider Electric | Schneider Electric | 01022021 |  | Schneider Electric |  | SER | MTN403114 |  |  | 23.9 |  | 1 |  | 1 | AFDEKRAAM M-ELEGANCE 1-V RHODIUM | PLAQUE ELEG 1 POSTE METAL GRIS RHODIUM |  | Metal frame 1g rgr M-Ele | [18 empty] | 1 | 3606485111162 | 0 |  | 140 | 10 | 10 | 3 | 0.3 |  | 1 | 140 | 9.5 | 9.7 | 2.5 |  | 43606485111160 | 80 | 12170 | 40 | 30 | 30 | [10 empty] | 8 | N | [12 empty] | MT4 | ML | 7326909890 | [14 empty] | Metalen afdekplaat, enkelvoudig, rhodium grijs, System M Elegance | Plaque métal simple, gris rhodium, System M Elegance | [17 empty] | https://eref.se.com/be/nl/sis-tarif/product/MTN403114 | https://eref.se.com/be/fr/sis-tarif/product/MTN403114
Schneider Electric | Schneider Electric | 01022021 |  | Schneider Electric |  | SER | MTN403139 |  |  | 23.9 |  | 1 |  | 1 | AFDEKRAAM M-ELEGANCE 1-V CHROOM | PLAQUE M-ELEGANCE 1 POSTE METAL CHROME |  | Metal frame 1g cr M-Ele | [18 empty] | 1 | 3606480074585 | 0 |  | 139 | 10 | 10 | 3 | 0.3 | [23 empty] | 8 | N | [12 empty] | MT4 | ML | 7326909890 | [14 empty] | Metalen afdekplaat, enkelvoudig, chroom, System M Elegance | Plaque métal simple, chrome, System M Elegance | [17 empty] | https://eref.se.com/be/nl/sis-tarif/product/MTN403139 | https://eref.se.com/be/fr/sis-tarif/product/MTN403139
Schneider Electric | Schneider Electric | 01022021 |  | Schneider Electric |  | SER | MTN403160 |  |  | 23.9 |  | 1 |  | 1 | AFDEKRAAM M-ELEGANCE 1-V PLATINA | PLAQUE M-ELEGANCE 1 POSTE METAL ARGENT |  | Metal frame 1g psi M-Ele | [18 empty] | 1 | 3606485111186 | 0 |  | 140 | 10 | 10 | 3 | 0.3 |  | 1 | 140 | 9.5 | 9.7 | 2.5 |  | 43606485111184 | 80 | 11530 | 40 | 30 | 30 | [10 empty] | 8 | N | [12 empty] | MT4 | ML | 7326909890 | [14 empty] | Metalen afdekplaat, enkelvoudig, platinium zilver, System M Elegance | Plaque métal simple, argent platine, System M Elegance | [17 empty] | https://eref.se.com/be/nl/sis-tarif/product/MTN403160 | https://eref.se.com/be/fr/sis-tarif/product/MTN403160
Schneider Electric | Schneider Electric | 01022021 |  | Schneider Electric |  | SER | MTN403205 |  |  | 35.83 |  | 1 |  | 1 | AFDEKRAAM M-ELEGANCE 2-V TITANIUM | PLAQUE M-ELEGANCE 2 POSTES METAL TITANE |  | Metal frame 2g tit M-Ele | [18 empty] | 1 | 3606485111193 | 0 |  | 231 | 17 | 10 | 3 | 0.51 | [23 empty] | 8 | N | [12 empty] | MT4 | ML | 7326909890 | [14 empty] | Metalen afdekplaat, dubbel, titanium, System M Elegance | Plaque métal double, titane, System M Elegance | [17 empty] | https://eref.se.com/be/nl/sis-tarif/product/MTN403205 | https://eref.se.com/be/fr/sis-tarif/product/MTN403205
Schneider Electric | Schneider Electric | 01022021 |  | Schneider Electric |  | SER | MTN403214 |  |  | 35.83 |  | 1 |  | 1 | AFDEKRAAM M-ELEGANCE 2-V RHODIUM | PLAQUE ELEG 2 POSTES METAL GRIS RHODIUM |  | Metal frame 2g rgr M-Ele | [18 empty] | 1 | 3606485111209 | 0 |  | 220 | 17 | 10 | 3 | 0.51 | [23 empty] | 8 | N | [12 empty] | MT4 | ML | 7326909890 | [14 empty] | Metalen afdekplaat, dubbel, rhodium grijs, System M Elegance | Plaque métal double, gris rhodium, System M Elegance | [17 empty] | https://eref.se.com/be/nl/sis-tarif/product/MTN403214 | https://eref.se.com/be/fr/sis-tarif/product/MTN403214
Schneider Electric | Schneider Electric | 01022021 |  | Schneider Electric |  | SER | MTN403239 |  |  | 35.83 |  | 1 |  | 1 | AFDEKRAAM M-ELEGANCE 2-V CHROOM | PLAQUE M-ELEGANCE 2 POSTES METAL CHROME |  | Metal frame 2g cr M-Ele | [18 empty] | 1 | 3606480074592 | 0 |  | 220 | 17 | 10 | 3 | 0.51 | [23 empty] | 8 | N | [12 empty] | MT4 | ML | 7326909890 | [14 empty] | Metalen afdekplaat, dubbel, chroom, System M Elegance | Plaque métal double, chrome, System M Elegance | [17 empty] | https://eref.se.com/be/nl/sis-tarif/product/MTN403239 | https://eref.se.com/be/fr/sis-tarif/product/MTN403239
Schneider Electric | Schneider Electric | 01022021 |  | Schneider Electric |  | SER | MTN403260 |  |  | 35.83 |  | 1 |  | 1 | AFDEKRAAM M-ELEGANCE 2-V PLATINA | PLAQUE M-ELEGANCE 2 POSTES METAL ARGENT |  | Metal frame 2g psi M-Ele | [18 empty] | 1 | 3606485111223 | 0 |  | 221 | 17 | 10 | 3 | 0.51 | [23 empty] | 8 | N | [12 empty] | MT4 | ML | 7326909890 | [14 empty] | Metalen afdekplaat, dubbel, platinium zilver, System M Elegance | Plaque métal double, argent platine, System M Elegance | [17 empty] | https://eref.se.com/be/nl/sis-tarif/product/MTN403260 | https://eref.se.com/be/fr/sis-tarif/product/MTN403260
Schneider Electric | Schneider Electric | 01022021 |  | Schneider Electric |  | SER | MTN403305 |  |  | 53.77 |  | 1 |  | 1 | AFDEKRAAM M-ELEGANCE 3-V TITANIUM | PLAQUE M-ELEGANCE 3 POSTES METAL TITANE |  | Metal frame 3g tit M-Ele | [18 empty] | 1 | 3606485111230 | 0 |  | 317 | 24 | 10 | 3 | 0.72 | [23 empty] | 8 | N | [12 empty] | MT4 | ML | 7326909890 | [14 empty] | Metalen afdekplaat, drievoudig, titanium, System M Elegance | Plaque métal triple, titane, System M Elegance | [17 empty] | https://eref.se.com/be/nl/sis-tarif/product/MTN403305 | https://eref.se.com/be/fr/sis-tarif/product/MTN403305
Schneider Electric | Schneider Electric | 01022021 |  | Schneider Electric |  | SER | MTN403314 |  |  | 53.77 |  | 1 |  | 1 | AFDEKRAAM M-ELEGANCE 3-V RHODIUM | PLAQUE ELEG 3 POSTES METAL GRIS RHODIUM |  | Metal frame 3g rgr M-Ele | [18 empty] | 1 | 3606485111247 | 0 |  | 318 | 24 | 10 | 3 | 0.72 | [23 empty] | 8 | N | [12 empty] | MT4 | ML | 7326909890 | [14 empty] | Metalen afdekplaat, drievoudig, rhodium grijs, System M Elegance | Plaque métal triple, gris rhodium, System M Elegance | [17 empty] | https://eref.se.com/be/nl/sis-tarif/product/MTN403314 | https://eref.se.com/be/fr/sis-tarif/product/MTN403314
Schneider Electric | Schneider Electric | 01022021 |  | Schneider Electric |  | SER | MTN403339 |  |  | 53.77 |  | 1 |  | 1 | AFDEKRAAM M-ELEGANCE 3-V CHROOM | PLAQUE M-ELEGANCE 3 POSTES METAL CHROME |  | Metal frame 3g cr M-Ele | [18 empty] | 1 | 3606480074608 | 0 |  | 318 | 24 | 10 | 3 | 0.72 | [23 empty] | 4 | N | [12 empty] | MT4 | ML | 7326909890 | [14 empty] | Metalen afdekplaat, drievoudig, chroom, System M Elegance | Plaque métal triple, chrome, System M Elegance | [17 empty] | https://eref.se.com/be/nl/sis-tarif/product/MTN403339 | https://eref.se.com/be/fr/sis-tarif/product/MTN403339
Schneider Electric | Schneider Electric | 01022021 |  | Schneider Electric |  | SER | MTN403360 |  |  | 53.77 |  | 1 |  | 1 | AFDEKRAAM M-ELEGANCE 3-V PLATINA | PLAQUE M-ELEGANCE 3 POSTES METAL ARGENT |  | Metal frame 3g psi M-Ele | [18 empty] | 1 | 3606485111261 | 0 |  | 328 | 24 | 10 | 3 | 0.72 | [23 empty] | 8 | N | [12 empty] | MT4 | ML | 7326909890 | [14 empty] | Metalen afdekplaat, drievoudig, platinium zilver, System M Elegance | Plaque métal triple, argent platine, System M Elegance | [17 empty] | https://eref.se.com/be/nl/sis-tarif/product/MTN403360 | https://eref.se.com/be/fr/sis-tarif/product/MTN403360
Schneider Electric | Schneider Electric | 01022021 |  | Schneider Electric |  | SER | MTN403405 |  |  | 80.58 |  | 1 |  | 1 | AFDEKRAAM M-ELEGANCE 4-V TITANIUM | PLAQUE M-ELEGANCE 4 POSTES METAL TITANE |  | Metal frame 4g tit M-Ele | [18 empty] | 1 | 3606485111513 | 0 |  | 406 | 31 | 10 | 3 | 0.93 | [23 empty] | 8 | N | [12 empty] | MT4 | ML | 7326909890 | [14 empty] | Metalen afdekplaat, viervoudig, titanium, System M Elegance | Plaque métal quadruple, titane, System M Elegance | [17 empty] | https://eref.se.com/be/nl/sis-tarif/product/MTN403405 | https://eref.se.com/be/fr/sis-tarif/product/MTN403405
Schneider Electric | Schneider Electric | 01022021 |  | Schneider Electric |  | SER | MTN403414 |  |  | 80.58 |  | 1 |  | 1 | AFDEKRAAM M-ELEGANCE 4-V RHODIUM | PLAQUE ELEG 4 POSTES METAL GRIS RHODIUM |  | Metal frame 4g rgr M-Ele | [18 empty] | 1 | 3606485111520 | 0 |  | 410 | 31 | 10 | 3 | 0.93 | [23 empty] | 8 | N | [12 empty] | MT4 | ML | 7326909890 | [14 empty] | Metalen afdekplaat, viervoudig, rhodium grijs, System M Elegance | Plaque métal quadruple, gris rhodium, System M Elegance | [17 empty] | https://eref.se.com/be/nl/sis-tarif/product/MTN403414 | https://eref.se.com/be/fr/sis-tarif/product/MTN403414
Schneider Electric | Schneider Electric | 01022021 |  | Schneider Electric |  | SER | MTN403439 |  |  | 80.58 |  | 1 |  | 1 | AFDEKRAAM M-ELEGANCE 4-V CHROOM | PLAQUE M-ELEGANCE 4 POSTES METAL CHROME |  | Metal frame 4g cr M-Ele | [18 empty] | 1 | 3606480074615 | 0 |  | 410 | 31 | 10 | 3 | 0.93 | [23 empty] | 8 | N | [12 empty] | MT4 | ML | 7326909890 | [14 empty] | Metalen afdekplaat, viervoudig, chroom, System M Elegance | Plaque métal quadruple, chrome, System M Elegance | [17 empty] | https://eref.se.com/be/nl/sis-tarif/product/MTN403439 | https://eref.se.com/be/fr/sis-tarif/product/MTN403439
Schneider Electric | Schneider Electric | 01022021 |  | Schneider Electric |  | SER | MTN403460 |  |  | 80.58 |  | 1 |  | 1 | AFDEKRAAM M-ELEGANCE 4-V PLATINA | PLAQUE M-ELEGANCE 4 POSTES METAL ARGENT |  | Metal frame 4g psi M-Ele | [18 empty] | 1 | 3606485111544 | 0 |  | 410 | 31 | 10 | 3 | 0.93 | [23 empty] | 8 | N | [12 empty] | MT4 | ML | 7326909890 | [14 empty] | Metalen afdekplaat, viervoudig, platinium zilver, System M Elegance | Plaque métal quadruple, argent platine, System M Elegance | [17 empty] | https://eref.se.com/be/nl/sis-tarif/product/MTN403460 | https://eref.se.com/be/fr/sis-tarif/product/MTN403460
Schneider Electric | Schneider Electric | 01022021 |  | Schneider Electric |  | SER | MTN403505 |  |  | 120.66 |  | 1 |  | 1 | AFDEKRAAM M-ELEGANCE 5-V TITANIUM | PLAQUE M-ELEGANCE 5 POSTES METAL TITANE |  | Metal frame 5g tit M-Ele | [18 empty] | 1 | 3606485111551 | 0 |  | 494 | 38 | 10 | 3 | 1.14 | [23 empty] | 8 | N | [12 empty] | MT4 | ML | 7326909890 | [14 empty] | Metalen afdekplaat, vijfvoudig, titanium, System M Elegance | Plaque métal quintuple, titane, System M Elegance | [17 empty] | https://eref.se.com/be/nl/sis-tarif/product/MTN403505 | https://eref.se.com/be/fr/sis-tarif/product/MTN403505
Schneider Electric | Schneider Electric | 01022021 |  | Schneider Electric |  | SER | MTN403514 |  |  | 120.66 |  | 1 |  | 1 | AFDEKRAAM M-ELEGANCE 5-V RHODIUM | PLAQUE ELEG 5 POSTES METAL GRIS RHODIUM |  | Metal frame 5g rgr M-Ele | [18 empty] | 1 | 3606485111568 | 0 |  | 494 | 38 | 10 | 3 | 1.14 | [23 empty] | 8 | N | [12 empty] | MT4 | ML | 7326909890 | [14 empty] | Metalen afdekplaat, vijfvoudig, rhodium grijs, System M Elegance | Plaque métal quintuple, gris rhodium, System M Elegance | [17 empty] | https://eref.se.com/be/nl/sis-tarif/product/MTN403514 | https://eref.se.com/be/fr/sis-tarif/product/MTN403514
Schneider Electric | Schneider Electric | 01022021 |  | Schneider Electric |  | SER | MTN403539 |  |  | 120.66 |  | 1 |  | 1 | AFDEKRAAM M-ELEGANCE 5-V CHROOM | PLAQUE M-ELEGANCE 5 POSTES METAL CHROME |  | Metal frame 5g cr M-Ele | [18 empty] | 1 | 3606480074622 | 0 |  | 494 | 38 | 10 | 3 | 1.14 | [23 empty] | 2 | Y | [12 empty] | MT4 | ML | 7326909890 | [14 empty] | Metalen afdekplaat, vijfvoudig, chroom, System M Elegance | Plaque métal quintuple, chrome, System M Elegance | [17 empty] | https://eref.se.com/be/nl/sis-tarif/product/MTN403539 | https://eref.se.com/be/fr/sis-tarif/product/MTN403539
Schneider Electric | Schneider Electric | 01022021 |  | Schneider Electric |  | SER | MTN403560 |  |  | 120.66 |  | 1 |  | 1 | AFDEKRAAM M-ELEGANCE 5-V PLATINA | PLAQUE M-ELEGANCE 5 POSTES METAL ARGENT |  | Metal frame 5g psi M-Ele | [18 empty] | 1 | 3606485111582 | 0 |  | 494 | 38 | 10 | 3 | 1.14 | [23 empty] | 8 | N | [12 empty] | MT4 | ML | 7326909890 | [14 empty] | Metalen afdekplaat, vijfvoudig, platinium zilver, System M Elegance | Plaque métal quintuple, argent platine, System M Elegance | [17 empty] | https://eref.se.com/be/nl/sis-tarif/product/MTN403560 | https://eref.se.com/be/fr/sis-tarif/product/MTN403560
Schneider Electric | Schneider Electric | 01022021 |  | Schneider Electric |  | SER | MTN403805 |  |  | 35.83 |  | 1 |  | 1 | AFDEKRAAM M-ELEGANCE 2-V TITANIUM Z.MID | PLAQUE ELEG 2 VT POSTES METAL TITANE |  | Metal frame 2g wo.cen.brg.pie. tit M-Ele | [18 empty] | 1 | 3606485111599 | 0 |  | 215 | 17 | 10 | 3 | 0.51 | [23 empty] | 8 | N | [12 empty] | MT4 | ML | 7326909890 | [14 empty] | Metalen afdekplaat, dubbel zonder middenstuk, titanium, System M Elegance | Plaque métal double sans pièce centrale, titane, System M Elegance | [17 empty] | https://eref.se.com/be/nl/sis-tarif/product/MTN403805 | https://eref.se.com/be/fr/sis-tarif/product/MTN403805
Schneider Electric | Schneider Electric | 01022021 |  | Schneider Electric |  | SER | MTN403814 |  |  | 35.83 |  | 1 |  | 1 | AFDEKRAAM M-ELEGANCE 2-V RHODIUM Z.MID | PLAQUE ELEG 2 VT POSTES METAL GRIS RHOD |  | Metal frame 2g wo.cen.brg.pie. rgr M-Ele | [18 empty] | 1 | 3606485111605 | 0 |  | 215 | 17 | 10 | 3 | 0.51 | [23 empty] | 2 | Y | [12 empty] | MT4 | ML | 7326909890 | [14 empty] | Metalen afdekplaat, dubbel zonder middenstuk, rhodium grijs, System M Elegance | Plaque métal double sans pièce centrale, gris rhodium, System M Elegance | [17 empty] | https://eref.se.com/be/nl/sis-tarif/product/MTN403814 | https://eref.se.com/be/fr/sis-tarif/product/MTN403814
Schneider Electric | Schneider Electric | 01022021 |  | Schneider Electric |  | SER | MTN403839 |  |  | 35.83 |  | 1 |  | 1 | AFDEKRAAM M-ELEGANCE 2-V CHROOM Z.MID | PLAQUE ELEG 2 VT POSTES METAL CHROME |  | Metal frame 2g wo.cen.brdg.pie. cr M-Ele | [18 empty] | 1 | 3606480074639 | 0 |  | 207 | 17 | 10 | 3 | 0.51 | [23 empty] | 2 | Y | [12 empty] | MT4 | ML | 7326909890 | [14 empty] | Metalen afdekplaat, dubbel zonder middenstuk, chroom, System M Elegance | Plaque métal double sans pièce centrale, chrome, System M Elegance | [17 empty] | https://eref.se.com/be/nl/sis-tarif/product/MTN403839 | https://eref.se.com/be/fr/sis-tarif/product/MTN403839
Schneider Electric | Schneider Electric | 01022021 |  | Schneider Electric |  | SER | MTN403860 |  |  | 35.83 |  | 1 |  | 1 | AFDEKRAAM M-ELEGANCE 2-V PLATINA Z.MID | PLAQUE ELEG 2 VT POSTES METAL ARGENT |  | Metal frame 2g wo.cen.brg.pie. psi M-Ele | [18 empty] | 1 | 3606485111629 | 0 |  | 215 | 17 | 10 | 3 | 0.51 | [23 empty] | 2 | Y | [12 empty] | MT4 | ML | 7326909890 | [14 empty] | Metalen afdekplaat, dubbel zonder middenstuk, platinium zilver, Syst M Elegance | Plaque métal double sans pièce centrale, argent platine, System M Elegance | [17 empty] | https://eref.se.com/be/nl/sis-tarif/product/MTN403860 | https://eref.se.com/be/fr/sis-tarif/product/MTN403860
Schneider Electric | Schneider Electric | 01022021 |  | Schneider Electric |  | SER | MTN4040-3206 |  |  | 89.55 |  | 1 |  | 1 | AFDEKRAAM M-ELEGANCE 4-V ROBIJNROOD | PLAQUE ELEG 4 POSTES VERRE ROUGE RUBIS |  | Real glass frame 4g rrd M-Ele | [18 empty] | 1 | 3606480179822 | 0 |  | 288 | 31 | 10 | 3 | 0.93 | [23 empty] | 10 | N | [12 empty] | MT4 | ML | 7016907000 | [14 empty] | Glazen afdekplaat, viervoudig, robijnrood, System M Elegance | Plaque verre quadruple, rouge rubis, System M Elegance | [17 empty] | https://eref.se.com/be/nl/sis-tarif/product/MTN4040-3206 | https://eref.se.com/be/fr/sis-tarif/product/MTN4040-3206
Schneider Electric | Schneider Electric | 01022021 |  | Schneider Electric |  | SER | MTN4040-3215 |  |  | 89.55 |  | 1 |  | 1 | AFDEKRAAM M-ELEGANCE 4-V MAHONIEBRUIN | PLAQUE ELEG 4 POSTES VERRE MARRON ACAJOU |  | Real glass frame 4g mag M-Ele | [18 empty] | 1 | 3606480179839 | 0 |  | 288 | 31 | 10 | 3 | 0.93 | [23 empty] | 8 | N | [12 empty] | MT4 | ML | 7013990090 | [14 empty] | Glazen afdekplaat, viervoudig, mahoniebruin, System M Elegance | Plaque verre quadruple, marron acajou, System M Elegance | [17 empty] | https://eref.se.com/be/nl/sis-tarif/product/MTN4040-3215 | https://eref.se.com/be/fr/sis-tarif/product/MTN4040-3215
Schneider Electric | Schneider Electric | 01022021 |  | Schneider Electric |  | SER | MTN4040-3260 |  |  | 89.55 |  | 1 |  | 1 | AFDEKRAAM M-ELEGANCE 4-V DIAMANTZILVER | PLAQUE ELEG 4 POSTES VERRE GRIS DIAMANT |  | Real glass frame 4g di M-Ele | [18 empty] | 1 | 3606480179846 | 0 |  | 288 | 31 | 10 | 3 | 0.93 | [23 empty] | 8 | N | [12 empty] | MT4 | ML | 7016907000 | [14 empty] | Glazen afdekplaat, viervoudig, diamant zilver, System M Elegance | Plaque verre quadruple, diamant, System M Elegance | [17 empty] | https://eref.se.com/be/nl/sis-tarif/product/MTN4040-3260 | https://eref.se.com/be/fr/sis-tarif/product/MTN4040-3260
Schneider Electric | Schneider Electric | 01022021 |  | Schneider Electric |  | SER | MTN4040-3278 |  |  | 89.55 |  | 1 |  | 1 | AFDEKRAAM M-ELEGANCE 4-V SAFFIERBLAUW | PLAQUE ELEG 4 POSTES VERRE BLEU SAPHIR |  | Real glass frame 4g sbl M-Ele | [18 empty] | 1 | 3606480179853 | 0 |  | 288 | 31 | 10 | 3 | 0.93 | [23 empty] | 10 | N | [12 empty] | MT4 | ML | 7016907000 | [14 empty] | Glazen afdekplaat, viervoudig, saffierblauw, System M Elegance | Plaque verre quadruple, bleu saphir, System M Elegance | [17 empty] | https://eref.se.com/be/nl/sis-tarif/product/MTN4040-3278 | https://eref.se.com/be/fr/sis-tarif/product/MTN4040-3278
Schneider Electric | Schneider Electric | 01022021 |  | Schneider Electric |  | SER | MTN4040-6536 |  |  | 24.48 |  | 1 |  | 2 | D-LIFE AFDEKRAAM 4V KUNSTSTOF RVS LOOK | D-Life afdekraam, 4-postes Acier Inoxyda |  | Fra. 4g stst D-Life | [18 empty] | 1 | 3606480890574 | 0 |  | 48 | 31 | 8 | 1 | 0.248 | 13606480890571 | 2 | 132 | 9 | 31 | 3 | [17 empty] | 8 | N | [12 empty] | MT4 | ML | 3926909790 | [33 empty] | https://eref.se.com/be/nl/sis-tarif/product/MTN4040-6536 | https://eref.se.com/be/fr/sis-tarif/product/MTN4040-6536
Schneider Electric | Schneider Electric | 01022021 |  | Schneider Electric |  | SER | MTN4040-6550 |  |  | 218.28 |  | 1 |  | 1 | D-LIFE AFDEKRAAM 4V METAAL NIKKEL | D-Life afdekraam, 4-postes Nickel Métall |  | Metal frame 4g nim D-Life | [18 empty] | 1 | 3606480890864 | 0 |  | 273 | 39 | 10 | 2 | 0.78 | [23 empty] | 8 | N | [12 empty] | MT4 | ML | 85389099 | [33 empty] | https://eref.se.com/be/nl/sis-tarif/product/MTN4040-6550 | https://eref.se.com/be/fr/sis-tarif/product/MTN4040-6550
Schneider Electric | Schneider Electric | 01022021 |  | Schneider Electric |  | SER | MTN404102 |  |  | 26.52 |  | 1 |  | 1 | AFDEKRAAM M-ELEGANCE 1-V ORANJE | PLAQUE ELEG 1 POSTE VERRE ORANGE CALCITE |  | Real glass frame 1g cor M-Ele | [18 empty] | 1 | 3606485111391 | 0 |  | 101 | 10 | 10 | 3 | 0.3 | [23 empty] | 10 | N | [12 empty] | MT4 | ML | 7013990090 | [14 empty] | Glazen afdekplaat, enkelvoudig, calciet oranje, System M Elegance | Plaque verre simple, orange calcite, System M Elegance | [17 empty] | https://eref.se.com/be/nl/sis-tarif/product/MTN404102 | https://eref.se.com/be/fr/sis-tarif/product/MTN404102
Schneider Electric | Schneider Electric | 01022021 |  | Schneider Electric |  | SER | MTN404103 |  |  | 26.52 |  | 1 |  | 1 | AFDEKRAAM M-ELEGANCE 1-V ONYXZWART | PLAQUE ELEG 1 POSTE VERRE NOIR ONYX |  | Real glass frame 1g obk M-Ele | [18 empty] | 1 | 3606485111407 | 0 |  | 101 | 10 | 10 | 3 | 0.3 | [23 empty] | 8 | N | [12 empty] | MT4 | ML | 7016907000 | [14 empty] | Glazen afdekplaat, enkelvoudig, onyx zwart, System M Elegance | Plaque verre simple, noir onyx, System M Elegance | [17 empty] | https://eref.se.com/be/nl/sis-tarif/product/MTN404103 | https://eref.se.com/be/fr/sis-tarif/product/MTN404103
Schneider Electric | Schneider Electric | 01022021 |  | Schneider Electric |  | SER | MTN404104 |  |  | 26.52 |  | 1 |  | 1 | AFDEKRAAM M-ELEGANCE 1-V SMARAGDGROEN | PLAQUE ELEG 1 POSTE VERRE VERT EMERAUDE |  | Real glass frame 1g egn M-Ele | [18 empty] | 1 | 3606485111414 | 0 |  | 101 | 10 | 10 | 3 | 0.3 | [23 empty] | 8 | N | [12 empty] | MT4 | ML | 7013990090 | [14 empty] | Glazen afdekplaat, enkelvoudig, smaragdgroen, System M Elegance | Plaque verre simple, vert émeraude, System M Elegance | [17 empty] | https://eref.se.com/be/nl/sis-tarif/product/MTN404104 | https://eref.se.com/be/fr/sis-tarif/product/MTN404104
Schneider Electric | Schneider Electric | 01022021 |  | Schneider Electric |  | SER | MTN404119 |  |  | 26.52 |  | 1 |  | 1 | AFDEKRAAM M-ELEGANCE 1-V BRILJANTWIT | PLAQUE ELEG 1 POSTE VERRE BLANC BRILLANT |  | Real glass frame 1g bw M-Ele | [18 empty] | 1 | 3606485111421 | 0 |  | 101 | 10 | 10 | 3 | 0.3 |  | 1 | 101 | 9.5 | 9.7 | 2.5 |  | 43606485111429 | 80 | 8570 | 40 | 30 | 30 | [10 empty] | 8 | N | [12 empty] | MT4 | ML | 7016907000 | [14 empty] | Glazen afdekplaat, enkelvoudig, briljant wit, System M Elegance | Plaque verre simple, blanc brillant, System M Elegance | [17 empty] | https://eref.se.com/be/nl/sis-tarif/product/MTN404119 | https://eref.se.com/be/fr/sis-tarif/product/MTN404119
Schneider Electric | Schneider Electric | 01022021 |  | Schneider Electric |  | SER | MTN404202 |  |  | 39.8 |  | 1 |  | 1 | AFDEKRAAM M-ELEGANCE 2-V ORANJE | PLAQUE ELEG 2 POSTE VERRE ORANGE CALCITE |  | Real glass frame 2g cor M-Ele | [18 empty] | 1 | 3606485111438 | 0 |  | 162 | 17 | 10 | 3 | 0.51 | [23 empty] | 10 | N | [12 empty] | MT4 | ML | 7013990090 | [14 empty] | Glazen afdekplaat, dubbel, calciet oranje, System M Elegance | Plaque verre double, orange calcite, System M Elegance | [17 empty] | https://eref.se.com/be/nl/sis-tarif/product/MTN404202 | https://eref.se.com/be/fr/sis-tarif/product/MTN404202
Schneider Electric | Schneider Electric | 01022021 |  | Schneider Electric |  | SER | MTN404203 |  |  | 39.8 |  | 1 |  | 1 | AFDEKRAAM M-ELEGANCE 2-V ONYXZWART | PLAQUE ELEG 2 POSTES VERRE NOIR ONYX |  | Real glass frame 2g obk M-Ele | [18 empty] | 1 | 3606485111445 | 0 |  | 162 | 17 | 10 | 3 | 0.51 | [23 empty] | 8 | N | [12 empty] | MT4 | ML | 7016907000 | [14 empty] | Glazen afdekplaat, dubbel, onyx zwart, System M Elegance | Plaque verre double, noir onyx, System M Elegance | [17 empty] | https://eref.se.com/be/nl/sis-tarif/product/MTN404203 | https://eref.se.com/be/fr/sis-tarif/product/MTN404203
Schneider Electric | Schneider Electric | 01022021 |  | Schneider Electric |  | SER | MTN404204 |  |  | 39.8 |  | 1 |  | 1 | AFDEKRAAM M-ELEGANCE 2-V SMARAGDGROEN | PLAQUE ELEG 2 POSTES VERRE VERT EMERAUDE |  | Real glass frame 2g egn M-Ele | [18 empty] | 1 | 3606485111452 | 0 |  | 162 | 17 | 10 | 3 | 0.51 | [23 empty] | 8 | N | [12 empty] | MT4 | ML | 7013990090 | [14 empty] | Glazen afdekplaat, dubbel, smaragdgroen, System M Elegance | Plaque verre double, vert émeraude, System M Elegance | [17 empty] | https://eref.se.com/be/nl/sis-tarif/product/MTN404204 | https://eref.se.com/be/fr/sis-tarif/product/MTN404204
Schneider Electric | Schneider Electric | 01022021 |  | Schneider Electric |  | SER | MTN404219 |  |  | 39.8 |  | 1 |  | 1 | AFDEKRAAM M-ELEGANCE 2-V BRILJANTWIT | PLAQUE ELEG 2 POSTE VERRE BLANC BRILLANT |  | Real glass frame 2g bw M-Ele | [18 empty] | 1 | 3606485111469 | 0 |  | 162 | 17 | 10 | 3 | 0.51 | [23 empty] | 8 | N | [12 empty] | MT4 | ML | 7016907000 | [14 empty] | Glazen afdekplaat, dubbel, briljant wit, System M Elegance | Plaque verre double, blanc brillant, System M Elegance | [17 empty] | https://eref.se.com/be/nl/sis-tarif/product/MTN404219 | https://eref.se.com/be/fr/sis-tarif/product/MTN404219
Schneider Electric | Schneider Electric | 01022021 |  | Schneider Electric |  | SER | MTN404302 |  |  | 59.69 |  | 1 |  | 1 | AFDEKRAAM M-ELEGANCE 3-V ORANJE | PLAQUE ELEG 3 POSTE VERRE ORANGE CALCITE |  | Real glass frame 3g cor M-Ele | [18 empty] | 1 | 3606485111476 | 0 |  | 222 | 24 | 10 | 3 | 0.72 | [23 empty] | 10 | N | [12 empty] | MT4 | ML | 7013990090 | [14 empty] | Glazen afdekplaat, drievoudig, calciet oranje, System M Elegance | Plaque verre triple, orange calcite, System M Elegance | [17 empty] | https://eref.se.com/be/nl/sis-tarif/product/MTN404302 | https://eref.se.com/be/fr/sis-tarif/product/MTN404302
Schneider Electric | Schneider Electric | 01022021 |  | Schneider Electric |  | SER | MTN404303 |  |  | 59.69 |  | 1 |  | 1 | AFDEKRAAM M-ELEGANCE 3-V ONYXZWART | PLAQUE ELEG 3 POSTES VERRE NOIR ONYX |  | Real glass frame 3g obk M-Ele | [18 empty] | 1 | 3606485111483 | 0 |  | 222 | 24 | 10 | 3 | 0.72 | [23 empty] | 8 | N | [12 empty] | MT4 | ML | 7016907000 | [14 empty] | Glazen afdekplaat, drievoudig, onyx zwart, System M Elegance | Plaque verre triple, noir onyx, System M Elegance | [17 empty] | https://eref.se.com/be/nl/sis-tarif/product/MTN404303 | https://eref.se.com/be/fr/sis-tarif/product/MTN404303
Schneider Electric | Schneider Electric | 01022021 |  | Schneider Electric |  | SER | MTN404304 |  |  | 59.69 |  | 1 |  | 1 | AFDEKRAAM M-ELEGANCE 3-V SMARAGDGROEN | PLAQUE ELEG 3 POSTES VERRE VERT EMERAUDE |  | Real glass frame 3g egn M-Ele | [18 empty] | 1 | 3606485111490 | 0 |  | 222 | 24 | 10 | 3 | 0.72 | [23 empty] | 8 | N | [12 empty] | MT4 | ML | 7013990090 | [14 empty] | Glazen afdekplaat, drievoudig, smaragdgroen, System M Elegance | Plaque verre triple, vert émeraude, System M Elegance | [17 empty] | https://eref.se.com/be/nl/sis-tarif/product/MTN404304 | https://eref.se.com/be/fr/sis-tarif/product/MTN404304
Schneider Electric | Schneider Electric | 01022021 |  | Schneider Electric |  | SER | MTN404319 |  |  | 59.69 |  | 1 |  | 1 | AFDEKRAAM M-ELEGANCE 3-V BRILJANTWIT | PLAQUE ELEG 3 POSTE VERRE BLANC BRILLANT |  | Real glass frame 3g bw M-Ele | [18 empty] | 1 | 3606485111506 | 0 |  | 222 | 24 | 10 | 3 | 0.72 | [23 empty] | 8 | N | [12 empty] | MT4 | ML | 7016907000 | [14 empty] | Glazen afdekplaat, drievoudig, briljant wit, System M Elegance | Plaque verre triple, blanc brillant, System M Elegance | [17 empty] | https://eref.se.com/be/nl/sis-tarif/product/MTN404319 | https://eref.se.com/be/fr/sis-tarif/product/MTN404319
Schneider Electric | Schneider Electric | 01022021 |  | Schneider Electric |  | SER | MTN404402 |  |  | 89.55 |  | 1 |  | 1 | AFDEKRAAM M-ELEGANCE 4-V ORANJE | PLAQUE ELEG 4 POSTE VERRE ORANGE CALCITE |  | Real glass frame 4g cor M-Ele | [18 empty] | 1 | 3606485111032 | 0 |  | 288 | 31 | 10 | 3 | 0.93 | [23 empty] | 10 | N | [12 empty] | MT4 | ML | 7013990090 | [14 empty] | Glazen afdekplaat, viervoudig, calciet oranje, System M Elegance | Plaque verre quadruple, orange calcite, System M Elegance | [17 empty] | https://eref.se.com/be/nl/sis-tarif/product/MTN404402 | https://eref.se.com/be/fr/sis-tarif/product/MTN404402
Schneider Electric | Schneider Electric | 01022021 |  | Schneider Electric |  | SER | MTN404403 |  |  | 89.55 |  | 1 |  | 1 | AFDEKRAAM M-ELEGANCE 4-V ONYXZWART | PLAQUE ELEG 4 POSTES VERRE NOIR ONYX |  | Real glass frame 4g obk M-Ele | [18 empty] | 1 | 3606485111049 | 0 |  | 288 | 31 | 10 | 3 | 0.93 | [23 empty] | 8 | N | [12 empty] | MT4 | ML | 7016907000 | [14 empty] | Glazen afdekplaat, viervoudig, onyx zwart, System M Elegance | Plaque verre quadruple, noir onyx, System M Elegance | [17 empty] | https://eref.se.com/be/nl/sis-tarif/product/MTN404403 | https://eref.se.com/be/fr/sis-tarif/product/MTN404403
Schneider Electric | Schneider Electric | 01022021 |  | Schneider Electric |  | SER | MTN404404 |  |  | 89.55 |  | 1 |  | 1 | AFDEKRAAM M-ELEGANCE 4-V SMARAGDGROEN | PLAQUE ELEG 4 POSTES VERRE VERT EMERAUDE |  | Real glass frame 4g egn M-Ele | [18 empty] | 1 | 3606485111056 | 0 |  | 288 | 31 | 10 | 3 | 0.93 | [23 empty] | 8 | N | [12 empty] | MT4 | ML | 7013990090 | [14 empty] | Glazen afdekplaat, viervoudig, smaragdgroen, System M Elegance | Plaque verre quadruple, vert émeraude, System M Elegance | [17 empty] | https://eref.se.com/be/nl/sis-tarif/product/MTN404404 | https://eref.se.com/be/fr/sis-tarif/product/MTN404404
Schneider Electric | Schneider Electric | 01022021 |  | Schneider Electric |  | SER | MTN404419 |  |  | 89.55 |  | 1 |  | 1 | AFDEKRAAM M-ELEGANCE 4-V BRILJANTWIT | PLAQUE ELEG 4 POSTE VERRE BLANC BRILLANT |  | Real glass frame 4g bw M-Ele | [18 empty] | 1 | 3606485111063 | 0 |  | 288 | 31 | 10 | 3 | 0.93 | [23 empty] | 8 | N | [12 empty] | MT4 | ML | 7016907000 | [14 empty] | Glazen afdekplaat, viervoudig, briljant wit, System M Elegance | Plaque verre quadruple, blanc brillant, System M Elegance | [17 empty] | https://eref.se.com/be/nl/sis-tarif/product/MTN404419 | https://eref.se.com/be/fr/sis-tarif/product/MTN404419
Schneider Electric | Schneider Electric | 01022021 |  | Schneider Electric |  | SER | MTN404502 |  |  | 134.31 |  | 1 |  | 1 | AFDEKRAAM M-ELEGANCE 5-V ORANJE | PLAQUE ELEG 5 POSTE VERRE ORANGE CALCITE |  | Real glass frame 5g cor M-Ele | [18 empty] | 1 | 3606485111070 | 0 |  | 352 | 38 | 10 | 3 | 1.14 | [23 empty] | 10 | N | [12 empty] | MT4 | ML | 7013990090 | [14 empty] | Glazen afdekplaat, vijfvoudig, calciet oranje, System M Elegance | Plaque verre quintuple, orange calcite, System M Elagance | [17 empty] | https://eref.se.com/be/nl/sis-tarif/product/MTN404502 | https://eref.se.com/be/fr/sis-tarif/product/MTN404502
Schneider Electric | Schneider Electric | 01022021 |  | Schneider Electric |  | SER | MTN404503 |  |  | 134.31 |  | 1 |  | 1 | AFDEKRAAM M-ELEGANCE 5-V ONYXZWART | PLAQUE ELEG 5 POSTES VERRE NOIR ONYX |  | Real glass frame 5g obk M-Ele | [18 empty] | 1 | 3606485111087 | 0 |  | 352 | 38 | 10 | 3 | 1.14 | [23 empty] | 8 | N | [12 empty] | MT4 | ML | 7013990090 | [14 empty] | Glazen afdekplaat, vijfvoudig, onyx zwart, System M Elegance | Plaque verre quintuple, noir onyx, System M Elegance | [17 empty] | https://eref.se.com/be/nl/sis-tarif/product/MTN404503 | https://eref.se.com/be/fr/sis-tarif/product/MTN404503
Schneider Electric | Schneider Electric | 01022021 |  | Schneider Electric |  | SER | MTN404504 |  |  | 134.31 |  | 1 |  | 1 | AFDEKRAAM M-ELEGANCE 5-V SMARAGDGROEN | PLAQUE ELEG 5 POSTES VERRE VERT EMERAUDE |  | Real glass frame 5g egn M-Ele | [18 empty] | 1 | 3606485111094 | 0 |  | 352 | 38 | 10 | 3 | 1.14 | [23 empty] | 8 | N | [12 empty] | MT4 | ML | 7013990090 | [14 empty] | Glazen afdekplaat, vijfvoudig, smaragdgroen, System M Elegance | Plaque verre quintuple, vert émeraude, System M Elegance | [17 empty] | https://eref.se.com/be/nl/sis-tarif/product/MTN404504 | https://eref.se.com/be/fr/sis-tarif/product/MTN404504
Schneider Electric | Schneider Electric | 01022021 |  | Schneider Electric |  | SER | MTN404519 |  |  | 134.31 |  | 1 |  | 1 | AFDEKRAAM M-ELEGANCE 5-V BRILJANTWIT | PLAQUE ELEG 5 POSTE VERRE BLANC BRILLANT |  | Real glass frame 5g bw M-Ele | [18 empty] | 1 | 3606485111100 | 0 |  | 352 | 38 | 10 | 3 | 1.14 | [23 empty] | 8 | N | [12 empty] | MT4 | ML | 7013990090 | [14 empty] | Glazen afdekplaat, vijfvoudig, briljant wit, System M Elegance | Plaque verre quintuple, blanc brillant, System M Elegance | [17 empty] | https://eref.se.com/be/nl/sis-tarif/product/MTN404519 | https://eref.se.com/be/fr/sis-tarif/product/MTN404519
Schneider Electric | Schneider Electric | 01022021 |  | Schneider Electric |  | SER | MTN404802 |  |  | 39.8 |  | 1 |  | 1 | AFDEKRAAM M-ELEG 2-V ORANJE Z.MID | PLA ELEG 2 POSTE VT VERRE ORANGE CALCITE |  | Real gl.fr. 2g wo.cen.brg.pie. cor M-Ele | [18 empty] | 1 | 3606485111117 | 0 |  | 148 | 17 | 10 | 3 | 0.51 | [23 empty] | 10 | N | [12 empty] | MT4 | ML | 7013990090 | [14 empty] | Glazen afdekplaat, dubbel zonder middenstuk, calciet oranje, System M Elegance | Plaque verre double sans pièce centrale, orange calcite, System M Elegance | [17 empty] | https://eref.se.com/be/nl/sis-tarif/product/MTN404802 | https://eref.se.com/be/fr/sis-tarif/product/MTN404802
Schneider Electric | Schneider Electric | 01022021 |  | Schneider Electric |  | SER | MTN404803 |  |  | 39.8 |  | 1 |  | 1 | AFDEKRAAM M-ELEG 2-V ONYXZWART Z.MID | PLAQUE ELEG 2 POSTES VT VERRE NOIR ONYX |  | Real gl.fr. 2g wo.cen.brg.pie. obk M-Ele | [18 empty] | 1 | 3606485111124 | 0 |  | 148 | 17 | 10 | 3 | 0.51 | [23 empty] | 8 | N | [12 empty] | MT4 | ML | 7016907000 | [14 empty] | Glazen afdekplaat, dubbel zonder middenstuk, onyx zwart, System M Elegance | Plaque verre double sans pièce centrale, noir onyx, System M Elegance | [17 empty] | https://eref.se.com/be/nl/sis-tarif/product/MTN404803 | https://eref.se.com/be/fr/sis-tarif/product/MTN404803
Schneider Electric | Schneider Electric | 01022021 |  | Schneider Electric |  | SER | MTN404804 |  |  | 39.8 |  | 1 |  | 1 | AFDEKRAAM M-ELEG 2-V SMARAGDGROEN Z.MID | PLA ELEG 2 VT POSTES VERRE VERT EMERAUDE |  | Real gl.fr. 2g wo.cen.brg.pie. egn M-Ele | [18 empty] | 1 | 3606485111131 | 0 |  | 148 | 17 | 10 | 3 | 0.51 | [23 empty] | 4 | N | [12 empty] | MT4 | ML | 7013990090 | [14 empty] | Glazen afdekplaat, dubbel zonder middenstuk, smaragdgroen, System M Elegance | Plaque verre double sans pièce centrale, vert émeraude, System M Elegance | [17 empty] | https://eref.se.com/be/nl/sis-tarif/product/MTN404804 | https://eref.se.com/be/fr/sis-tarif/product/MTN404804
Schneider Electric | Schneider Electric | 01022021 |  | Schneider Electric |  | SER | MTN404819 |  |  | 39.8 |  | 1 |  | 1 | AFDEKRAAM M-ELEG 2-V BRILJANTWIT Z.MID | PLA ELEG 2 POSTE VT VERRE BLANC BRILLANT |  | Real gl.fr. 2g wo.cen.brg.pie. bw M-Ele | [18 empty] | 1 | 3606485111148 | 0 |  | 148 | 17 | 10 | 3 | 0.51 | [23 empty] | 4 | N | [12 empty] | MT4 | ML | 7016907000 | [14 empty] | Glazen afdekplaat, dubbel zonder middenstuk, briljant wit, System M Elegance | Plaque verre double sans pièce centrale, blanc brillant, System M Elegance | [17 empty] | https://eref.se.com/be/nl/sis-tarif/product/MTN404819 | https://eref.se.com/be/fr/sis-tarif/product/MTN404819
Schneider Electric | Schneider Electric | 01022021 |  | Schneider Electric |  | SER | MTN4050-3206 |  |  | 134.31 |  | 1 |  | 1 | AFDEKRAAM M-ELEGANCE 5-V ROBIJNROOD | PLAQUE ELEG 5 POSTES VERRE ROUGE RUBIS |  | Real glass frame 5g rrd M-Ele | [18 empty] | 1 | 3606480179860 | 0 |  | 352 | 38 | 10 | 3 | 1.14 | [23 empty] | 10 | N | [12 empty] | MT4 | ML | 7013990090 | [14 empty] | Glazen afdekplaat, vijfvoudig, robijnrood, System M Elegance | Plaque verre quintuple, rouge rubis, System M Elegance | [17 empty] | https://eref.se.com/be/nl/sis-tarif/product/MTN4050-3206 | https://eref.se.com/be/fr/sis-tarif/product/MTN4050-3206
Schneider Electric | Schneider Electric | 01022021 |  | Schneider Electric |  | SER | MTN4050-3215 |  |  | 134.31 |  | 1 |  | 1 | AFDEKRAAM M-ELEGANCE 5-V MAHONIEBRUIN | PLAQUE ELEG 5 POSTES VERRE MARRON ACAJOU |  | Real glass frame 5g mag M-Ele | [18 empty] | 1 | 3606480179877 | 0 |  | 352 | 38 | 10 | 3 | 1.14 | [23 empty] | 2 | Y | [12 empty] | MT4 | ML | 7013990090 | [14 empty] | Glazen afdekplaat, vijfvoudig, mahoniebruin, System M Elegance | Plaque verre quintuple, marron acajou, System M Elegance | [17 empty] | https://eref.se.com/be/nl/sis-tarif/product/MTN4050-3215 | https://eref.se.com/be/fr/sis-tarif/product/MTN4050-3215
Schneider Electric | Schneider Electric | 01022021 |  | Schneider Electric |  | SER | MTN4050-3260 |  |  | 134.31 |  | 1 |  | 1 | AFDEKRAAM M-ELEGANCE 5-V DIAMANTZILVER | PLAQUE ELEG 5 POSTES VERRE GRIS DIAMANT |  | Real glass frame 5g di M-Ele | [18 empty] | 1 | 3606480179884 | 0 |  | 352 | 38 | 10 | 3 | 1.14 | [23 empty] | 8 | N | [12 empty] | MT4 | ML | 7013990090 | [14 empty] | Glazen afdekplaat, vijfvoudig, diamant zilver, System M Elegance | Plaque verre quintuple, diamant, System M Elegance | [17 empty] | https://eref.se.com/be/nl/sis-tarif/product/MTN4050-3260 | https://eref.se.com/be/fr/sis-tarif/product/MTN4050-3260
Schneider Electric | Schneider Electric | 01022021 |  | Schneider Electric |  | SER | MTN4050-3278 |  |  | 134.31 |  | 1 |  | 1 | AFDEKRAAM M-ELEGANCE 5-V SAFFIERBLAUW | PLAQUE ELEG 5 POSTES VERRE BLEU SAPHIR |  | Real glass frame 5g sbl M-Ele | [18 empty] | 1 | 3606480179891 | 0 |  | 352 | 38 | 10 | 3 | 1.14 | [23 empty] | 10 | N | [12 empty] | MT4 | ML | 7013990090 | [14 empty] | Glazen afdekplaat, vijfvoudig, saffierblauw, System M Elegance | Plaque verre quintuple, bleu saphir, System M Elegance | [17 empty] | https://eref.se.com/be/nl/sis-tarif/product/MTN4050-3278 | https://eref.se.com/be/fr/sis-tarif/product/MTN4050-3278
Schneider Electric | Schneider Electric | 01022021 |  | Schneider Electric |  | SER | MTN4050-6536 |  |  | 30.6 |  | 1 |  | 1 | D-LIFE AFDEKRAAM 5V KUNSTSTOF RVS LOOK | D-Life afdekraam, 5-postes Acier Inoxyda |  | Fra. 5g stst D-Life | [18 empty] | 1 | 3606480890611 | 0 |  | 98 | 38 | 9 | 3 | 1.026 | [23 empty] | 8 | N | [12 empty] | MT4 | ML | 3926909790 | [33 empty] | https://eref.se.com/be/nl/sis-tarif/product/MTN4050-6536 | https://eref.se.com/be/fr/sis-tarif/product/MTN4050-6536
Schneider Electric | Schneider Electric | 01022021 |  | Schneider Electric |  | SER | MTN4050-6550 |  |  | 467.16 |  | 1 |  | 1 | D-LIFE AFDEKRAAM 5V METAAL NIKKEL | D-Life afdekraam, 5-postes Nickel Métall |  | Metal frame 5g nim D-Life | [18 empty] | 1 | 3606480890895 | 0 |  | 294 | 39 | 10 | 2 | 0.78 | [23 empty] | 8 | N | [12 empty] | MT4 | ML | 85389099
Schneider Electric | Schneider Electric | 01022021 |  | Schneider Electric |  | SER | MTN411543 |  |  | 22.66 |  | 1 |  | 5 | ROCKER F. ROL.SHUT.SW.+PUSH-BTN.ATB SYSD | ROCKER F. ROL.SHUT.SW.+PUSH-BTN.ATB SYSD |  | Rocker f. rol.shut.sw.+push-btn.atb SysD | [18 empty] | 1 | 3606485003498 | 0 |  | 53 | 7 | 7 | 3 | 0.147 | 13606485003495 | 5 | 301 | 12.5 | 7.2 | 7.2 | [17 empty] | 8 | N | [12 empty] | MT4 | ML | 7419999099 | [14 empty] | Tuimelschakelaar v. rolluik & drukknop, antiek messing, Artec/Trancent/Antique | Levier pour volets roulants inter. et bout.-pous.,laiton antique,Art./Tran./Ant. | [17 empty] | https://eref.se.com/be/nl/sis-tarif/product/MTN411543 | https://eref.se.com/be/fr/sis-tarif/product/MTN411543
Schneider Electric | Schneider Electric | 01022021 |  | Schneider Electric |  | SER | MTN411819 |  |  | 8.5 |  | 1 |  | 10 | WISSELWIP SYMB VENSTER ARTEC/ANTIEK PWIT | ROCKER W.RECTA.OPEN.F.SYM. PW SYSD |  | Rocker w.recta.open.f.sym. pw SysD | [18 empty] | 1 | 3606485003634 | 0 |  | 26 | 7 | 7 | 2 | 0.098 | 13606485003631 | 10 | 285 | 23.5 | 7.2 | 7.2 | [17 empty] | 2 | Y | [12 empty] | MT4 | ML | 3925908000 | [14 empty] | Kanteltoets m. rechth. indicatievenster voor symb., pol.wit, Art./Tran./Antiek | Enjoliveur simple lumineux Artec à fenêtre rectangulaire, blanc | [17 empty] | https://eref.se.com/be/nl/sis-tarif/product/MTN411819 | https://eref.se.com/be/fr/sis-tarif/product/MTN411819
Schneider Electric | Schneider Electric | 01022021 |  | Schneider Electric |  | SER | MTN411846 |  |  | 16.89 |  | 1 |  | 5 | WIP WISSEL M.VENS ES ARTEC/ANTIEK | ROCKER W.RECTA.OPEN.F.SYM. STST SYSD |  | Rocker w.recta.open.f.sym. stst SysD | [18 empty] | 1 | 3606485003665 | 0 |  | 44 | 7 | 7 | 3 | 0.147 | 13606485003662 | 5 | 254 | 12.5 | 7.2 | 7.2 | [17 empty] | 10 | N | [12 empty] | MT4 | ML | 3925908000 | [14 empty] | Tuimelsch. m. rechthoekig indicatievenster vr symb., ss., Artec/Trancent/Antiek | Enjoliveur simple lumineux Artec à fenêtre rectangulaire, acier | [17 empty] | https://eref.se.com/be/nl/sis-tarif/product/MTN411846 | https://eref.se.com/be/fr/sis-tarif/product/MTN411846
Schneider Electric | Schneider Electric | 01022021 |  | Schneider Electric |  | SER | MTN411860 |  |  | 11 |  | 1 |  | 5 | WIP WISSEL M.VENS ALU ARTEC/ANTIEK | ROCKER W.RECTA.OPEN.F.SYM. ALU SYSD |  | Rocker w.recta.open.f.sym. alu SysD | [18 empty] | 1 | 3606485003672 | 0 |  | 29 | 7 | 7 | 3 | 0.147 | 13606485003679 | 5 | 153 | 12.5 | 7.2 | 7.2 | [17 empty] | 10 | N | [12 empty] | MT4 | ML | 3925908000 | [14 empty] | Tuimelsch. m. rechthoekig indicatievenster vr symb., alum.,Artec/Trancent/Antiek | Enjoliveur simple lumineux Artec à fenêtre rectangulaire, aluminium | [17 empty] | https://eref.se.com/be/nl/sis-tarif/product/MTN411860 | https://eref.se.com/be/fr/sis-tarif/product/MTN411860
Schneider Electric | Schneider Electric | 01022021 |  | Schneider Electric |  | SER | MTN412019 |  |  | 12.45 |  | 1 |  | 1 | WIP WISSEL IP44 PW ARTEC/ANTIEK | ROCKER W. SEAL SET IP44 PW SYSD |  | Rocker w. seal set IP44 pw SysD | [18 empty] | 1 | 3606485094212 | 0 |  | 26 | 7 | 7 | 4 | 0.196 |  | 1 | 43 | 7.4 | 7.4 | 4.2 | [17 empty] | 8 | N | [12 empty] | MT4 | ML | 85389099 | [14 empty] | Tuimelschakelaar IP44, polarwit, Artec/Trancent/Antiek | Levier basculant IP44, blanc polaire, Artec/Trancent/Antique | [17 empty] | https://eref.se.com/be/nl/sis-tarif/product/MTN412019 | https://eref.se.com/be/fr/sis-tarif/product/MTN412019
Schneider Electric | Schneider Electric | 01022021 |  | Schneider Electric |  | SER | MTN412046 |  |  | 19.29 |  | 1 |  | 60 | WIP WISSEL IP44 ES ARTEC/ANTIEK | ROCKER W. SEAL SET IP44 STST SYSD |  | Rocker w. seal set IP44 stst SysD | [18 empty] | 1 | 3606485094243 | 0 |  | 61 | 7 | 7 | 4 | 0.196 | 43606485094241 | 60 | 4070 | 40 | 30 | 18.5 | [17 empty] | 10 | N | [12 empty] | MT4 | ML | 85389099 | [14 empty] | Tuimelschakelaar IP44, roestvrij staal, Artec/Trancent/Antiek | Levier basculant IP44, acier inoxydable, Artec/Trancent/Antique | [17 empty] | https://eref.se.com/be/nl/sis-tarif/product/MTN412046 | https://eref.se.com/be/fr/sis-tarif/product/MTN412046
Schneider Electric | Schneider Electric | 01022021 |  | Schneider Electric |  | SER | MTN412060 |  |  | 14.72 |  | 1 |  | 60 | WIP WISSEL IP44 ALU ARTEC/ANTIEK | ROCKER W. SEAL SET IP44 ALU SYSD |  | Rocker w. seal set IP44 alu SysD | [18 empty] | 1 | 3606485094250 | 0 |  | 43 | 7 | 7 | 4 | 0.196 | 43606485094258 | 60 | 2980 | 40 | 30 | 18.5 | [17 empty] | 10 | N | [12 empty] | MT4 | ML | 3926909790 | [14 empty] | Tuimelschakelaar IP44, aluminium, Artec/Trancent/Antique | Levier basculant IP44, aluminium, Artec/Trancent/Antique | [17 empty] | https://eref.se.com/be/nl/sis-tarif/product/MTN412060 | https://eref.se.com/be/fr/sis-tarif/product/MTN412060
Schneider Electric | Schneider Electric | 01022021 |  | Schneider Electric |  | SER | MTN412119 |  |  | 2.57 |  | 1 |  | 10 | WISSELWIP ARTEC/ANTIEK POLARWIT | ROCKER PW SYSD |  | Rocker pw SysD | [18 empty] | 1 | 3606485003740 | 0 |  | 26 | 7 | 7 | 3 | 0.147 | 13606485003747 | 10 | 292 | 7 | 22 | 7 |  | 43606485003748 | 120 | 3990 | 40 | 30 | 30 | [10 empty] | 8 | N | [12 empty] | MT4 | ML | 3925908000 | [14 empty] | Rocker pw SysD | Rocker pw SysD | [17 empty] | https://eref.se.com/be/nl/sis-tarif/product/MTN412119 | https://eref.se.com/be/fr/sis-tarif/product/MTN412119
Schneider Electric | Schneider Electric | 01022021 |  | Schneider Electric |  | SER | MTN412143 |  |  | 31.95 |  | 1 |  | 5 | ROCKER ATB SYSD | ROCKER ATB SYSD |  | Rocker atb SysD | [18 empty] | 1 | 3606485003757 | 0 |  | 47 | 7 | 7 | 3 | 0.147 | 13606485003754 | 5 | 266 | 7 | 12.5 | 7 |  | 43606485003755 | 120 | 6850 | 40 | 30 | 30 | [10 empty] | 8 | N | [12 empty] | MT4 | ML | 7419999099 | [14 empty] | Kanteltoets, antiek messing, Artec/Trancent/Antique | Levier basculant, laiton antique, Artec/Trancent/Antique | [17 empty] | https://eref.se.com/be/nl/sis-tarif/product/MTN412143 | https://eref.se.com/be/fr/sis-tarif/product/MTN412143
Schneider Electric | Schneider Electric | 01022021 |  | Schneider Electric |  | SER | MTN412144 |  |  | 2.57 |  | 1 |  | 10 | WISSELWIP ARTEC/ANTIEK WIT | ROCKER W SYSD |  | Rocker w SysD | [18 empty] | 1 | 3606485003764 | 0 |  | 26 | 7 | 7 | 2 | 0.098 | 13606485003761 | 10 | 296 | 2.3 | 0.7 | 0.7 |  | 43606485003762 | 120 | 4040 | 40 | 30 | 30 | [10 empty] | 8 | N | [12 empty] | MT4 | ML | 3925908000 | [14 empty] | Tuimelschakelaar, wit, Artec/Trancent/Antiek | Levier basculant, blanc, Artec/Trancent/Antique | [17 empty] | https://eref.se.com/be/nl/sis-tarif/product/MTN412144 | https://eref.se.com/be/fr/sis-tarif/product/MTN412144
Schneider Electric | Schneider Electric | 01022021 |  | Schneider Electric |  | SER | MTN412146 |  |  | 14.32 |  | 1 |  | 5 | WIP WISSEL EDELSTAAL ARTEC/ANTIEK | ROCKER STST SYSD |  | Rocker stst SysD | [18 empty] | 1 | 3606485003771 | 0 |  | 45 | 7 | 7 | 3 | 0.147 | 13606485003778 | 5 | 256 | 12.5 | 7.2 | 7.2 | [17 empty] | 8 | N | [12 empty] | MT4 | ML | 85389099 | [14 empty] | Tuimelschakelaar, roestvrij staal, Artec/Trancent/Antiek | [18 empty] | https://eref.se.com/be/nl/sis-tarif/product/MTN412146 | https://eref.se.com/be/fr/sis-tarif/product/MTN412146
Schneider Electric | Schneider Electric | 01022021 |  | Schneider Electric |  | SER | MTN412160 |  |  | 9.69 |  | 1 |  | 5 | WIP WISSEL ALUMINIUM ARTEC/ANTIEK | ROCKER ALU SYSD |  | Rocker alu SysD | [18 empty] | 1 | 3606485003870 | 0 |  | 26 | 7 | 7 | 3 | 0.147 | 13606485003877 | 5 | 159 | 12.5 | 7.2 | 7.2 | [17 empty] | 10 | N | [12 empty] | MT4 | ML | 3925908000 | [14 empty] | Tuimelschakelaar, aluminium, Artec/Trancent/Antique | [18 empty] | https://eref.se.com/be/nl/sis-tarif/product/MTN412160 | https://eref.se.com/be/fr/sis-tarif/product/MTN412160
Schneider Electric | Schneider Electric | 01022021 |  | Schneider Electric |  | SER | MTN412219 |  |  | 8.5 |  | 1 |  | 10 | WIP WISSEL SYMB 0/1 PW ARTEC/ANTIEK | ROCKER MARK. 0/1 PW SYSD |  | Rocker mark. 0/1 pw SysD | [18 empty] | 1 | 3606485003900 | 0 |  | 26 | 7 | 7 | 3 | 0.147 | 13606485003907 | 10 | 295 | 22.3 | 7.2 | 7.2 | [17 empty] | 10 | N | [12 empty] | MT4 | ML | 3925908000 | [14 empty] | Tuimelschakelaar markering 0/1, polarwit, Artec/Trancent/Antiek | Levier basculant marqué 0/1, blanc polaire, Artec/Trancent/Antique | [17 empty] | https://eref.se.com/be/nl/sis-tarif/product/MTN412219 | https://eref.se.com/be/fr/sis-tarif/product/MTN412219
Schneider Electric | Schneider Electric | 01022021 |  | Schneider Electric |  | SER | MTN412246 |  |  | 16.89 |  | 1 |  | 5 | WIP WISSEL SYMB 0/1 ES ARTEC/ANTIEK | ROCKER MARK. 0/1 STST SYSD |  | Rocker mark. 0/1 stst SysD | [18 empty] | 1 | 3606485003795 | 0 |  | 45 | 7 | 7 | 3 | 0.147 | 13606485003792 | 5 | 254 | 12.5 | 7.2 | 7.2 | [17 empty] | 10 | N | [12 empty] | MT4 | ML | 3925908000 | [14 empty] | Tuimelschakelaar markering 0/1, roestvrij staal, Artec/Trancent/Antiek | Enjoliveur Artec simple avec marquage 0/1, acier | [17 empty] | https://eref.se.com/be/nl/sis-tarif/product/MTN412246 | https://eref.se.com/be/fr/sis-tarif/product/MTN412246
Schneider Electric | Schneider Electric | 01022021 |  | Schneider Electric |  | SER | MTN412260 |  |  | 11 |  | 1 |  | 5 | WIP WISSEL SYMB 0/1 ALU ARTEC/ANTIEK | ROCKER MARK. 0/1 ALU SYSD |  | Rocker mark. 0/1 alu SysD | [18 empty] | 1 | 3606485003924 | 0 |  | 25 | 7 | 7 | 3 | 0.147 | 13606485003921 | 5 | 157 | 12.5 | 7.2 | 7.2 | [17 empty] | 10 | N | [12 empty] | MT4 | ML | 3925908000 | [14 empty] | Tuimelschakelaar markering 0/1, aluminium, Artec/Trancent/Antique | Enjoliveur Artec simple avec marquage 0/1, aluminium | [17 empty] | https://eref.se.com/be/nl/sis-tarif/product/MTN412260 | https://eref.se.com/be/fr/sis-tarif/product/MTN412260
Schneider Electric | Schneider Electric | 01022021 |  | Schneider Electric |  | SER | MTN412269 |  |  | 11 |  | 1 |  | 5 | ROCKER MARK. 0/1 BGR SYSD | ROCKER MARK. 0/1 BGR SYSD |  | ROCKER WITH 01 MARKING (FOR 23 POLE) | [18 empty] | 1 | 3606485003931 | 0 |  | 26 | 7 | 7 | 3 | 0.147 | 13606485003938 | 5 | 157 | 12.5 | 7.2 | 7.2 | [17 empty] | 8 | N | [12 empty] | MT4 | ML | 85389099 | [33 empty] | https://eref.se.com/be/nl/sis-tarif/product/MTN412269 | https://eref.se.com/be/fr/sis-tarif/product/MTN412269
Schneider Electric | Schneider Electric | 01022021 |  | Schneider Electric |  | SER | MTN412319 |  |  | 10.71 |  | 1 |  | 5 | WISSELWIP ETIKET ARTEC/ANTIEK POLARWIT | ROCKER W.LABELL.F. PW SYSD |  | Rocker w.labell.f. pw SysD | [18 empty] | 1 | 3606485004013 | 0 |  | 25 | 7 | 7 | 3 | 0.147 | 13606485004010 | 5 | 158 | 12.5 | 7.2 | 7.2 | [17 empty] | 2 | Y | [12 empty] | MT4 | ML | 3925908000 | [14 empty] | Tuimelschakelaar met veld voor label, polarwit, Artec/Trancent/Antique | Levier basculant avec champ de marquage, blanc polaire, Artec/Trancent/Antique | [17 empty] | https://eref.se.com/be/nl/sis-tarif/product/MTN412319 | https://eref.se.com/be/fr/sis-tarif/product/MTN412319
Schneider Electric | Schneider Electric | 01022021 |  | Schneider Electric |  | SER | MTN412346 |  |  | 17.95 |  | 1 |  | 5 | WIP WISSEL TKSTV.ES ARTEC/ANTIEK | ROCKER W.LABELL.F. STST SYSD |  | Rocker w.labell.f. stst SysD | [18 empty] | 1 | 3606485004044 | 0 |  | 45 | 7 | 7 | 3 | 0.147 | 13606485004041 | 5 | 249 | 12.5 | 7.2 | 7.2 | [17 empty] | 8 | N | [12 empty] | MT4 | ML | 85389099 | [14 empty] | Tuimelschakelaar met veld voor label, roestvrij staal, Artec/Trancent/Antique | Enjoliveur Artec simple avec porte-etiquette acier | [17 empty] | https://eref.se.com/be/nl/sis-tarif/product/MTN412346 | https://eref.se.com/be/fr/sis-tarif/product/MTN412346
Schneider Electric | Schneider Electric | 01022021 |  | Schneider Electric |  | SER | MTN412360 |  |  | 13.3 |  | 1 |  | 120 | WIP WISSEL TKSTV.ALU ARTEC/ANTIEK | ROCKER W.LABELL.F. ALU SYSD |  | Rocker w.labell.f. alu SysD | [18 empty] | 1 | 3606485004051 | 0 |  | 25 | 6 | 7 | 3 | 0.126 | 43606485004059 | 120 | 4200 | 40 | 30 | 18.5 | [17 empty] | 10 | N | [12 empty] | MT4 | ML | 3925908000 | [14 empty] | Tuimelschakelaar met veld voor label, aluminium, Artec/Trancent/Antique | Enjoliveur Artec simple avec porte-etiquette aluminium | [17 empty] | https://eref.se.com/be/nl/sis-tarif/product/MTN412360 | https://eref.se.com/be/fr/sis-tarif/product/MTN412360
Schneider Electric | Schneider Electric | 01022021 |  | Schneider Electric |  | SER | MTN412369 |  |  | 13.3 |  | 1 |  | 5 | ROCKER W.LABELL.F. BGR SYSD | ROCKER W.LABELL.F. BGR SYSD |  | ROCKER WITH LABELING FIELD | [18 empty] | 1 | 3606485003955 | 0 |  | 20 | 7 | 7 | 3 | 0.147 | 13606485003952 | 5 | 158 | 12.5 | 7.2 | 7.2 | [17 empty] | 8 | N | [12 empty] | MT4 | ML | 85389099 | [33 empty] | https://eref.se.com/be/nl/sis-tarif/product/MTN412369 | https://eref.se.com/be/fr/sis-tarif/product/MTN412369
Schneider Electric | Schneider Electric | 01022021 |  | Schneider Electric |  | SER | MTN412519 |  |  | 4.74 |  | 1 |  | 10 | SYSTEEM-M SERIEWIP POLARWIT | ROCKER F. 2CIRC.SW. PW SYSD |  | Rocker f. 2circ.sw. pw SysD | [18 empty] | 1 | 3606485004075 | 0 |  | 35 | 7 | 7 | 3 | 0.147 | 13606485004072 | 10 | 382 | 7.5 | 22 | 7.5 |  | 43606485004073 | 120 | 5070 | 40 | 30 | 30 | [10 empty] | 8 | N | [12 empty] | MT4 | ML | 3925901000 | [14 empty] | Rocker f. 2circ.sw. pw SysD | Rocker f. 2circ.sw. pw SysD | [17 empty] | https://eref.se.com/be/nl/sis-tarif/product/MTN412519 | https://eref.se.com/be/fr/sis-tarif/product/MTN412519
Schneider Electric | Schneider Electric | 01022021 |  | Schneider Electric |  | SER | MTN412543 |  |  | 43.61 |  | 1 |  | 5 | ROCKER F. 2CIRC.SW. ATB SYSD | ROCKER F. 2CIRC.SW. ATB SYSD |  | Rocker f. 2circ.sw. atb SysD | [18 empty] | 1 | 3606485004082 | 0 |  | 55 | 7 | 7 | 3 | 0.147 | 13606485004089 | 5 | 318 | 1.3 | 0.7 | 0.7 |  | 43606485004080 | 120 | 8040 | 40 | 30 | 30 | [10 empty] | 8 | N | [12 empty] | MT4 | ML | 7419999099 | [14 empty] | Kanteltoets 2-set, antiek messing, Artec/Trancent/Antique | Levier basculant double, laiton antique, Artec/Trancent/Antique | [17 empty] | https://eref.se.com/be/nl/sis-tarif/product/MTN412543 | https://eref.se.com/be/fr/sis-tarif/product/MTN412543
Schneider Electric | Schneider Electric | 01022021 |  | Schneider Electric |  | SER | MTN412546 |  |  | 21.74 |  | 1 |  | 5 | WIP SERIE EDELSTAAL ARTEC/ANTIEK | ROCKER F. 2CIRC.SW. STST SYSD |  | Rocker f. 2circ.sw. stst SysD | [18 empty] | 1 | 3606485004105 | 0 |  | 53 | 7 | 7 | 3 | 0.147 | 13606485004102 | 5 | 295 | 12.5 | 7.2 | 7.2 | [17 empty] | 10 | N | [12 empty] | MT4 | ML | 7326909890 | [14 empty] | Tuimelschakelaar 2 stellen, roestvrij staal, Artec/Trancent/Antiek | Enjoliveur Artec pour interrupteur double allumage, acier | [17 empty] | https://eref.se.com/be/nl/sis-tarif/product/MTN412546 | https://eref.se.com/be/fr/sis-tarif/product/MTN412546
Schneider Electric | Schneider Electric | 01022021 |  | Schneider Electric |  | SER | MTN412560 |  |  | 12.98 |  | 1 |  | 5 | WIP SERIE ALUMINIUM ARTEC/ANTIEK | ROCKER F. 2CIRC.SW. ALU SYSD |  | Rocker f. 2circ.sw. alu SysD | [18 empty] | 1 | 3606485004112 | 0 |  | 33 | 7 | 7 | 3 | 0.147 | 13606485004119 | 5 | 200 | 7.5 | 12.5 | 7.5 |  | 43606485004110 | 120 | 5290 | 40 | 30 | 30 | [10 empty] | 10 | N | [12 empty] | MT4 | ML | 3925901000 | [14 empty] | Tuimelschakelaar 2 stellen, aluminium, Artec/Trancent/Antique | Enjoliveur Artec pour interrupteur double allumage, aluminium | [17 empty] | https://eref.se.com/be/nl/sis-tarif/product/MTN412560 | https://eref.se.com/be/fr/sis-tarif/product/MTN412560
Schneider Electric | Schneider Electric | 01022021 |  | Schneider Electric |  | SER | MTN413519 |  |  | 12.89 |  | 1 |  | 5 | SERIEWIP VENSTER ARTEC/ANTIEK POLARWIT | ROCKER F.2CIRC.SW. W.OPEN.F.SYM. PW SYSD |  | Rocker f.2circ.sw. w.open.f.sym. pw SysD | [18 empty] | 1 | 3606485004150 | 0 |  | 36 | 7 | 7 | 3 | 0.147 | 13606485004157 | 5 | 196 | 12.5 | 7.2 | 7.2 | [17 empty] | 8 | N | [12 empty] | MT4 | ML | 3925908000 | [14 empty] | Tuimelsch. 2 stellen, m. kleurl. rechth. indicatiev., pol.wit, Art./Tran./Antiek | Enjoliveur pour interrupteur double allumage avec fenêtre pour symbole blanc | [17 empty] | https://eref.se.com/be/nl/sis-tarif/product/MTN413519 | https://eref.se.com/be/fr/sis-tarif/product/MTN413519
Schneider Electric | Schneider Electric | 01022021 |  | Schneider Electric |  | SER | MTN413544 |  |  | 12.89 |  | 1 |  | 5 | SERIEWIP VENSTER ARTEC/ANTIEK WIT | ROCKER F.2CIRC.SW. W.OPEN.F.SYM. W SYSD |  | Rocker f.2circ.sw. w.open.f.sym. w SysD | [18 empty] | 1 | 3606485003979 | 0 |  | 36 | 7 | 7 | 3 | 0.147 | 13606485003976 | 5 | 196 | 12.5 | 7.2 | 7.2 | [17 empty] | 8 | N | [12 empty] | MT4 | ML | 3925908000 | [14 empty] | Tuimelsch. 2 stellen, m. kleurl. rechth. indicatiev., wit, Artec/Trancent/Antiek | Enjoliveur pour interrupteur double allumage avec fenêtre pour symbole sable | [17 empty] | https://eref.se.com/be/nl/sis-tarif/product/MTN413544 | https://eref.se.com/be/fr/sis-tarif/product/MTN413544
Schneider Electric | Schneider Electric | 01022021 |  | Schneider Electric |  | SER | MTN413546 |  |  | 24.9 |  | 1 |  | 5 | WIP SERIE M.VENS ES ARTEC/ANTIEK | ROCKER F.2CIRC.SW.W.OPEN.F.SYM.STST SYSD |  | Rocker f.2circ.sw.w.open.f.sym.stst SysD | [18 empty] | 1 | 3606485003986 | 0 |  | 52 | 7 | 7 | 3 | 0.147 | 13606485003983 | 5 | 296 | 12.5 | 7.2 | 7.2 | [17 empty] | 10 | N | [12 empty] | MT4 | ML | 3925908000 | [14 empty] | Tuimelsch. 2 stellen, m. kleurl. rechth. indicatiev., ss., Artec/Trancent/Antiek | Enjoliveur pour interrupteur double allumage avec fenêtre pour symbole acier | [17 empty] | https://eref.se.com/be/nl/sis-tarif/product/MTN413546 | https://eref.se.com/be/fr/sis-tarif/product/MTN413546
Schneider Electric | Schneider Electric | 01022021 |  | Schneider Electric |  | SER | MTN413560 |  |  | 15.67 |  | 1 |  | 5 | WIP SERIE M.VENS ALU ARTEC/ANTIEK | ROCKER F.2CIRC.SW.W.OPEN.F.SYM. ALU SYSD |  | Rocker f.2circ.sw.w.open.f.sym. alu SysD | [18 empty] | 1 | 3606485003993 | 0 |  | 31 | 7 | 7 | 2 | 0.098 | 13606485003990 | 5 | 196 | 12.5 | 7.2 | 7.2 | [17 empty] | 8 | N | [12 empty] | MT4 | ML | 85389099 | [14 empty] | Tuimelsch. 2 stellen, m. kleurl. rechth. indicatiev.,alum.,Artec/Trancent/Antiek | Enjoliveur pour interrupteur double allumage avec fenêtre pour symbole aluminium | [17 empty] | https://eref.se.com/be/nl/sis-tarif/product/MTN413560 | https://eref.se.com/be/fr/sis-tarif/product/MTN413560
Schneider Electric | Schneider Electric | 01022021 |  | Schneider Electric |  | SER | MTN431014 |  |  | 3.83 |  | 1 |  | 5 | SYS-M WISSELWIP VENSTER ANTRACIET | TOUCHE INTER LUMINEUX ANTHRACITE |  | Rocker w.con.win.sma.neutr.TPm ant SysM | [18 empty] | 1 | 3606485094588 | 0 |  | 18 | 6 | 6 | 2 | 0.072 | 13606485094585 | 5 | 110 | 10 | 7 | 7 | [17 empty] | 8 | N | [12 empty] | MT4 | ML | 85389099 | [14 empty] | Tuimelaar met controlelamp, antraciet, System M | Enjoliveur avec lampe de contrôle, anthracite, System M | [17 empty] | https://eref.se.com/be/nl/sis-tarif/product/MTN431014 | https://eref.se.com/be/fr/sis-tarif/product/MTN431014
Schneider Electric | Schneider Electric | 01022021 |  | Schneider Electric |  | SER | MTN431060 |  |  | 3.83 |  | 1 |  | 5 | SYS-M WISSELWIP VENSTER ALUMINIUM | TOUCHE INTER LUMINEUX ALUMINIUM |  | Rocker w.con.win.sma.neutr.TPm alu SysM | [18 empty] | 1 | 3606485094595 | 0 |  | 18 | 6 | 6 | 2 | 0.072 | 13606485094592 | 5 | 110 | 10 | 7 | 7 | [17 empty] | 8 | N | [12 empty] | MT4 | ML | 85389099 | [14 empty] | Tuimelaar met controlelamp, aluminium, System M | Enjoliveur avec lampe de contrôle, aluminium, System M | [17 empty] | https://eref.se.com/be/nl/sis-tarif/product/MTN431060 | https://eref.se.com/be/fr/sis-tarif/product/MTN431060
Schneider Electric | Schneider Electric | 01022021 |  | Schneider Electric |  | SER | MTN431714 |  |  | 10.98 |  | 1 |  | 5 | SYS-M WIP VENSTER SYMBOOL WCD ANTRACIET | Rocker w.con.win.sma.so.out.TPm ant SysM |  | Rocker w.con.win.sma.so.out.TPm ant SysM | [18 empty] | 1 | 3606485094601 | 0 |  | 18 | 6 | 6 | 2 | 0.072 | 13606485094608 | 5 | 110 | 9.6 | 7.1 | 5.9 | [17 empty] | 2 | Y | [12 empty] | MT4 | ML | 85389099 | [33 empty] | https://eref.se.com/be/nl/sis-tarif/product/MTN431714 | https://eref.se.com/be/fr/sis-tarif/product/MTN431714
Schneider Electric | Schneider Electric | 01022021 |  | Schneider Electric |  | SER | MTN432019 |  |  | 8.04 |  | 1 |  | 1 | SYS-M WISSELWIP SYMBOOL IP44 POLARWIT | TOUCHE INTERRS IP44 BLC POLAIRE BRILLANT |  | Rocker IP44 TPb pw SysM | [18 empty] | 1 | 3606485094625 | 0 |  | 36 | 7 | 7 | 4 | 0.196 | [23 empty] | 8 | N | [12 empty] | MT4 | ML | 85389099 | [14 empty] | Tuimelaar IP44, polarwit, glanzend, System M | Enjoliveur IP44, blanc polaire, brillant, System M | [17 empty] | https://eref.se.com/be/nl/sis-tarif/product/MTN432019 | https://eref.se.com/be/fr/sis-tarif/product/MTN432019
Schneider Electric | Schneider Electric | 01022021 |  | Schneider Electric |  | SER | MTN432025 |  |  | 8.83 |  | 1 |  | 1 | SYS-M WISSELWIP SYMBOOL IP44 ACTIEF WIT | TOUCHE INTERS IP44 BLANC ACTIF BRILLANT |  | Rocker IP44 TPb aw SysM | [18 empty] | 1 | 3606485094632 | 0 |  | 36 | 7 | 7 | 4 | 0.196 | [23 empty] | 8 | N | [12 empty] | MT4 | ML | 85389099 | [14 empty] | Tuimelaar IP44, actief wit, glanzend, System M | Enjoliveur IP44, blanc actif, brillant, System M | [17 empty] | https://eref.se.com/be/nl/sis-tarif/product/MTN432025 | https://eref.se.com/be/fr/sis-tarif/product/MTN432025
Schneider Electric | Schneider Electric | 01022021 |  | Schneider Electric |  | SER | MTN432044 |  |  | 8.04 |  | 1 |  | 1 | WISSELWIP IP44 SYSTEM-M WIT | TOUCHE INTERS IP44 BLANC IVOIRE BRILLANT |  | Rocker IP44 TPb w SysM | [18 empty] | 1 | 3606480351235 | 0 |  | 35 | 7 | 7 | 4 | 0.196 | [23 empty] | 8 | N | [12 empty] | MT4 | ML | 85389099 | [14 empty] | Tuimelaar IP44, wit ivoor, glanzend, System M | Enjoliveur IP44, blanc ivoire, brillant, System M | [17 empty] | https://eref.se.com/be/nl/sis-tarif/product/MTN432044 | https://eref.se.com/be/fr/sis-tarif/product/MTN432044
Schneider Electric | Schneider Electric | 01022021 |  | Schneider Electric |  | SER | MTN432119 |  |  | 2.57 |  | 1 |  | 10 | SYSTEEM-M WISSELWIP POLARWIT | TOUCHE INTERS BLANC POLAIRE BRILLANT |  | Rocker TPb pw SysM | [18 empty] | 1 | 3606485094649 | 0 |  | 18 | 6 | 6 | 2 | 0.072 | 13606485094646 | 10 | 194 | 1.8 | 0.6 | 0.7 |  | 43606485094647 | 400 | 8530 | 60 | 40 | 30 | [10 empty] | 10 | N | [12 empty] | MT4 | ML | 3925908000 | [15 empty] | Enjoliveur, blanc polaire, brillant, System M | [17 empty] | https://eref.se.com/be/nl/sis-tarif/product/MTN432119 | https://eref.se.com/be/fr/sis-tarif/product/MTN432119
Schneider Electric | Schneider Electric | 01022021 |  | Schneider Electric |  | SER | MTN432125 |  |  | 2.84 |  | 1 |  | 10 | SYSTEEM-M WISSELWIP ACTIEF WIT | TOUCHE INTERS BLANC ACTIF BRILLANT |  | Rocker TPb aw SysM | [18 empty] | 1 | 3606485094656 | 0 |  | 18 | 6 | 6 | 2 | 0.072 | 13606485094653 | 10 | 213 | 17.6 | 7.1 | 5.9 | [17 empty] | 8 | N | [12 empty] | MT4 | ML | 3925908000 | [14 empty] | Tuimelaar, actief wit, glanzend, System M | Enjoliveur, blanc actif, brillant, System M | [17 empty] | https://eref.se.com/be/nl/sis-tarif/product/MTN432125 | https://eref.se.com/be/fr/sis-tarif/product/MTN432125
Schneider Electric | Schneider Electric | 01022021 |  | Schneider Electric |  | SER | MTN432144 |  |  | 2.57 |  | 1 |  | 10 | WISSELWIP SYSTEM-M WIT | TOUCHE INTERRUPTEURS BLC IVOIRE BRILLANT |  | Rocker TPb w SysM | [18 empty] | 1 | 3606485103662 | 0 |  | 18 | 6 | 6 | 2 | 0.072 | 13606485103669 | 10 | 213 | 17.6 | 7.1 | 5.9 | [17 empty] | 8 | N | [12 empty] | MT4 | ML | 3925908000 | [15 empty] | Enjoliveur, blanc ivoire, brillant, System M | [17 empty] | https://eref.se.com/be/nl/sis-tarif/product/MTN432144 | https://eref.se.com/be/fr/sis-tarif/product/MTN432144
Schneider Electric | Schneider Electric | 01022021 |  | Schneider Electric |  | SER | MTN432219 |  |  | 3.46 |  | 1 |  | 5 | SYS-M WISSELWIP SYMBOOL 0/I POLARWIT | TOUCHE BIPOLAIRE BLANC POLAIRE BRILLANT |  | Rocker mark. 0/1 TPb pw SysM | [18 empty] | 1 | 3606485094663 | 0 |  | 18 | 6 | 6 | 2 | 0.072 | 13606485094660 | 5 | 110 | 10 | 7 | 7 | [17 empty] | 8 | N | [12 empty] | MT4 | ML | 3925908000 | [14 empty] | Tuimelaar met markering 0/1, polarwit, glanzend, System M | Enjoliveur marqué 0/1, blanc polaire, brillant, System M | [17 empty] | https://eref.se.com/be/nl/sis-tarif/product/MTN432219 | https://eref.se.com/be/fr/sis-tarif/product/MTN432219
Schneider Electric | Schneider Electric | 01022021 |  | Schneider Electric |  | SER | MTN432225 |  |  | 3.8 |  | 1 |  | 5 | SYS-M WISSELWIP SYMBOOL 0/I ACTIEF WIT | TOUCHE BIPOLAIRE BLANC ACTIF BRILLANT |  | Rocker mark. 0/1 TPb aw SysM | [18 empty] | 1 | 3606485094670 | 0 |  | 18 | 6 | 6 | 2 | 0.072 | 13606485094677 | 5 | 110 | 10 | 7 | 7 | [17 empty] | 8 | N | [12 empty] | MT4 | ML | 3925908000 | [14 empty] | Tuimelaar met markering 0/1, actief wit, glanzend, System M | Enjoliveur marqué 0/1, blanc actif, brillant, System M | [17 empty] | https://eref.se.com/be/nl/sis-tarif/product/MTN432225 | https://eref.se.com/be/fr/sis-tarif/product/MTN432225
Schneider Electric | Schneider Electric | 01022021 |  | Schneider Electric |  | SER | MTN432244 |  |  | 3.46 |  | 1 |  | 5 | WISSELWIP SYMB 0/1 SYSTEM-M WIT | TOUCHE INTER BIPOLAIRE BLC IVO BRILLANT |  | Rocker marked 0/1 TPb w SysM | [18 empty] | 1 | 3606485103679 | 0 |  | 18 | 6 | 6 | 2 | 0.072 | 13606485103676 | 5 | 110 | 9.6 | 7.1 | 5.9 | [17 empty] | 2 | Y | [12 empty] | MT4 | ML | 3925908000 | [14 empty] | Tuimelaar met markering 0/1, wit ivoor, glanzend, System M | Enjoliveur marqué 0/1, blanc ivoire, brillant, System M | [17 empty] | https://eref.se.com/be/nl/sis-tarif/product/MTN432244 | https://eref.se.com/be/fr/sis-tarif/product/MTN432244
Schneider Electric | Schneider Electric | 01022021 |  | Schneider Electric |  | SER | MTN432319 |  |  | 4.81 |  | 1 |  | 10 | SYS-M WISSELWIP INFORMATIEVELD POLARWIT | TOUCHE PORTE-ÉTIQUETTE BLC POL BRILLANT |  | Rocker w.labell.f. TPb pw SysM | [18 empty] | 1 | 3606485094687 | 0 |  | 18 | 6 | 6 | 3 | 0.108 | 13606485094684 | 10 | 590 | 7.1 | 17.6 | 17.6 |  | 43606485094685 | 240 | 14570 | 40 | 30 | 30 | [10 empty] | 8 | N | [12 empty] | MT4 | ML | 3925908000 | [14 empty] | Tuimelaar met etikethouder, polarwit, glanzend, System M | Enjoliveur avec champ de marquage, blanc polaire, brillant, System M | [17 empty] | https://eref.se.com/be/nl/sis-tarif/product/MTN432319 | https://eref.se.com/be/fr/sis-tarif/product/MTN432319
Schneider Electric | Schneider Electric | 01022021 |  | Schneider Electric |  | SER | MTN432325 |  |  | 6.23 |  | 1 |  | 10 | SYS-M WISSELWIP INFORMATIEVELD ACTIEFWIT | TOUCHE PORTE-ÉTIQUETTE BLC ACT BRILLANT |  | Rocker w.labell.f. TPb aw SysM | [18 empty] | 1 | 3606485094694 | 0 |  | 18 | 6 | 6 | 3 | 0.108 | 13606485094691 | 10 | 209 | 17.6 | 7.1 | 5.9 | [17 empty] | 2 | Y | [12 empty] | MT4 | ML | 3925908000 | [14 empty] | Tuimelaar met etikethouder, actief wit, glanzend, System M | Enjoliveur avec champ de marquage, blanc actif, brillant, System M | [17 empty] | https://eref.se.com/be/nl/sis-tarif/product/MTN432325 | https://eref.se.com/be/fr/sis-tarif/product/MTN432325
Schneider Electric | Schneider Electric | 01022021 |  | Schneider Electric |  | SER | MTN432344 |  |  | 4.81 |  | 1 |  | 10 | WISSELWIP ETIKET SYSTEM-M WIT | TOUCHE PORTE-ÉTIQUETTE BLC IVO BRILLANT |  | Rocker w.labell.f. TPb w SysM | [18 empty] | 1 | 3606485103686 | 0 |  | 18 | 6 | 6 | 3 | 0.108 | 13606485103683 | 10 | 209 | 17.6 | 7.1 | 5.9 | [17 empty] | 2 | Y | [12 empty] | MT4 | ML | 3925908000 | [14 empty] | Tuimelaar met etikethouder, wit ivoor, glanzend, System M | Enjoliveur avec champ de marquage, blanc ivoire, brillant, System M | [17 empty] | https://eref.se.com/be/nl/sis-tarif/product/MTN432344 | https://eref.se.com/be/fr/sis-tarif/product/MTN432344
Schneider Electric | Schneider Electric | 01022021 |  | Schneider Electric |  | SER | MTN432419 |  |  | 6.47 |  | 1 |  | 5 | SYS-M SERIEWIP JALOEZIE PIJLEN POLARWIT | TOUCH INTER/POUSS VOL ROUL BLC POL BRILL |  | Rocker f.rol.shu.sw.+pu.but.TPb pw SysM | [18 empty] | 1 | 3606485094700 | 0 |  | 18 | 6 | 6 | 3 | 0.108 | 13606485094707 | 5 | 120 | 1 | 0.7 | 1 |  | 43606485094708 | 225 | 5890 | 40 | 30 | 30 | [10 empty] | 8 | N | [12 empty] | MT4 | ML | 3925908000 | [14 empty] | Tuimelaar voor rolluikschakelaar/-drukknop, polarwit, glanzend, System M | Touche pour interrupteurs/poussoirs volets roulants, blanc polaire, brillant | [17 empty] | https://eref.se.com/be/nl/sis-tarif/product/MTN432419 | https://eref.se.com/be/fr/sis-tarif/product/MTN432419
Schneider Electric | Schneider Electric | 01022021 |  | Schneider Electric |  | SER | MTN432425 |  |  | 7.11 |  | 1 |  | 5 | SYS-M SERIEWIP JALOEZIE PIJLEN ACTIEFWIT | TOUCH INTER/POUSS VOL ROUL BLC ACT BRILL |  | Rocker f.rol.shu.sw.+pu.but.TPb aw SysM | [18 empty] | 1 | 3606485094717 | 0 |  | 18 | 6 | 6 | 3 | 0.108 | 13606485094714 | 5 | 134 | 9.6 | 7.1 | 5.9 | [17 empty] | 8 | N | [12 empty] | MT4 | ML | 3925908000 | [14 empty] | Tuimelaar voor rolluikschakelaar/-drukknop, actief wit, glanzend, System M | Touche pour interrupteurs/poussoirs volets roulants, blanc actif, brillant | [17 empty] | https://eref.se.com/be/nl/sis-tarif/product/MTN432425 | https://eref.se.com/be/fr/sis-tarif/product/MTN432425
Schneider Electric | Schneider Electric | 01022021 |  | Schneider Electric |  | SER | MTN432444 |  |  | 6.47 |  | 1 |  | 5 | WISSELWIP JALOEZIE SYSTEM-M WIT | TOUCH INTER/POUSS VOL ROUL BLC IVO BRILL |  | Rocker f.rol.shu.sw.+pu.but.TPb w SysM | [18 empty] | 1 | 3606485103693 | 0 |  | 18 | 6 | 6 | 3 | 0.108 | 13606485103690 | 5 | 115 | 9.6 | 7.1 | 5.9 | [17 empty] | 8 | N | [12 empty] | MT4 | ML | 3925908000 | [14 empty] | Tuimelaar voor rolluikschakelaar/-drukknop, wit ivoor, glanzend, System M | Touche pour interrupteurs/poussoirs volets roulants, blanc ivoire, brillant | [17 empty] | https://eref.se.com/be/nl/sis-tarif/product/MTN432444 | https://eref.se.com/be/fr/sis-tarif/product/MTN432444
Schneider Electric | Schneider Electric | 01022021 |  | Schneider Electric |  | SER | MTN432519 |  |  | 4.74 |  | 1 |  | 10 | SYSTEEM-M SERIEWIP POLARWIT | DOUBLE TOUCHE INTERS BLC POL BRILLANT |  | Rocker f. 2circ.sw. TPb pw SysM | [18 empty] | 1 | 3606485094724 | 0 |  | 17 | 6 | 6 | 1 | 0.036 | 13606485094721 | 10 | 590 | 7.1 | 17.6 | 17.6 |  | 43606485094722 | 240 | 14650 | 40 | 30 | 30 | [10 empty] | 8 | N | [12 empty] | MT4 | ML | 3925901000 | [14 empty] | Tuimelaar, 2-voudig, polarwit, glanzend, System M | Enjoliveur double, blanc polaire, brillant, System M | [17 empty] | https://eref.se.com/be/nl/sis-tarif/product/MTN432519 | https://eref.se.com/be/fr/sis-tarif/product/MTN432519
Schneider Electric | Schneider Electric | 01022021 |  | Schneider Electric |  | SER | MTN432525 |  |  | 5.2 |  | 1 |  | 10 | SYSTEEM-M SERIEWIP ACTIEF WIT | DOUBLE TOUCHE INTERS BLC ACTIF BRILLANT |  | Rocker f. 2circ.sw. TPb aw SysM | [18 empty] | 1 | 3606485094731 | 0 |  | 17 | 6 | 6 | 1 | 0.036 | 13606485094738 | 10 | 260 | 17.6 | 7.1 | 5.9 | [17 empty] | 8 | N | [12 empty] | MT4 | ML | 3925901000 | [14 empty] | Tuimelaar, 2-voudig, actief wit, glanzend, System M | Enjoliveur double, blanc actif, brillant, System M | [17 empty] | https://eref.se.com/be/nl/sis-tarif/product/MTN432525 | https://eref.se.com/be/fr/sis-tarif/product/MTN432525
Schneider Electric | Schneider Electric | 01022021 |  | Schneider Electric |  | SER | MTN432544 |  |  | 4.74 |  | 1 |  | 10 | SERIEWIP SYSTEM-M WIT | DOUBLE TOUCHE INTERS BLC IVOIRE BRILLANT |  | Rocker f. 2circ.sw. TPb w SysM | [18 empty] | 1 | 3606485103709 | 0 |  | 17 | 6 | 6 | 1 | 0.036 | 13606485103706 | 10 | 260 | 18 | 7 | 7 | [17 empty] | 8 | N | [12 empty] | MT4 | ML | 3925901000 | [14 empty] | Tuimelaar, 2-voudig, wit ivoor, glanzend, System M | Enjoliveur double, blanc ivoire, brillant, System M | [17 empty] | https://eref.se.com/be/nl/sis-tarif/product/MTN432544 | https://eref.se.com/be/fr/sis-tarif/product/MTN432544
Schneider Electric | Schneider Electric | 01022021 |  | Schneider Electric |  | SER | MTN432719 |  |  | 7.24 |  | 1 |  | 1 | SYS-M WISSELWIP VENSTER IP44 POLARWIT | TOUCHE SYMBOLE IP44 BLC POLAIRE BRILLANT |  | Rock. w.rect.open.f.sym.IP44 TPb pw SysM | [18 empty] | 1 | 3606485094762 | 0 |  | 37 | 7 | 7 | 4 | 0.196 | [23 empty] | 2 | Y | [12 empty] | MT4 | ML | 85389099 | [14 empty] | Tuimelaar met rechth. opening voor symbolen IP44, polarwit, glanzend, System M | Enjoliveur ouvert. rect. pour symboles IP44, blanc polaire, brillant, System M | [17 empty] | https://eref.se.com/be/nl/sis-tarif/product/MTN432719 | https://eref.se.com/be/fr/sis-tarif/product/MTN432719
Schneider Electric | Schneider Electric | 01022021 |  | Schneider Electric |  | SER | MTN432725 |  |  | 7.98 |  | 1 |  | 1 | SYS-M WISSELWIP VENSTER IP44 ACTIEF WIT | TOUCHE À SYMBOLE IP44 BLC ACTIF BRILLANT |  | Rock. w.rect.open.f.sym.IP44 TPb aw SysM | [18 empty] | 1 | 3606485094779 | 0 |  | 37 | 10 | 7 | 6 | 0.42 | [23 empty] | 2 | Y | [12 empty] | MT4 | ML | 85389099 | [14 empty] | Tuimelaar met rechth. opening voor symbolen IP44, actief wit, glanzend, System M | Enjoliveur ouvert. rect. pour symboles IP44, blanc actif, brillant, System M | [17 empty] | https://eref.se.com/be/nl/sis-tarif/product/MTN432725 | https://eref.se.com/be/fr/sis-tarif/product/MTN432725
Schneider Electric | Schneider Electric | 01022021 |  | Schneider Electric |  | SER | MTN432744 |  |  | 7.24 |  | 1 |  | 1 | WISSELWIP VENSTER IP44 SYSTEM-M WIT | TOUCHE À SYMBOLE IP44 BLANC IVO BRILLANT |  | Rock. w.rect.open.f.sym.IP44 TPb w SysM | [18 empty] | 1 | 3606480351242 | 0 |  | 34.5 | 8 | 8 | 5 | 0.32 | [23 empty] | 2 | Y | [12 empty] | MT4 | ML | 85389099 | [14 empty] | Tuimelaar met rechth. opening voor symbolen IP44, wit ivoor, glanzend, System M | Enjoliveur ouvert. rect. pour symboles IP44, blanc ivoire, brillant, System M | [17 empty] | https://eref.se.com/be/nl/sis-tarif/product/MTN432744 | https://eref.se.com/be/fr/sis-tarif/product/MTN432744
Schneider Electric | Schneider Electric | 01022021 |  | Schneider Electric |  | SER | MTN433014 |  |  | 8.83 |  | 1 |  | 1 | SYS-M WISSELWIP SYMBOOL IP44 ANTRACIET | TOUCHE INTERRUPTEURS IP44 ANTHRACITE |  | Rocker IP44 TPm ant SysM | [18 empty] | 1 | 3606485094809 | 0 |  | 35 | 7 | 7 | 4 | 0.196 | [23 empty] | 8 | N | [12 empty] | MT4 | ML | 85389099 | [33 empty] | https://eref.se.com/be/nl/sis-tarif/product/MTN433014 | https://eref.se.com/be/fr/sis-tarif/product/MTN433014
Schneider Electric | Schneider Electric | 01022021 |  | Schneider Electric |  | SER | MTN433060 |  |  | 8.83 |  | 1 |  | 1 | SYS-M WISSELWIP SYMBOOL IP44 ALUMINIUM | TOUCHE INTERRUPTEURS IP44 ALUMINIUM |  | Rocker IP44 TPm alu SysM | [18 empty] | 1 | 3606485094816 | 0 |  | 35 | 7 | 7 | 4 | 0.196 | [23 empty] | 8 | N | [12 empty] | MT4 | ML | 85389099 | [33 empty] | https://eref.se.com/be/nl/sis-tarif/product/MTN433060 | https://eref.se.com/be/fr/sis-tarif/product/MTN433060
Schneider Electric | Schneider Electric | 01022021 |  | Schneider Electric |  | SER | MTN433114 |  |  | 2.84 |  | 1 |  | 5 | SYSTEEM-M WISSELWIP ANTRACIET | TOUCHE INTERRUPTEURS ANTHRACITE |  | Rocker TPm ant SysM | [18 empty] | 1 | 3606485004228 | 0 |  | 18 | 6 | 6 | 3 | 0.108 | 13606485004225 | 5 | 108 | 1 | 0.7 | 0.6 |  | 43606485004226 | 225 | 5440 | 40 | 30 | 30 | [10 empty] | 8 | N | [12 empty] | MT4 | ML | 3925908000 | [33 empty] | https://eref.se.com/be/nl/sis-tarif/product/MTN433114 | https://eref.se.com/be/fr/sis-tarif/product/MTN433114
Schneider Electric | Schneider Electric | 01022021 |  | Schneider Electric |  | SER | MTN433119 |  |  | 3.9 |  | 1 |  | 400 | ROCKER TPM PW SYSM | ROCKER TPM PW SYSM |  | Rocker TPm pw SysM | [18 empty] | 1 | 3606485004235 | 0 |  | 18 | 6 | 6 | 2 | 0.072 | 43606485004233 | 400 | 9226 | 60 | 40 | 30 | [17 empty] | 8 | N | [12 empty] | MT4 | ML | 3925901000 | [15 empty] | Levier basculant, blanc polaire, System M | [17 empty] | https://eref.se.com/be/nl/sis-tarif/product/MTN433119 | https://eref.se.com/be/fr/sis-tarif/product/MTN433119
Schneider Electric | Schneider Electric | 01022021 |  | Schneider Electric |  | SER | MTN433144 |  |  | 2.57 |  | 1 |  | 10 | ROCKER TPM W SYSM | ROCKER TPM W SYSM |  | Rocker TPm w SysM | [18 empty] | 1 | 3606485004174 | 0 |  | 18 | 6 | 6 | 2 | 0.072 | 13606485004171 | 10 | 212 | 17.6 | 7.1 | 5.9 | [17 empty] | 2 | Y | [12 empty] | MT4 | ML | 85389099 | [33 empty] | https://eref.se.com/be/nl/sis-tarif/product/MTN433144 | https://eref.se.com/be/fr/sis-tarif/product/MTN433144
Schneider Electric | Schneider Electric | 01022021 |  | Schneider Electric |  | SER | MTN433160 |  |  | 2.84 |  | 1 |  | 5 | SYSTEEM-M WISSELWIP ALUMINIUM | TOUCHE INTERRUPTEURS ALUMINIUM |  | Rocker TPm alu SysM | [18 empty] | 1 | 3606485004181 | 0 |  | 18 | 6 | 6 | 3 | 0.108 | 13606485004188 | 5 | 111 | 5.9 | 9.6 | 7.1 |  | 43606485004189 | 225 | 5440 | 40 | 30 | 30 | [10 empty] | 8 | N | [12 empty] | MT4 | ML | 3925908000 | [33 empty] | https://eref.se.com/be/nl/sis-tarif/product/MTN433160 | https://eref.se.com/be/fr/sis-tarif/product/MTN433160
Schneider Electric | Schneider Electric | 01022021 |  | Schneider Electric |  | SER | MTN433214 |  |  | 3.8 |  | 1 |  | 5 | SYS-M WISSELWIP SYMBOOL 0/I ANTRACIET | TOUCHE INTER BIPOLAIRE ANTHRACITE |  | Rocker mark. 0/1 TPm ant SysM | [18 empty] | 1 | 3606485004198 | 0 |  | 18 | 6 | 6 | 3 | 0.108 | 13606485004195 | 5 | 104 | 9.6 | 7.1 | 5.9 | [17 empty] | 8 | N | [12 empty] | MT4 | ML | 3925908000 | [14 empty] | Tuimelaar met markering 0/1, antraciet, System M | Enjoliveur marqué 0/1, anthracite, System M | [17 empty] | https://eref.se.com/be/nl/sis-tarif/product/MTN433214 | https://eref.se.com/be/fr/sis-tarif/product/MTN433214
Schneider Electric | Schneider Electric | 01022021 |  | Schneider Electric |  | SER | MTN433219 |  |  | 3.46 |  | 1 |  | 5 | ROCKER MARK. 0/1 TPM PW SYSM | ROCKER MARK. 0/1 TPM PW SYSM |  | ROCKER MARK. 0/1 TPM PW SYSM | [18 empty] | 1 | 3606485004204 | 0 |  | 16 | 5.4 | 5.5 | 2.5 | 74.25 | 13606485004201 | 5 | 106 | 9.6 | 7.1 | 5.9 | [17 empty] | 8 | N | [12 empty] | MT4 | ML | 85389099 | [14 empty] | Tuimelschakelaar, markering 0/1, polarwit, Systeem M | Levier basculant marqué 0/1, blanc polaire, System M
Schneider Electric | Schneider Electric | 01022021 |  | Schneider Electric |  | SER | MTN433260 |  |  | 3.8 |  | 1 |  | 5 | SYS-M WISSELWIP SYMBOOL 0/I ALUMINIUM | TOUCHE INTER BIPOLAIRE ALUMINIUM |  | Rocker mark. 0/1 TPm alu SysM | [18 empty] | 1 | 3606485004327 | 0 |  | 17 | 5 | 6 | 3 | 0.09 | 13606485004324 | 5 | 104 | 9.6 | 7.1 | 5.9 | [17 empty] | 8 | N | [12 empty] | MT4 | ML | 3925908000 | [14 empty] | Tuimelaar met markering 0/1, aluminium, System M | Enjoliveur marqué 0/1, aluminium, System M | [17 empty] | https://eref.se.com/be/nl/sis-tarif/product/MTN433260 | https://eref.se.com/be/fr/sis-tarif/product/MTN433260
Schneider Electric | Schneider Electric | 01022021 |  | Schneider Electric |  | SER | MTN433314 |  |  | 5.28 |  | 1 |  | 5 | SYS-M WISSELWIP INFORMATIEVELD ANTRACIET | TOUCHE PORTE-ÉTIQUETTE ANTHRACITE |  | Rocker w.labell.f. TPm ant SysM | [18 empty] | 1 | 3606485004334 | 0 |  | 17 | 5 | 6 | 3 | 0.09 | 13606485004331 | 5 | 106 | 9.6 | 7.1 | 5.9 | [17 empty] | 8 | N | [12 empty] | MT4 | ML | 3925908000 | [14 empty] | Tuimelaar met etikethouder, antraciet, System M | Enjoliveur avec champ de marquage, anthracite, System M | [17 empty] | https://eref.se.com/be/nl/sis-tarif/product/MTN433314 | https://eref.se.com/be/fr/sis-tarif/product/MTN433314
Schneider Electric | Schneider Electric | 01022021 |  | Schneider Electric |  | SER | MTN433360 |  |  | 5.28 |  | 1 |  | 5 | SYS-M WISSELWIP INFORMATIEVELD ALUMINIUM | TOUCHE PORTE-ÉTIQUETTE ALUMINIUM |  | Rocker w.labell.f. TPm alu SysM | [18 empty] | 1 | 3606485004365 | 0 |  | 17 | 5 | 6 | 3 | 0.09 | 13606485004362 | 5 | 109 | 9.6 | 7.1 | 5.9 | [17 empty] | 2 | Y | [12 empty] | MT4 | ML | 3925908000 | [14 empty] | Tuimelaar met etikethouder, aluminium, System M | Enjoliveur avec champ de marquage, aluminium, System M | [17 empty] | https://eref.se.com/be/nl/sis-tarif/product/MTN433360 | https://eref.se.com/be/fr/sis-tarif/product/MTN433360
Schneider Electric | Schneider Electric | 01022021 |  | Schneider Electric |  | SER | MTN433514 |  |  | 5.2 |  | 1 |  | 5 | SYSTEEM-M SERIEWIP ANTRACIET | DOUBLE TOUCHE INTERRUPTEURS ANTHRACITE |  | Rocker f. 2cir.-sw. TPm ant SysM | [18 empty] | 1 | 3606485004372 | 0 |  | 23 | 6 | 6 | 3 | 0.108 | 13606485004379 | 5 | 130 | 5.9 | 9.6 | 7.1 |  | 43606485004370 | 225 | 6340 | 40 | 30 | 30 | [10 empty] | 8 | N | [12 empty] | MT4 | ML | 3925901000 | [33 empty] | https://eref.se.com/be/nl/sis-tarif/product/MTN433514 | https://eref.se.com/be/fr/sis-tarif/product/MTN433514
Schneider Electric | Schneider Electric | 01022021 |  | Schneider Electric |  | SER | MTN433560 |  |  | 5.2 |  | 1 |  | 5 | SYSTEEM-M SERIEWIP ALUMINIUM | DOUBLE TOUCHE INTERRUPTEURS ALUMINIUM |  | Rocker f. 2cir.-sw. TPm alu SysM | [18 empty] | 1 | 3606485004402 | 0 |  | 24 | 6 | 6 | 3 | 0.108 | 13606485004409 | 5 | 132 | 6 | 9.5 | 7 |  | 43606485004400 | 225 | 6440 | 40 | 30 | 30 | [10 empty] | 8 | N | [12 empty] | MT4 | ML | 3925901000 | [33 empty] | https://eref.se.com/be/nl/sis-tarif/product/MTN433560 | https://eref.se.com/be/fr/sis-tarif/product/MTN433560
Schneider Electric | Schneider Electric | 01022021 |  | Schneider Electric |  | SER | MTN433714 |  |  | 7.98 |  | 1 |  | 1 | SYS-M WISSELWIP VENSTER IP44 ANTRACIET | TOUCHE À SYMBOLE IP44 ANTHRACITE |  | Rock.w.rect.open.f.sym.IP44 TPm ant SysM | [18 empty] | 1 | 3606485094823 | 0 |  | 20 | 10 | 7 | 6 | 0.42 | [23 empty] | 2 | Y | [12 empty] | MT4 | ML | 85389099 | [14 empty] | Tuimelaar met rechthoekige opening voor symbolen IP44, antraciet, System M | Enjoliveur avec ouverture rectangulaire pour symboles IP44, anthracite, System M | [17 empty] | https://eref.se.com/be/nl/sis-tarif/product/MTN433714 | https://eref.se.com/be/fr/sis-tarif/product/MTN433714
Schneider Electric | Schneider Electric | 01022021 |  | Schneider Electric |  | SER | MTN433760 |  |  | 7.98 |  | 1 |  | 1 | SYS-M WISSELWIP VENSTER IP44 ALUMINIUM | TOUCHE À SYMBOLE IP44 ALUMINIUM |  | Rocker IP44 w.open. f.sym.TPm alu SysM | [18 empty] | 1 | 3606485094830 | 0 |  | 37 | 7 | 7 | 4 | 0.196 | [23 empty] | 2 | Y | [12 empty] | MT4 | ML | 85389099 | [14 empty] | Tuimelaar met rechthoekige opening voor symbolen IP44, aluminium, System M | Enjoliveur avec ouverture rectangulaire pour symboles IP44, aluminium, System M | [17 empty] | https://eref.se.com/be/nl/sis-tarif/product/MTN433760 | https://eref.se.com/be/fr/sis-tarif/product/MTN433760
Schneider Electric | Schneider Electric | 01022021 |  | Schneider Electric |  | SER | MTN434614 |  |  | 6.23 |  | 1 |  | 5 | SYS-M WISSELWIP LICHT INFOVELD ANTRACIET | TOUCHE PORTE-ÉTIQUETTE LUMINEUX ANTHR |  | Rocker w. cont.win/labell.f.TPm ant SysM | [18 empty] | 1 | 3606485094847 | 0 |  | 19 | 6 | 6 | 3 | 0.108 | 13606485094844 | 5 | 112 | 9.6 | 7.1 | 5.9 | [17 empty] | 8 | N | [12 empty] | MT4 | ML | 85389099 | [14 empty] | Tuimelaar met etikethouder en controlelamp, antraciet, System M | Enjoliveur avec champ de marquage et lampe de contrôle, anthracite, System M | [17 empty] | https://eref.se.com/be/nl/sis-tarif/product/MTN434614 | https://eref.se.com/be/fr/sis-tarif/product/MTN434614
Schneider Electric | Schneider Electric | 01022021 |  | Schneider Electric |  | SER | MTN434660 |  |  | 6.23 |  | 1 |  | 5 | SYS-M WISSELWIP LICHT INFOVELD ALUMINIUM | TOUCHE PORTE-ÉTIQUETTE LUMINEUX ALUM |  | Rocker w. cont.win/labell.f.TPm alu SysM | [18 empty] | 1 | 3606485094854 | 0 |  | 19 | 6 | 6 | 3 | 0.108 | 13606485094851 | 5 | 112 | 9.6 | 7.1 | 5.9 | [17 empty] | 2 | Y | [12 empty] | MT4 | ML | 85389099 | [14 empty] | Tuimelaar met etikethouder en controlelamp, aluminium, System M | Enjoliveur avec champ de marquage et lampe de contrôle, aluminium, System M | [17 empty] | https://eref.se.com/be/nl/sis-tarif/product/MTN434660 | https://eref.se.com/be/fr/sis-tarif/product/MTN434660
Schneider Electric | Schneider Electric | 01022021 |  | Schneider Electric |  | SER | MTN434719 |  |  | 5.66 |  | 1 |  | 5 | SYS-M WISSELWIP LICHT INFOVELD POLARWIT | TOUCHE PORTE-ÉTIQUETTE LUM BLC POL BRILL |  | Rock. w. cont.win/labell.f. TPb pw SysM | [18 empty] | 1 | 3606485094861 | 0 |  | 19 | 6 | 6 | 3 | 0.108 | 13606485094868 | 5 | 112 | 9.6 | 7.1 | 5.9 | [17 empty] | 8 | N | [12 empty] | MT4 | ML | 85389099 | [14 empty] | Tuimelaar met etikethouder en controlelamp, polarwit, glanzend, System M | Enjoliveur avec champ marq. et lampe contrôle, blanc polaire, brillant, System M | [17 empty] | https://eref.se.com/be/nl/sis-tarif/product/MTN434719 | https://eref.se.com/be/fr/sis-tarif/product/MTN434719
Schneider Electric | Schneider Electric | 01022021 |  | Schneider Electric |  | SER | MTN434725 |  |  | 5.28 |  | 1 |  | 5 | SYS-M WISSELWIP LICHT INFOVELD ACTIEFWIT | TOUCHE PORTE-ÉTIQUETTE LUM BLC ACT BRILL |  | Rock. w. cont.win/labell.f. TPb aw SysM | [18 empty] | 1 | 3606485094878 | 0 |  | 19 | 6 | 6 | 3 | 0.108 | 13606485094875 | 5 | 112 | 9.6 | 7.1 | 5.9 | [17 empty] | 2 | Y | [12 empty] | MT4 | ML | 85389099 | [14 empty] | Tuimelaar met etikethouder en controlelamp, actief wit, glanzend, System M | Enjoliveur avec champ marq. et lampe contrôle, blanc actif, brillant, System M | [17 empty] | https://eref.se.com/be/nl/sis-tarif/product/MTN434725 | https://eref.se.com/be/fr/sis-tarif/product/MTN434725
Schneider Electric | Schneider Electric | 01022021 |  | Schneider Electric |  | SER | MTN434744 |  |  | 5.66 |  | 1 |  | 5 | WISSELWIP TKST+VNSTR SYSTEM-M WIT | TOUCHE PORTE-ÉTIQUETTE LUM BLC IVO BRILL |  | Rock. w. cont.win/labell.f. TPb w SysM | [18 empty] | 1 | 3606480351259 | 0 |  | 19 | 6 | 6 | 3 | 0.108 | 13606480351256 | 5 | 115 | 9.6 | 7.1 | 5.9 | [17 empty] | 2 | Y | [12 empty] | MT4 | ML | 85389099 | [14 empty] | Tuimelaar met etikethouder en controlelamp, wit ivoor, glanzend, System M | Enjoliveur avec champ marq. et lampe contrôle, blanc ivoire, brillant, System M | [17 empty] | https://eref.se.com/be/nl/sis-tarif/product/MTN434744 | https://eref.se.com/be/fr/sis-tarif/product/MTN434744
Schneider Electric | Schneider Electric | 01022021 |  | Schneider Electric |  | SER | MTN4350-0414 |  |  | 29.28 |  | 1 |  | 1 | SYSTEEM-M WCD AUDIO CINCH ANTRACIET | RCA CINCH SOCK.OUT. RD+W TPM ANT SYSM |  | RCA Cinch sock.out. rd+w TPm ant SysM | [18 empty] | 1 | 3606480309342 | 0 |  | 63 | 7 | 4 | 7 | 0.196 | [23 empty] | 8 | N | [12 empty] | MT4 | ML | 8536699099 | [14 empty] | Contactdoos voor audio-aansluiting, antraciet, Systeem M | Prise pour connexion audio, anthracite, System M | [17 empty] | https://eref.se.com/be/nl/sis-tarif/product/MTN4350-0414 | https://eref.se.com/be/fr/sis-tarif/product/MTN4350-0414
Schneider Electric | Schneider Electric | 01022021 |  | Schneider Electric |  | SER | MTN4350-0460 |  |  | 29.28 |  | 1 |  | 1 | SYSTEEM-M WCD AUDIO CINCH ALUMINIUM | RCA CINCH SOCK.OUT. RD+W TPM ALU SYSM |  | RCA Cinch sock.out. rd+w TPm alu SysM | [18 empty] | 1 | 3606480309335 | 0 |  | 63 | 7 | 4 | 7 | 0.196 | [23 empty] | 8 | N | [12 empty] | MT4 | ML | 8536699099 | [14 empty] | Contactdoos voor audio-aansluiting, aluminium, Systeem M | Prise pour connexion audio, aluminium, System M | [17 empty] | https://eref.se.com/be/nl/sis-tarif/product/MTN4350-0460 | https://eref.se.com/be/fr/sis-tarif/product/MTN4350-0460
Schneider Electric | Schneider Electric | 01022021 |  | Schneider Electric |  | SER | MTN435514 |  |  | 7.11 |  | 1 |  | 5 | SYS-M SERIEWIP JALOEZIE PIJLEN ANTRACIET | TOUCHE INTER/POUSSOIR VOLETS ROUL ANTHR |  | Rocker f.rol.shu.sw.+pu.btn.TPm ant SysM | [18 empty] | 1 | 3606485004488 | 0 |  | 24 | 6 | 6 | 3 | 0.108 | 13606485004485 | 5 | 132 | 9.6 | 7.1 | 5.9 | [17 empty] | 8 | N | [12 empty] | MT4 | ML | 3925908000 | [14 empty] | Tuimelaar voor rolluikschakelaar/-drukknop, antraciet, System M | Touche pour interrupteurs/poussoirs volets roulants, anthracite, System M | [17 empty] | https://eref.se.com/be/nl/sis-tarif/product/MTN435514 | https://eref.se.com/be/fr/sis-tarif/product/MTN435514
Schneider Electric | Schneider Electric | 01022021 |  | Schneider Electric |  | SER | MTN435560 |  |  | 7.11 |  | 1 |  | 5 | SYS-M SERIEWIP JALOEZIE PIJLEN ALUMINIUM | TOUCHE INTER/POUSSOIR VOLETS ROUL ALUM |  | Rocker f.rol.shu.sw.+pu.btn.TPm alu SysM | [18 empty] | 1 | 3606485004273 | 0 |  | 24 | 6 | 6 | 3 | 0.108 | 13606485004270 | 5 | 132 | 10 | 6 | 7 | [17 empty] | 8 | N | [12 empty] | MT4 | ML | 3925908000 | [14 empty] | Tuimelaar voor rolluikschakelaar/-drukknop, aluminium, System M | Touche pour interrupteurs/poussoirs volets roulants, aluminium, System M | [17 empty] | https://eref.se.com/be/nl/sis-tarif/product/MTN435560 | https://eref.se.com/be/fr/sis-tarif/product/MTN435560
Schneider Electric | Schneider Electric | 01022021 |  | Schneider Electric |  | SER | MTN436019 |  |  | 3.47 |  | 1 |  | 5 | SYSTEEM-M WISSELWIP VENSTER POLARWIT | TOUCHE INTER LUMINEUX BLC POL BRILLANT |  | Rocker w.con.win.sma.neutr.TPb pw SysM | [18 empty] | 1 | 3606485094984 | 0 |  | 18 | 6 | 6 | 2 | 0.072 | 13606485094981 | 5 | 110 | 10 | 7 | 7 | [17 empty] | 8 | N | [12 empty] | MT4 | ML | 85389099 | [14 empty] | Tuimelaar met controlelamp, polarwit, glanzend, System M | Enjoliveur avec lampe de contrôle, blanc polaire, brillant, System M | [17 empty] | https://eref.se.com/be/nl/sis-tarif/product/MTN436019 | https://eref.se.com/be/fr/sis-tarif/product/MTN436019
Schneider Electric | Schneider Electric | 01022021 |  | Schneider Electric |  | SER | MTN436025 |  |  | 3.83 |  | 1 |  | 5 | SYSTEEM-M WISSELWIP VENSTER ACTIEF WIT | TOUCHE INTER LUMINEUX BLC ACT BRILLANT |  | Rocker w.con.win.sma.neutr.TPb aw SysM | [18 empty] | 1 | 3606485094991 | 0 |  | 18 | 6 | 6 | 2 | 0.072 | 13606485094998 | 5 | 110 | 10 | 7 | 7 | [17 empty] | 8 | N | [12 empty] | MT4 | ML | 85389099 | [14 empty] | Tuimelaar met controlelamp, actief wit, glanzend, System M | Enjoliveur avec lampe de contrôle, blanc actif, brillant, System M | [17 empty] | https://eref.se.com/be/nl/sis-tarif/product/MTN436025 | https://eref.se.com/be/fr/sis-tarif/product/MTN436025
Schneider Electric | Schneider Electric | 01022021 |  | Schneider Electric |  | SER | MTN436044 |  |  | 3.47 |  | 1 |  | 5 | WISSELWIP CONTROLE SYSTEM-M WIT | TOUCHE INTER LUMINEUX BLANC IVO BRILLANT |  | Rocker w.con.win.sma.neutr.TPb w SysM | [18 empty] | 1 | 3606480351303 | 0 |  | 19 | 6 | 6 | 2 | 0.072 | 13606480351300 | 5 | 113 | 9.6 | 7.1 | 5.9 | [17 empty] | 8 | N | [12 empty] | MT4 | ML | 85389099 | [14 empty] | Tuimelaar met controlelamp, wit ivoor, glanzend, System M | Enjoliveur avec lampe de contrôle, blanc ivoire, brillant, System M | [17 empty] | https://eref.se.com/be/nl/sis-tarif/product/MTN436044 | https://eref.se.com/be/fr/sis-tarif/product/MTN436044
Schneider Electric | Schneider Electric | 01022021 |  | Schneider Electric |  | SER | MTN438019 |  |  | 8.5 |  | 1 |  | 5 | WISSELWIP VENSTER ARTEC/ANTIEK POLARWIT | ROCKER W.CON.WIN.SMA.NEUTR. PW SYSD |  | Rocker w.con.win.sma.neutr. pw SysD | [18 empty] | 1 | 3606485095271 | 0 |  | 26 | 7 | 7 | 3 | 0.147 | 13606485095278 | 5 | 160 | 12.5 | 7.2 | 7.2 | [17 empty] | 8 | N | [12 empty] | MT4 | ML | 85389099 | [14 empty] | Tuimelschakelaar met indicatievenster, polarwit, Artec/Trancent/Antique | Levier basculant avec fenêtre indicatrice, blanc polaire, Artec/Trancent/Antique | [17 empty] | https://eref.se.com/be/nl/sis-tarif/product/MTN438019 | https://eref.se.com/be/fr/sis-tarif/product/MTN438019
Schneider Electric | Schneider Electric | 01022021 |  | Schneider Electric |  | SER | MTN438043 |  |  | 32.7 |  | 1 |  | 5 | ROCKER W.CON.WIN.SMA.NEUTR. ATB SYSD | ROCKER W.CON.WIN.SMA.NEUTR. ATB SYSD |  | Rocker w.con.win.sma.neutr. atb SysD | [18 empty] | 1 | 3606485095288 | 0 |  | 46 | 7 | 7 | 3 | 0.147 | 13606485095285 | 5 | 261 | 12.5 | 7.2 | 7.2 | [17 empty] | 8 | N | [12 empty] | MT4 | ML | 85389099 | [14 empty] | Tuimelschakelaar met indicatievenster, antiek messing, Artec/Trancent/Antique | Levier basculant avec fenêtre indicatrice, laiton antiq., Artec/Trancent/Antique | [17 empty] | https://eref.se.com/be/nl/sis-tarif/product/MTN438043 | https://eref.se.com/be/fr/sis-tarif/product/MTN438043
Schneider Electric | Schneider Electric | 01022021 |  | Schneider Electric |  | SER | MTN438044 |  |  | 8.5 |  | 1 |  | 5 | WISSELWIP VENSTER ARTEC/ANTIEK WIT | ROCKER W.CON.WIN.SMA.NEUTR. W SYSD |  | Rocker w.con.win.sma.neutr. w SysD | [18 empty] | 1 | 3606485095295 | 0 |  | 26 | 7 | 7 | 3 | 0.147 | 13606485095292 | 5 | 160 | 12.5 | 7.2 | 7.2 | [17 empty] | 8 | N | [12 empty] | MT4 | ML | 85389099 | [14 empty] | Tuimelschakelaar met indicatievenster, wit, Artec/Trancent/Antique | Levier basculant avec fenêtre indicatrice, blanc, Artec/Trancent/Antique | [17 empty] | https://eref.se.com/be/nl/sis-tarif/product/MTN438044 | https://eref.se.com/be/fr/sis-tarif/product/MTN438044
Schneider Electric | Schneider Electric | 01022021 |  | Schneider Electric |  | SER | MTN438046 |  |  | 16.89 |  | 1 |  | 5 | WIP CTRL.VENSTER ES ARTEC/ANTIEK | ROCKER W.CON.WIN.SMA.NEUTR. STST SYSD |  | Rocker w.con.win.sma.neutr. stst SysD | [18 empty] | 1 | 3606485095301 | 0 |  | 46 | 7 | 7 | 3 | 0.147 | 13606485095308 | 5 | 261 | 12.5 | 7.2 | 7.2 | [17 empty] | 10 | N | [12 empty] | MT4 | ML | 85389099 | [14 empty] | Tuimelschakelaar met indicatievenster, roestvrij staal, Artec/Trancent/Antiek | Levier basculant avec fenêtre indicatrice, acier inoxy., Artec/Trancent/Antique | [17 empty] | https://eref.se.com/be/nl/sis-tarif/product/MTN438046 | https://eref.se.com/be/fr/sis-tarif/product/MTN438046
Schneider Electric | Schneider Electric | 01022021 |  | Schneider Electric |  | SER | MTN438060 |  |  | 11 |  | 1 |  | 5 | WIP CTRL.VENSTER ALU ARTEC/ANTIEK | ROCKER W.CON.WIN.SMA.NEUTR. ALU SYSD |  | Rocker w.con.win.sma.neutr. alu SysD | [18 empty] | 1 | 3606485095318 | 0 |  | 26 | 7 | 7 | 3 | 0.147 | 13606485095315 | 5 | 160 | 12.5 | 7.2 | 7.2 | [17 empty] | 10 | N | [12 empty] | MT4 | ML | 85389099 | [14 empty] | Tuimelschakelaar met indicatievenster, aluminium, Artec/Trancent/Antique | Levier basculant avec fenêtre indicatrice, aluminium, Artec/Trancent/Antique | [17 empty] | https://eref.se.com/be/nl/sis-tarif/product/MTN438060 | https://eref.se.com/be/fr/sis-tarif/product/MTN438060
Schneider Electric | Schneider Electric | 01022021 |  | Schneider Electric |  | SER | MTN4562-0319 |  |  | 10.94 |  | 1 |  | 5 | SYSTEEM-M RJ45 2V STOFSCHUIF POLARWIT | CEN.PLA. MODJACK 2G+MET.PLA.TPB PW SYSM |  | Cen.pla. ModJack 2g+met.pla.TPb pw SysM | [18 empty] | 1 | 3606480309540 | 0 |  | 12 | 6 | 6 | 2 | 0.072 | 13606480309547 | 5 | 100 | 12 | 8 | 8 | [17 empty] | 8 | N | [12 empty] | MT4 | ML | 85389099 | [14 empty] | Cen.pl. v. 2 stellen modulaire jack m. stofschuif, polarwit, glanzend, Systeem M | Pl.cent. pour jack modu. double avec glissière poussière, blc polaire, System M | [17 empty] | https://eref.se.com/be/nl/sis-tarif/product/MTN4562-0319 | https://eref.se.com/be/fr/sis-tarif/product/MTN4562-0319
Schneider Electric | Schneider Electric | 01022021 |  | Schneider Electric |  | SER | MTN4562-0325 |  |  | 13.14 |  | 1 |  | 5 | SYSTEEM-M RJ45 2V STOFSCHUIF ACTIEF WIT | CEN.PLA. MODJACK 2G+MET.PLA.TPB AW SYSM |  | Cen.pla. ModJack 2g+met.pla.TPb aw SysM | [18 empty] | 1 | 3606480309533 | 0 |  | 12 | 6 | 6 | 2 | 0.072 | 13606480309530 | 5 | 100 | 12 | 8 | 9 | [17 empty] | 8 | N | [12 empty] | MT4 | ML | 85389099 | [14 empty] | Cen.pl. v. 2 stell. modulaire jack m.stofschuif, actief wit, glanzend, SysteemM | Pl.cent. pour jack modu. double avec gliss. poussière, blc actif, bril.,System M | [17 empty] | https://eref.se.com/be/nl/sis-tarif/product/MTN4562-0325 | https://eref.se.com/be/fr/sis-tarif/product/MTN4562-0325
Schneider Electric | Schneider Electric | 01022021 |  | Schneider Electric |  | SER | MTN4562-0414 |  |  | 16.89 |  | 1 |  | 5 | SYSTEEM-M RJ45 2V STOFSCHUIF ANTRACIET | SYSTEM M-PLAQUE-2MOD-JACK-ANTH |  | Cen.pla. ModJack 2g+met.pla.TPm ant SysM | [18 empty] | 1 | 3606480309571 | 0 |  | 12 | 6 | 6 | 2 | 0.072 | 13606480309578 | 5 | 100 | 12 | 8 | 8 | [17 empty] | 8 | N | [12 empty] | MT4 | ML | 85389099 | [14 empty] | Centrale plaat, 2 st. modulaire jack m. stofschuif, antraciet, Systeem M | Platine centrale p. jack modu. 2 entrées avec gliss. pouss., anthracite,System M | [17 empty] | https://eref.se.com/be/nl/sis-tarif/product/MTN4562-0414 | https://eref.se.com/be/fr/sis-tarif/product/MTN4562-0414
Schneider Electric | Schneider Electric | 01022021 |  | Schneider Electric |  | SER | MTN4564-0319 |  |  | 3.88 |  | 1 |  | 5 | SYS-M RJ45 2V TEKSTVELD SCHUIF POLARWIT | CEN.PLA.MJACK 2G+MET.PLA+LAB.TPB PW SYSM |  | Cen.pla.MJack 2g+lab.TPb pw SysM | [18 empty] | 1 | 3606480309632 | 0 |  | 12 | 6 | 6 | 2 | 0.072 | 13606480309639 | 5 | 99 | 12.3 | 8.4 | 8.6 | [17 empty] | 8 | N | [12 empty] | MT4 | ML | 85389099 | [14 empty] | Cen.pl. v. 2 st. mod. jack m. label vocht & stofschuif, polarwit, gl., Syst. M | Pl.cent. pour prise modu. 2 E avec étiq. & gliss. pouss.,blc pol.,bril.,System M | [17 empty] | https://eref.se.com/be/nl/sis-tarif/product/MTN4564-0319 | https://eref.se.com/be/fr/sis-tarif/product/MTN4564-0319
Schneider Electric | Schneider Electric | 01022021 |  | Schneider Electric |  | SER | MTN4564-0325 |  |  | 4.24 |  | 1 |  | 5 | SYS-M RJ45 2V TEKSTVELD SCHUIF ACTIEFWIT | CEN.PLA.MJACK 2G+MET.PLA+LAB.TPB AW SYSM |  | Cen.pla.MJack 2g+lab.TPb aw SysM | [18 empty] | 1 | 3606480309625 | 0 |  | 12 | 6 | 6 | 2 | 0.072 | 13606480309622 | 5 | 100 | 12.3 | 8.4 | 8.6 | [17 empty] | 8 | N | [12 empty] | MT4 | ML | 3925901000 | [14 empty] | Cen.pl. v. 2 st. mod. jack m. label vocht & stofschuif, act. wit, gl., Syst. M | Pl.cent. pour prise modu. 2 E avec étiq. & gliss. pouss.,blc art.,bril.,System M | [17 empty] | https://eref.se.com/be/nl/sis-tarif/product/MTN4564-0325 | https://eref.se.com/be/fr/sis-tarif/product/MTN4564-0325
Schneider Electric | Schneider Electric | 01022021 |  | Schneider Electric |  | SER | MTN4564-0344 |  |  | 3.88 |  | 1 |  | 5 | INZPL RJ45 2-V +TKST WIT SYSM | CEN.PLA.MJACK 2G+MET.PLA+LAB.TPB W SYSM |  | Cen.pla.MJack 2g+lab.TPb w SysM | [18 empty] | 1 | 3606480309649 | 0 |  | 12 | 6 | 6 | 2 | 0.072 | 13606480309646 | 5 | 100 | 12.3 | 8.4 | 8.6 | [17 empty] | 2 | Y | [12 empty] | MT4 | ML | 85389099 | [14 empty] | Cen.pl. v. 2 st. mod. jack m. label vocht & stofschuif, wit, glanzend, Syst. M | Pl. cent. pour prise modu. 2 E avec étiq. & gliss. pouss., blc, bril., System M | [17 empty] | https://eref.se.com/be/nl/sis-tarif/product/MTN4564-0344 | https://eref.se.com/be/fr/sis-tarif/product/MTN4564-0344
Schneider Electric | Schneider Electric | 01022021 |  | Schneider Electric |  | SER | MTN4564-0414 |  |  | 4.24 |  | 1 |  | 5 | SYS-M RJ45 2V TEKSTVELD SCHUIF ANTRACIET | CEN.PLA.MJACK 2G+MET.PL+LAB.TPM ANT SYSM |  | Cen.pla.MJack 2g+lab.TPm ant SysM | [18 empty] | 1 | 3606480309663 | 0 |  | 12 | 6 | 6 | 2 | 0.072 | 13606480309660 | 5 | 100 | 12.3 | 8.4 | 8.6 | [17 empty] | 8 | N | [12 empty] | MT4 | ML | 85389099 | [14 empty] | Cen.pl. v. 2 st. mod. jack m. label vocht & stofschuif, antraciet, Systeem M | Pl. cent. pour prise modu. 2 E avec étiq. & gliss. pouss., anthracite, System M | [17 empty] | https://eref.se.com/be/nl/sis-tarif/product/MTN4564-0414 | https://eref.se.com/be/fr/sis-tarif/product/MTN4564-0414
Schneider Electric | Schneider Electric | 01022021 |  | Schneider Electric |  | SER | MTN4564-0460 |  |  | 4.24 |  | 1 |  | 5 | SYS-M RJ45 2V TEKSTVELD SCHUIF POLARWIT | CEN.PLA.MJACK 2G+MET.PL+LAB.TPM ALU SYSM |  | Cen.pla.MJack 2g+lab.TPm alu SysM | [18 empty] | 1 | 3606480309656 | 0 |  | 12 | 6 | 6 | 2 | 0.072 | 13606480309653 | 5 | 99 | 12.3 | 8.4 | 8.6 | [17 empty] | 8 | N | [12 empty] | MT4 | ML | 85389099 | [14 empty] | Cen.pl. v. 2 st. mod. jack m. label vocht & stofschuif, aluminium, Systeem M | Pl.cent. pour prise modu. 2-entrée avec étiq. &glissière poussière,alu.,System M | [17 empty] | https://eref.se.com/be/nl/sis-tarif/product/MTN4564-0460 | https://eref.se.com/be/fr/sis-tarif/product/MTN4564-0460
Schneider Electric | Schneider Electric | 01022021 |  | Schneider Electric |  | SER | MTN4566-0003 |  |  | 11.68 |  | 1 |  | 5 | MERTEN SOKKEL DRAAGPLAAT RJ45 2V ZWART | MET.PLA. MODJACK 2F BK |  | Met.pla. ModJack 2f bk | [18 empty] | 1 | 3606480309595 | 0 |  | 26 | 7 | 7 | 1 | 0.049 | 13606480309592 | 5 | 160 | 12.3 | 8.4 | 8.6 | [17 empty] | 8 | N | [12 empty] | MT4 | ML | 85389099 | [14 empty] | Steunplaten voor modulaire jack connector, zwart | Plaques de support pour prise à jack modulaire, noir | [17 empty] | https://eref.se.com/be/nl/sis-tarif/product/MTN4566-0003 | https://eref.se.com/be/fr/sis-tarif/product/MTN4566-0003
Schneider Electric | Schneider Electric | 01022021 |  | Schneider Electric |  | SER | MTN4566-0004 |  |  | 11.68 |  | 1 |  | 5 | MERTEN SOKKEL DRAAGPLAAT RJ45 2V GROEN | MET.PLA. MODJACK 2F GN |  | Met.pla. ModJack 2f gn | [18 empty] | 1 | 3606480309618 | 0 |  | 26 | 7 | 7 | 1 | 0.049 | 13606480309615 | 5 | 160 | 12.3 | 8.4 | 8.6 | [17 empty] | 8 | N | [12 empty] | MT4 | ML | 85389099 | [14 empty] | Steunplaten voor modulaire jack connector, groen | Plaques de support pour prise à jack modulaire, vert | [17 empty] | https://eref.se.com/be/nl/sis-tarif/product/MTN4566-0004 | https://eref.se.com/be/fr/sis-tarif/product/MTN4566-0004
Schneider Electric | Schneider Electric | 01022021 |  | Schneider Electric |  | SER | MTN4566-0006 |  |  | 11.68 |  | 1 |  | 5 | MERTEN SOKKEL DRAAGPLAAT RJ45 2V ROOD | MET.PLA. MODJACK 2F RD |  | Met.pla. ModJack 2f rd | [18 empty] | 1 | 3606480309588 | 0 |  | 26 | 7 | 7 | 1 | 0.049 | 13606480309585 | 5 | 160 | 12 | 8 | 8 | [17 empty] | 8 | N | [12 empty] | MT4 | ML | 85389099 | [14 empty] | Steunplaten voor modulaire jack connector, rood | Plaques de support pour prise à jack modulaire, rouge | [17 empty] | https://eref.se.com/be/nl/sis-tarif/product/MTN4566-0006 | https://eref.se.com/be/fr/sis-tarif/product/MTN4566-0006
Schneider Electric | Schneider Electric | 01022021 |  | Schneider Electric |  | SER | MTN4566-0080 |  |  | 11.68 |  | 1 |  | 5 | MERTEN SOKKEL DRAAGPLAAT RJ45 2V TRANSPA | MET.PLA. MODJACK 2F TRA |  | Met.pla. ModJack 2f tra | [18 empty] | 1 | 3606480309601 | 0 |  | 26 | 7 | 7 | 1 | 0.049 | 13606480309608 | 5 | 160 | 12.3 | 8.4 | 8.6 | [17 empty] | 8 | N | [12 empty] | MT4 | ML | 85389099 | [14 empty] | Steunplaten voor modulaire jack connector, doorzichtig | Plaques de support pour prise à jack modulaire, transparent | [17 empty] | https://eref.se.com/be/nl/sis-tarif/product/MTN4566-0080 | https://eref.se.com/be/fr/sis-tarif/product/MTN4566-0080
Schneider Electric | Schneider Electric | 01022021 |  | Schneider Electric |  | SER | MTN4575-0000 |  |  | 5.02 |  | 1 |  | 5 | MECHAN.VR RJ45 STOPC. ENKEL/DUBBEL SYSM | MÉCANISME PRISES RJ45 SIMPLES/DOUBLES |  | Ins. InfraPlus 1/2g SysM | [18 empty] | 1 | 3606480309670 | 0 |  | 24 | 7 | 7 | 2 | 0.098 | 13606480309677 | 5 | 151 | 8.5 | 12.3 | 8.4 |  | 43606480309678 | 90 | 3270 | 40 | 30 | 30 | [10 empty] | 8 | N | [12 empty] | MT4 | ML | 85389099 | [14 empty] | Inzetstuk voor Schneider Electric connector, 1-set/2-set | Insert pour prise Schneider Electric, simple/double | [17 empty] | https://eref.se.com/be/nl/sis-tarif/product/MTN4575-0000 | https://eref.se.com/be/fr/sis-tarif/product/MTN4575-0000
Schneider Electric | Schneider Electric | 01022021 |  | Schneider Electric |  | SER | MTN4575-0001 |  |  | 15.71 |  | 1 |  | 1 | SOKKEL UTP RJ45 1V CAT5E ACTASSI | PRISE SIMPLE RJ45 CAT5 UTP |  | RJ45 CAT5E UTP Merten inserts | [8 empty] | 09.07 | 1 | [8 empty] | 1 | 3606480421228 | 0 |  | 48 | 8 | 8 | 5 | 0.32 |  | 1 | 51 | 7.6 | 7.6 | 5.3 |  | 43606480421226 | 50 | 2840 | 40 | 30 | 30 | [10 empty] | 8 | N | [12 empty] | MT4 | ML | 8536699099 | [33 empty] | https://eref.se.com/be/nl/sis-tarif/product/MTN4575-0001 | https://eref.se.com/be/fr/sis-tarif/product/MTN4575-0001
Schneider Electric | Schneider Electric | 01022021 |  | Schneider Electric |  | SER | MTN4575-0002 |  |  | 23.53 |  | 1 |  | 1 | SOKKEL UTP RJ45 2V CAT5E ACTASSI | PRISE DOUBLE CAT5 UTP |  | 2xRJ45 CAT5E UTP Merten inserts | [8 empty] | 09.07 | 1 | [8 empty] | 1 | 3606480421259 | 0 |  | 55 | 8 | 8 | 5 | 0.32 |  | 1 | 58 | 7.6 | 7.6 | 5.3 |  | 43606480421257 | 50 | 3240 | 40 | 30 | 30 | [10 empty] | 8 | N | [12 empty] | MT4 | ML | 8536699099 | [33 empty] | https://eref.se.com/be/nl/sis-tarif/product/MTN4575-0002 | https://eref.se.com/be/fr/sis-tarif/product/MTN4575-0002
Schneider Electric | Schneider Electric | 01022021 |  | Schneider Electric |  | SER | MTN4575-0011 |  |  | 18.85 |  | 1 |  | 1 | DRAAGPLAAT , 1-V, INCL.LEXCOM CAT5e | PRISE SIMPLE RJ45 CAT5 STP |  | Actassi RJ45 data sock. 1g Cat5e STP | [8 empty] | 09.07 | 1 | [8 empty] | 1 | 3606480421211 | 0 |  | 73 | 8 | 8 | 5 | 0.32 |  | 1 | 74 | 7.6 | 7.6 | 5.3 | [17 empty] | 8 | N | [12 empty] | MT4 | ML | 8536699099 | [33 empty] | https://eref.se.com/be/nl/sis-tarif/product/MTN4575-0011 | https://eref.se.com/be/fr/sis-tarif/product/MTN4575-0011
Schneider Electric | Schneider Electric | 01022021 |  | Schneider Electric |  | SER | MTN4575-0012 |  |  | 27.95 |  | 1 |  | 1 | DRAAGPLAAT , 2-V, INCL.LEXCOM CAT5e | PRISE DOUBLE CAT5 STP |  | Actassi RJ45 data sock. 2g Cat5e STP | [8 empty] | 09.07 | 1 | [8 empty] | 1 | 3606480421266 | 0 |  | 104 | 8 | 8 | 5 | 0.32 |  | 1 | 105 | 7.6 | 7.6 | 5.3 |  | 43606480421264 | 50 | 5640 | 40 | 30 | 30 | [10 empty] | 8 | N | [12 empty] | MT4 | ML | 8536699099 | [33 empty] | https://eref.se.com/be/nl/sis-tarif/product/MTN4575-0012 | https://eref.se.com/be/fr/sis-tarif/product/MTN4575-0012
Schneider Electric | Schneider Electric | 01022021 |  | Schneider Electric |  | SER | MTN4576-0001 |  |  | 20.28 |  | 1 |  | 1 | SOKKEL UTP RJ45 1V CAT6 ACTASSI | PRISE SIMPLE RJ45 CAT6 UTP |  | RJ45 CAT6 UTP Merten inserts | [8 empty] | 09.07 | 1 | [8 empty] | 1 | 3606480421242 | 0 |  | 48 | 8 | 8 | 5 | 0.32 |  | 1 | 48 | 7.6 | 7.6 | 5.3 |  | 43606480421240 | 50 | 2880 | 40 | 30 | 30 | [10 empty] | 8 | N | [12 empty] | MT4 | ML | 8536699099 | [33 empty] | https://eref.se.com/be/nl/sis-tarif/product/MTN4576-0001 | https://eref.se.com/be/fr/sis-tarif/product/MTN4576-0001
Schneider Electric | Schneider Electric | 01022021 |  | Schneider Electric |  | SER | MTN4576-0002 |  |  | 30.41 |  | 1 |  | 1 | SOKKEL UTP RJ45 2V CAT6A ACTASSI | PRISE DOUBLE CAT6 UTP |  | 2XRJ45 CAT6 UTP Merten inserts | [8 empty] | 09.07 | 1 | [8 empty] | 1 | 3606480421280 | 0 |  | 55 | 8 | 8 | 5 | 0.32 |  | 1 | 55 | 7.5 | 7.5 | 5.3 |  | 43606480421288 | 50 | 3240 | 40 | 30 | 30 | [10 empty] | 8 | N | [12 empty] | MT4 | ML | 8536699099 | [33 empty] | https://eref.se.com/be/nl/sis-tarif/product/MTN4576-0002 | https://eref.se.com/be/fr/sis-tarif/product/MTN4576-0002
Schneider Electric | Schneider Electric | 01022021 |  | Schneider Electric |  | SER | MTN4576-0021 |  |  | 27.64 |  | 1 |  | 1 | SOKKEL STP RJ45 1V CAT6A ACTASSI | PRISE SIMPLE RJ45 CAT6A STP |  | Actassi RJ45 data sock. 1g Cat6A STP | [8 empty] | 09.07 | 1 | [8 empty] | 1 | 3606480421235 | 0 |  | 73 | 8 | 8 | 5 | 0.32 |  | 1 | 74 | 7.6 | 7.6 | 5.3 |  | 43606480421233 | 50 | 4090 | 40 | 30 | 30 | [10 empty] | 8 | N | [12 empty] | MT4 | ML | 8536699099 | [33 empty] | https://eref.se.com/be/nl/sis-tarif/product/MTN4576-0021 | https://eref.se.com/be/fr/sis-tarif/product/MTN4576-0021
Schneider Electric | Schneider Electric | 01022021 |  | Schneider Electric |  | SER | MTN4576-0022 |  |  | 41.48 |  | 1 |  | 1 | SOKKEL STP RJ45 2V CAT6A ACTASSI | PRISE DOUBLE CAT6A STP |  | Actassi RJ45 data sock. 2g Cat6A STP | [8 empty] | 09.07 | 1 | [8 empty] | 1 | 3606480421273 | 0 |  | 102 | 8 | 8 | 5 | 0.32 |  | 1 | 105 | 7.6 | 7.6 | 5.3 |  | 43606480421271 | 50 | 5640 | 40 | 30 | 30 | [10 empty] | 8 | N | [12 empty] | MT4 | ML | 8536699099 | [33 empty] | https://eref.se.com/be/nl/sis-tarif/product/MTN4576-0022 | https://eref.se.com/be/fr/sis-tarif/product/MTN4576-0022
Schneider Electric | Schneider Electric | 01022021 |  | Schneider Electric |  | SER | MTN460860 |  |  | 41.31 |  | 1 |  | 1 | ANTI-VANDALISME AUDIO XLR ALUMINIUM | PRISE AUDIO XLR ANTIVANDALISME |  | Audio socket msi AV | [8 empty] | 09.07 | 1 | [8 empty] | 1 | 3606485095424 | 0 |  | 123 | 10 | 7 | 7 | 0.49 | [23 empty] | 2 | Y | [12 empty] | MT4 | ML | 85389099 | [14 empty] | Audio contact, aluminium, vandalismeveilig | [18 empty] | https://eref.se.com/be/nl/sis-tarif/product/MTN460860 | https://eref.se.com/be/fr/sis-tarif/product/MTN460860
Schneider Electric | Schneider Electric | 01022021 |  | Schneider Electric |  | SER | MTN462619 |  |  | 7.68 |  | 1 |  | 5 | CEN.PL. F. RJ-TELE.INS. PW SYSD | CEN.PL. F. RJ-TELE.INS. PW SYSD |  | Cen.pl. f. RJ-tele.ins. pw SysD | [18 empty] | 1 | 3606485095431 | 0 |  | 17 | 7 | 7 | 2 | 0.098 | 13606485095438 | 5 | 117 | 13 | 7 | 7 | [17 empty] | 4 | N | [12 empty] | MT4 | ML | 3926909790 | [14 empty] | Cen.pl. v. stopcont. telef., inz., RJ11/RJ12, polarwit, Artec/Trancent/Antique | Insert plaque cent. pour prise télép. RJ11/RJ12, blanc polaire Art./Tran./Anti. | [17 empty] | https://eref.se.com/be/nl/sis-tarif/product/MTN462619 | https://eref.se.com/be/fr/sis-tarif/product/MTN462619
Schneider Electric | Schneider Electric | 01022021 |  | Schneider Electric |  | SER | MTN463501 |  |  | 21.32 |  | 1 |  | 1 | RJ 12 TEL. SOCK.OUT. INS. 4P | RJ 12 TEL. SOCK.OUT. INS. 4P |  | RJ 12 tel. sock.out. ins. 4p | [18 empty] | 1 | 3606485095493 | 0 |  | 50 | 7 | 7 | 4 | 0.196 | [23 empty] | 8 | N | [12 empty] | MT4 | ML | 8536699099 | [14 empty] | RJ12 stopcontact voor telefoon, inzetstuk, 4 contacten | [18 empty] | https://eref.se.com/be/nl/sis-tarif/product/MTN463501 | https://eref.se.com/be/fr/sis-tarif/product/MTN463501
Schneider Electric | Schneider Electric | 01022021 |  | Schneider Electric |  | SER | MTN464315 |  |  | 19.77 |  | 1 |  | 1 | INC.OUT. W. LABELL.F. DBR SYSD | INC.OUT. W. LABELL.F. DBR SYSD |  | INC.OUT. W. LABELL.F. DBR SYSD | [18 empty] | 1 | 3606485004631 | 0 |  | 48 | 6.7 | 6.7 | 4.1 | 184.049 |  | 1 | 48 | 7.6 | 7.6 | 5.3 | [17 empty] | 8 | N | [12 empty] | MT4 | ML | 85389099 | [33 empty] | https://eref.se.com/be/nl/sis-tarif/product/MTN464315 | https://eref.se.com/be/fr/sis-tarif/product/MTN464315
Schneider Electric | Schneider Electric | 01022021 |  | Schneider Electric |  | SER | MTN464319 |  |  | 16.87 |  | 1 |  | 1 | SCHUINE AFDEKKAP PW ARTEC/ANTIEK | INC.OUT. W. LABELL.F. PW SYSD |  | Inc.out. w. labell.f. pw SysD | [18 empty] | 1 | 3606485004532 | 0 |  | 48 | 8 | 8 | 5 | 0.32 | [23 empty] | 8 | N | [12 empty] | MT4 | ML | 3925908000 | [14 empty] | Hellende contactdoos, polarwit, Artec/Trancent/Antique, Aquadesign | Support de fixation et plaque Artec pour prise communication, blanc | [17 empty] | https://eref.se.com/be/nl/sis-tarif/product/MTN464319 | https://eref.se.com/be/fr/sis-tarif/product/MTN464319
Schneider Electric | Schneider Electric | 01022021 |  | Schneider Electric |  | SER | MTN464344 |  |  | 15.27 |  | 1 |  | 1 | SCHUINE AFDEKKAP WIT ARTEC/ANTIEK | INC.OUT. W. LABELL.F. W SYSD |  | Inc.out. w. labell.f. w SysD | [18 empty] | 1 | 3606485004648 | 0 |  | 48 | 8 | 8 | 5 | 0.32 | [23 empty] | 2 | Y | [12 empty] | MT4 | ML | 3925908000 | [14 empty] | Hellende contactdoos, wit, Artec/Trancent/Aquadesign | Support de fixation et plaque Artec pour prise communication, laiton | [17 empty] | https://eref.se.com/be/nl/sis-tarif/product/MTN464344 | https://eref.se.com/be/fr/sis-tarif/product/MTN464344
Schneider Electric | Schneider Electric | 01022021 |  | Schneider Electric |  | SER | MTN464346 |  |  | 22.01 |  | 1 |  | 1 | SCHUINE AFDEKKAP ES ARTEC/ANTIEK | INC.OUT. W. LABELL.F. STST SYSD |  | Inc.out. w. labell.f. stst SysD | [18 empty] | 1 | 3606485004655 | 0 |  | 48 | 8 | 8 | 5 | 0.32 | [23 empty] | 10 | N | [12 empty] | MT4 | ML | 7326909890 | [14 empty] | Hellende contactdoos, roestvrij staal, Artec/Trancent/Antique, Aquadesign | Support de fixation et plaque Artec pour prise communication, sable | [17 empty] | https://eref.se.com/be/nl/sis-tarif/product/MTN464346 | https://eref.se.com/be/fr/sis-tarif/product/MTN464346
Schneider Electric | Schneider Electric | 01022021 |  | Schneider Electric |  | SER | MTN464381 |  |  | 3.7 |  | 1 |  | 10 | INB ELEM TBV DUPLEX SC ZWART | INSERT POUR DUPLEX SC |  | Ins. f. Duplex SC bk | [8 empty] | 09.07 | 1 | [8 empty] | 1 | 3606485004709 | 0 |  | 8 | 6 | 4 | 2 | 0.048 | 13606485004706 | 10 | 89 | 7.6 | 7.6 | 8.9 | [17 empty] | 8 | N | [12 empty] | MT4 | ML | 85389099 | [14 empty] | Adapter voor SC Duplex glasvezelconnector, System M | [18 empty] | https://eref.se.com/be/nl/sis-tarif/product/MTN464381 | https://eref.se.com/be/fr/sis-tarif/product/MTN464381
Schneider Electric | Schneider Electric | 01022021 |  | Schneider Electric |  | SER | MTN464384 |  |  | 5.51 |  | 1 |  | 10 | INB ELEM TBV R&M CON. ZWART | INS. F. REICHLE & DE-MASSARI BK |  | Ins. f. Reichle & De-Massari bk | [8 empty] | 09.07 | 1 | [8 empty] | 1 | 3606485004723 | 0 |  | 8 | 6 | 4 | 2 | 0.048 | 13606485004720 | 10 | 112 | 7.6 | 7.6 | 8.9 | [17 empty] | 2 | Y | [12 empty] | MT4 | ML | 85389099 | [14 empty] | Inzetstuk voor Reichle & De-Massari, zwart, System M, Artec/Trancent/Antiek | [18 empty] | https://eref.se.com/be/nl/sis-tarif/product/MTN464384 | https://eref.se.com/be/fr/sis-tarif/product/MTN464384
Schneider Electric | Schneider Electric | 01022021 |  | Schneider Electric |  | SER | MTN464386 |  |  | 3.7 |  | 1 |  | 10 | INB ELEM TBV ST CON. ZWART | INSERT POUR CONNECTEURS ST FIBRE OPTIQUE |  | Ins. f. optical fibre ST conn. | [8 empty] | 09.07 | 1 | [8 empty] | 1 | 3606485004556 | 0 |  | 8 | 6 | 4 | 2 | 0.048 | 13606485004553 | 10 | 100 | 7.6 | 7.6 | 8.9 | [17 empty] | 2 | Y | [12 empty] | MT4 | ML | 3926909790 | [14 empty] | Adapter voor ST glasvezelconnector, System M | Adaptateurs pour connecteurs ST fibre optique, System M | [17 empty] | https://eref.se.com/be/nl/sis-tarif/product/MTN464386 | https://eref.se.com/be/fr/sis-tarif/product/MTN464386
Schneider Electric | Schneider Electric | 01022021 |  | Schneider Electric |  | SER | MTN464399 |  |  | 5.4 |  | 1 |  | 10 | INS. F.MOD.JACK CONN. CAT 5 BK | INS. F.MOD.JACK CONN. CAT 5 BK |  | Ins. f.mod.jack conn. Cat 5 bk | [8 empty] | 09.07 | 1 | [8 empty] | 1 | 3606485004587 | 0 |  | 8 | 6 | 4 | 2 | 0.048 | 13606485004584 | 10 | 100 | 7.6 | 7.6 | 8.9 | [17 empty] | 2 | Y | [12 empty] | MT4 | ML | 3926909790 | [14 empty] | Inzetstuk vr modul. jack connector Cat 5, zw., Systeem M, Artec/Trancent/Antiek | Insert pour prise à jack modulaire Cat 5, noir, System M, Artec/Trancent/Antique | [17 empty] | https://eref.se.com/be/nl/sis-tarif/product/MTN464399 | https://eref.se.com/be/fr/sis-tarif/product/MTN464399
Schneider Electric | Schneider Electric | 01022021 |  | Schneider Electric |  | SER | MTN464614 |  |  | 11.11 |  | 1 |  | 1 | SYSTEEM-M SCHUINE AFDEKKAP ANTRACIET | FAÇADE POUR PRISES INCLINÉES ANTHRACITE |  | Inc.out. TPm ant SysM | [18 empty] | 1 | 3606485004822 | 0 |  | 52 | 8 | 8 | 5 | 0.32 | [23 empty] | 8 | N | [12 empty] | MT4 | ML | 3925908000 | [14 empty] | Centraalplaat voor RJ45 stopcontact gekanteld, antraciet, System M | Façade pour prises RJ45 inclinées, anthracite, System M | [17 empty] | https://eref.se.com/be/nl/sis-tarif/product/MTN464614 | https://eref.se.com/be/fr/sis-tarif/product/MTN464614
Schneider Electric | Schneider Electric | 01022021 |  | Schneider Electric |  | SER | MTN464660 |  |  | 11.11 |  | 1 |  | 1 | SYSTEEM-M SCHUINE AFDEKKAP ALUMINIUM | FAÇADE POUR PRISES INCLINÉES ALUMINIUM |  | Inc.out. TPm alu SysM | [18 empty] | 1 | 3606485004853 | 0 |  | 52 | 8 | 8 | 5 | 0.32 | [23 empty] | 2 | Y | [12 empty] | MT4 | ML | 3925908000 | [14 empty] | Centraalplaat voor RJ45 stopcontact gekanteld, aluminium, System M | Façade pour prises RJ45 inclinées, aluminium, System M | [17 empty] | https://eref.se.com/be/nl/sis-tarif/product/MTN464660 | https://eref.se.com/be/fr/sis-tarif/product/MTN464660
Schneider Electric | Schneider Electric | 01022021 |  | Schneider Electric |  | SER | MTN464919 |  |  | 10.1 |  | 1 |  | 1 | SYSTEEM-M SCHUINE AFDEKKAP POLARWIT | FAÇADE PRISES INCLINÉES BLC POL BRILLANT |  | Inc.out. TPb pw SysM | [18 empty] | 1 | 3606485095547 | 0 |  | 52 | 8 | 8 | 5 | 0.32 | [23 empty] | 8 | N | [12 empty] | MT4 | ML | 85389099 | [14 empty] | Centraalplaat voor RJ45 stopcontact gekanteld, polarwit, glanzend, System M | Façade pour prises RJ45 inclinées, blanc polaire, brillant, System M | [17 empty] | https://eref.se.com/be/nl/sis-tarif/product/MTN464919 | https://eref.se.com/be/fr/sis-tarif/product/MTN464919
Schneider Electric | Schneider Electric | 01022021 |  | Schneider Electric |  | SER | MTN464925 |  |  | 11.11 |  | 1 |  | 1 | SYSTEEM-M SCHUINE AFDEKKAP ACTIEF WIT | FAÇADE PRISES INCLINÉES BLC ACT BRILLANT |  | Inc.out. TPb aw SysM | [18 empty] | 1 | 3606485095554 | 0 |  | 52 | 8 | 8 | 5 | 0.32 | [23 empty] | 8 | N | [12 empty] | MT4 | ML | 85389099 | [14 empty] | Centraalplaat voor RJ45 stopcontact gekanteld, actief wit, glanzend, System M | Façade pour prises RJ45 inclinées, blanc actif, brillant, System M | [17 empty] | https://eref.se.com/be/nl/sis-tarif/product/MTN464925 | https://eref.se.com/be/fr/sis-tarif/product/MTN464925
Schneider Electric | Schneider Electric | 01022021 |  | Schneider Electric |  | SER | MTN464944 |  |  | 10.1 |  | 1 |  | 1 | SCHUINE AFDEKKAP WIT SYSM | FAÇADE PRISES INCLINÉES BLC IVO BRILLANT |  | Inc.out. TPb w SysM | [18 empty] | 1 | 3606485104317 | 0 |  | 52 | 8 | 8 | 5 | 0.32 | [23 empty] | 2 | Y | [12 empty] | MT4 | ML | 85389099 | [14 empty] | Centraalplaat voor RJ45 stopcontact gekanteld, wit ivoor, glanzend, System M | Façade pour prises RJ45 inclinées, blanc ivoire, brillant, System M | [17 empty] | https://eref.se.com/be/nl/sis-tarif/product/MTN464944 | https://eref.se.com/be/fr/sis-tarif/product/MTN464944
Schneider Electric | Schneider Electric | 01022021 |  | Schneider Electric |  | SER | MTN465706 |  |  | 43.12 |  | 1 |  | 1 | UAE BASIS RJ45 8/8 CAT6 | RJ45 INS. 8/8 CAT 6 |  | RJ45 ins. 8/8 Cat 6 | [8 empty] | 09.07 | 1 | [8 empty] | 1 | 3606485095592 | 0 |  | 136 | 8 | 8 | 5 | 0.32 | [23 empty] | 8 | N | [12 empty] | MT4 | ML | 8536699099 | [33 empty] | https://eref.se.com/be/nl/sis-tarif/product/MTN465706 | https://eref.se.com/be/fr/sis-tarif/product/MTN465706
Schneider Electric | Schneider Electric | 01022021 |  | Schneider Electric |  | SER | MTN465760 |  |  | 101.03 |  | 1 |  | 1 | RJ45 ENKELVOUDIG ANTI-VANDALISME | RJ45 TELEPH.CONN.INS. MSI AV |  | RJ45 teleph.conn.ins. msi AV | [8 empty] | 09.07 | 1 | [8 empty] | 1 | 3606485004938 | 0 |  | 206 | 10 | 7 | 7 | 0.49 | [23 empty] | 2 | Y | [12 empty] | MT4 | ML | 85389099 | [14 empty] | RJ45 telefoonaansluiting inzetstuk, aluminium, vandalismeveilig | Prise de communication RJ45 anti-vandalisme, avec enjoliveur | [17 empty] | https://eref.se.com/be/nl/sis-tarif/product/MTN465760 | https://eref.se.com/be/fr/sis-tarif/product/MTN465760
Schneider Electric | Schneider Electric | 01022021 |  | Schneider Electric |  | SER | MTN465806 |  |  | 36.69 |  | 1 |  | 1 | TRAGPL 2F M.ANSMOD RJ45 KAT6 FTP | METAL PLA. 2G W.CON.MOD.RJ45 CAT 6 FTP |  | DATA 2XRJ45 INFRAP CAT6 FTP MERTEN INS | [8 empty] | 09.07 | 1 | [8 empty] | 1 | 3606485013480 | 0 |  | 56 | 8 | 8 | 5 | 0.32 |  | 1 | 56 | 7.6 | 7.6 | 5.3 | [17 empty] | 8 | N | [12 empty] | MT4 | ML | 8536901000 | [14 empty] | RJ45 datastopcontact Schneider Electric 2 stellen, Cat6 FTP | Mécanisme prise communication RJ45 double, catégorie 6 FTP | [17 empty] | https://eref.se.com/be/nl/sis-tarif/product/MTN465806 | https://eref.se.com/be/fr/sis-tarif/product/MTN465806
Schneider Electric | Schneider Electric | 01022021 |  | Schneider Electric |  | SER | MTN465814 |  |  | 4.24 |  | 1 |  | 1 | CENTRAALPL. RJ45 STOPC. ENKELV ANTR.SYSM | FAÇADE POUR PRISE RJ45 SIMPLE ANTHRACITE |  | Cen.pl.f.me.pl.1g w.con.mod.TPm ant SysM | [18 empty] | 1 | 3606485004891 | 0 |  | 21 | 7 | 7 | 3 | 0.147 | [7 empty] | 43606485004899 | 100 | 2540 | 40 | 30 | 30 | [10 empty] | 8 | N | [12 empty] | MT4 | ML | 3925901000 | [14 empty] | Centraalplaat voor RJ45 stopcontact enkel, antraciet, System M | Façade pour prises RJ45 simples, anthracite, System M | [17 empty] | https://eref.se.com/be/nl/sis-tarif/product/MTN465814 | https://eref.se.com/be/fr/sis-tarif/product/MTN465814
Schneider Electric | Schneider Electric | 01022021 |  | Schneider Electric |  | SER | MTN465819 |  |  | 3.88 |  | 1 |  | 1 | CEN.PL.F.ME.PL.1G W.CON.MOD. TPM PW SYSM | CEN.PL.F.ME.PL.1G W.CON.MOD. TPM PW SYSM |  | CEN.PL.F.ME.PL.1G W.CON.MOD. TPM PW SYSM | [18 empty] | 1 | 3606485004907 | 0 |  | 21 | 5.6 | 5.6 | 2.2 | 68.992 |  | 1 | 21 | 7.4 | 7.4 | 3.2 | [17 empty] | 8 | N | [12 empty] | MT4 | ML | 3926909790 | [14 empty] | Centrale plaat 1-stel v. Schneider Electric RJ45-connector, polarwit, Systeem M | Plaque cent. simple pour connect. RJ45, blanc polaire, System M
Schneider Electric | Schneider Electric | 01022021 |  | Schneider Electric |  | SER | MTN465860 |  |  | 4.24 |  | 1 |  | 100 | CENTRAALPL. RJ45 STOPC. ENKELV ALUM.SYSM | FAÇADE POUR PRISE RJ45 SIMPLE ALUMINIUM |  | Cen.pl.f.me.pl.1g w.con.mod.TPm alu SysM | [18 empty] | 1 | 3606485005027 | 0 |  | 21 | 7 | 7 | 3 | 0.147 | 43606485005025 | 100 | 2410 | 40 | 30 | 18.5 | [17 empty] | 8 | N | [12 empty] | MT4 | ML | 3925901000 | [14 empty] | Centraalplaat voor RJ45 stopcontact enkel, aluminium, System M | Façade pour prises RJ45 simple, aluminium, System M | [17 empty] | https://eref.se.com/be/nl/sis-tarif/product/MTN465860 | https://eref.se.com/be/fr/sis-tarif/product/MTN465860
Schneider Electric | Schneider Electric | 01022021 |  | Schneider Electric |  | SER | MTN466097 |  |  | 29.21 |  | 1 |  | 1 | SAT-ANTENNEDOOS 3-V | PRISE TV/FM/SAT |  | Satellite antenna sock.out. 3g | [8 empty] | 09.07 | 1 | [8 empty] | 1 | 3606485069456 | 0 |  | 112 | 7 | 4 | 7 | 0.196 |  | 1 | 112 | 7.4 | 4.2 | 7.4 |  | 43606485069454 | 60 | 7090 | 40 | 30 | 30 | [10 empty] | 8 | N | [12 empty] | MT4 | ML | 8536699099 | [33 empty] | https://eref.se.com/be/nl/sis-tarif/product/MTN466097 | https://eref.se.com/be/fr/sis-tarif/product/MTN466097
Schneider Electric | Schneider Electric | 01022021 |  | Schneider Electric |  | SER | MTN466098 |  |  | 30.92 |  | 1 |  | 1 | SOKKEL ANTENNE 2V CAI RIJGDOOS | BROADB.CABLE/SAT.THROUGH-WAY BOX 2G |  | Broadb.cable/sat.through-way box 2g | [8 empty] | 09.07 | 1 | [8 empty] | 1 | 3606485069364 | 0 |  | 112 | 7 | 4 | 7 | 0.196 | [23 empty] | 8 | N | [12 empty] | MT4 | ML | 8536699099 | [14 empty] | Antenne tussencontact inzetstuk, 2 outputs R/TV+SAT | [18 empty] | https://eref.se.com/be/nl/sis-tarif/product/MTN466098 | https://eref.se.com/be/fr/sis-tarif/product/MTN466098
Schneider Electric | Schneider Electric | 01022021 |  | Schneider Electric |  | SER | MTN466099 |  |  | 30.92 |  | 1 |  | 1 | SOKKEL ANTENNE 2V CAI EINDDOOS | BROADB.CABLE/SAT.ANTEN.BRA.-CIRC.BOX 2G |  | Broadb.cable/sat.anten.bra.-circ.box 2g | [8 empty] | 09.07 | 1 | [8 empty] | 1 | 3606485069319 | 0 |  | 112 | 7 | 4 | 7 | 0.196 |  | 1 | 106 | 7.5 | 7.5 | 4.3 |  | 43606485069317 | 60 | 6790 | 40 | 30 | 30 | [10 empty] | 8 | N | [12 empty] | MT4 | ML | 8536699099 | [14 empty] | Antenne kabeleinde inzetstuk contact, 2 outputs R/TV+SAT | [18 empty] | https://eref.se.com/be/nl/sis-tarif/product/MTN466099 | https://eref.se.com/be/fr/sis-tarif/product/MTN466099
Schneider Electric | Schneider Electric | 01022021 |  | Schneider Electric |  | SER | MTN466514 |  |  | 4.24 |  | 1 |  | 1 | CENTRAALPL. RJ45 STOPC. DUBBEL ANTR.SYSM | FAÇADE POUR PRISE RJ45 DOUBLE ANTHRACITE |  | Cen.pl.f.me.pl.2g w.con.mod.TPm ant SysM | [18 empty] | 1 | 3606485005133 | 0 |  | 20 | 7 | 7 | 3 | 0.147 | [7 empty] | 43606485005131 | 100 | 2490 | 40 | 30 | 30 | [10 empty] | 8 | N | [12 empty] | MT4 | ML | 3925901000 | [14 empty] | Centraalplaat voor RJ45 stopcontact dubbel, antraciet, System M | Façade pour prises RJ45 doubles, anthracite, System M | [17 empty] | https://eref.se.com/be/nl/sis-tarif/product/MTN466514 | https://eref.se.com/be/fr/sis-tarif/product/MTN466514
Schneider Electric | Schneider Electric | 01022021 |  | Schneider Electric |  | SER | MTN466560 |  |  | 4.24 |  | 1 |  | 100 | CENTRAALPL. RJ45 STOPC. DUBBEL ALUM.SYSM | FAÇADE POUR PRISE RJ45 DOUBLE ALUMINIUM |  | Cen.pl.f.me.pl.2g w.con.mod.TPm alu SysM | [18 empty] | 1 | 3606485005102 | 0 |  | 20 | 7 | 7 | 3 | 0.147 | 43606485005100 | 100 | 2410 | 40 | 30 | 18.5 | [17 empty] | 8 | N | [12 empty] | MT4 | ML | 3925901000 | [14 empty] | Centraalplaat voor RJ45 stopcontact dubbel, aluminium, System M | Façade pour prises RJ45 doubles, aluminium, System M | [17 empty] | https://eref.se.com/be/nl/sis-tarif/product/MTN466560 | https://eref.se.com/be/fr/sis-tarif/product/MTN466560
Schneider Electric | Schneider Electric | 01022021 |  | Schneider Electric |  | SER | MTN466914 |  |  | 16.33 |  | 1 |  | 10 | SYSTEEM-M LUIDSPREKER WCD 1V ANTRACIET | PRISE HAUT-PARLEURS SIMPLE ANTHRACITE |  | Loudsp. conn.ins.1g ant | [8 empty] | 09.07 | 1 | [8 empty] | 1 | 3606485005225 | 0 |  | 46 | 7 | 7 | 4 | 0.196 | 13606485005222 | 10 | 584 | 2.7 | 0.8 | 1.6 |  | 43606485005223 | 50 | 3410 | 40 | 30 | 30 | [10 empty] | 8 | N | [12 empty] | MT4 | ML | 8536699099 | [14 empty] | Luidsprekeraansluiting, 1-voudig, antraciet, System M | Insert de connexion simple pour haut-parleurs, anthracite, System M | [17 empty] | https://eref.se.com/be/nl/sis-tarif/product/MTN466914 | https://eref.se.com/be/fr/sis-tarif/product/MTN466914
Schneider Electric | Schneider Electric | 01022021 |  | Schneider Electric |  | SER | MTN466919 |  |  | 14.84 |  | 1 |  | 10 | SYSTEEM-M LUIDSPREKER WCD 1V POLARWIT | PRISE HP SIMPLE BLANC POLAIRE BRILLANT |  | Loudsp. conn.ins.1g pw | [8 empty] | 09.07 | 1 | [8 empty] | 1 | 3606485005232 | 0 |  | 46 | 7 | 7 | 4 | 0.196 | 13606485005239 | 10 | 570 | 7.7 | 27 | 16.2 |  | 43606485005230 | 50 | 2890 | 40 | 30 | 30 | [10 empty] | 8 | N | [12 empty] | MT4 | ML | 8536699099 | [14 empty] | Luidsprekeraansluiting, 1-voudig, polarwit, System M | Insert de connexion simple pour haut-parleurs, blanc polaire, System M | [17 empty] | https://eref.se.com/be/nl/sis-tarif/product/MTN466919 | https://eref.se.com/be/fr/sis-tarif/product/MTN466919
Schneider Electric | Schneider Electric | 01022021 |  | Schneider Electric |  | SER | MTN467014 |  |  | 20.41 |  | 1 |  | 10 | SYSTEEM-M LUIDSPREKER WCD 2V ANTRACIET | PRISE HAUT-PARLEURS DOUBLE ANTHRACITE |  | Loudsp. conn.ins. ant | [8 empty] | 09.07 | 1 | [8 empty] | 1 | 3606485005249 | 0 |  | 55 | 7 | 7 | 4 | 0.196 | 13606485005246 | 10 | 645 | 27 | 16.2 | 7.7 | [17 empty] | 8 | N | [12 empty] | MT4 | ML | 8536699099 | [14 empty] | Luidsprekeraansluiting, 2-voudig, antraciet, System M | Inserts de connexion double pour haut-parleurs, anthracite, System M | [17 empty] | https://eref.se.com/be/nl/sis-tarif/product/MTN467014 | https://eref.se.com/be/fr/sis-tarif/product/MTN467014
Schneider Electric | Schneider Electric | 01022021 |  | Schneider Electric |  | SER | MTN467019 |  |  | 18.55 |  | 1 |  | 10 | SYSTEEM-M LUIDSPREKER WCD 2V POLARWIT | PRISE HP DOUBLE BLANC POLAIRE BRILLANT |  | Loudsp. conn.ins. pw | [8 empty] | 09.07 | 1 | [8 empty] | 1 | 3606485005317 | 0 |  | 55 | 7 | 7 | 4 | 0.196 | 13606485005314 | 10 | 660 | 8 | 27 | 16 |  | 43606485005315 | 50 | 3630 | 40 | 30 | 30 | [10 empty] | 8 | N | [12 empty] | MT4 | ML | 8536699099 | [14 empty] | Luidsprekeraansluiting, 2-voudig, polarwit, System M | Insert de connexion double pour haut-parleurs, blanc polaire, System M | [17 empty] | https://eref.se.com/be/nl/sis-tarif/product/MTN467019 | https://eref.se.com/be/fr/sis-tarif/product/MTN467019
Schneider Electric | Schneider Electric | 01022021 |  | Schneider Electric |  | SER | MTN469819 |  |  | 3.88 |  | 1 |  | 1 | SYSTEEM-M RJ45 1V ACTASSI POLARWIT | FAÇADE PRISE RJ45 SIMPL BLC POL BRILLANT |  | Cen.pl.f.me.pl.1g w.con.mod. TPb pw SysM | [18 empty] | 1 | 3606485095882 | 0 |  | 23 | 7 | 3 | 7 | 0.147 |  | 1 | 23 | 7.4 | 3.2 | 7.4 |  | 43606485095880 | 100 | 2640 | 40 | 30 | 30 | [10 empty] | 8 | N | [12 empty] | MT4 | ML | 3925908000 | [14 empty] | Centraalplaat voor RJ45 stopcontact enkel, polarwit, glanzend, System M | Façade pour prises RJ45 simple, blanc polaire, brillant, System M | [17 empty] | https://eref.se.com/be/nl/sis-tarif/product/MTN469819 | https://eref.se.com/be/fr/sis-tarif/product/MTN469819
Schneider Electric | Schneider Electric | 01022021 |  | Schneider Electric |  | SER | MTN469825 |  |  | 4.24 |  | 1 |  | 100 | CENTRAALP. 1XRJ45 STOPC.ACT.WIT GL.SYSM | FAÇADE PRISE RJ45 SIMPL BLC ACT BRILLANT |  | Cen.pl.f.me.pl.1g w.con.mod. TPb aw SysM | [18 empty] | 1 | 3606485095899 | 0 |  | 23 | 7 | 3 | 7 | 0.147 | 43606485095897 | 100 | 2710 | 40 | 30 | 18.5 | [17 empty] | 8 | N | [12 empty] | MT4 | ML | 3925908000 | [14 empty] | Centraalplaat voor RJ45 stopcontact enkel, actief wit, glanzend, System M | Façade pour prises RJ45 simple, blanc actif, brillant, System M | [17 empty] | https://eref.se.com/be/nl/sis-tarif/product/MTN469825 | https://eref.se.com/be/fr/sis-tarif/product/MTN469825
Schneider Electric | Schneider Electric | 01022021 |  | Schneider Electric |  | SER | MTN469844 |  |  | 3.88 |  | 1 |  | 1 | INZPL RJ45 1-V TBV ACTASSI WIT SYSM | FAÇADE PRISE RJ45 SIMPLE BLANC IVO BRILL |  | Cen.pl.f.me.pl.1g w.con.mod.TPb w SysM | [18 empty] | 1 | 3606485102559 | 0 |  | 23 | 7 | 7 | 7 | 0.343 | [23 empty] | 8 | N | [12 empty] | MT4 | ML | 3926909790 | [14 empty] | Centraalplaat voor RJ45 stopcontact enkel, wit ivoor, glanzend, System M | Façade pour prises RJ45 simple, blanc ivoire, brillant, System M | [17 empty] | https://eref.se.com/be/nl/sis-tarif/product/MTN469844 | https://eref.se.com/be/fr/sis-tarif/product/MTN469844
Schneider Electric | Schneider Electric | 01022021 |  | Schneider Electric |  | SER | MTN469919 |  |  | 3.88 |  | 1 |  | 1 | SYSTEEM-M RJ45 2V ACTASSI POLARWIT | FAÇADE PRISE RJ45 DBLE BLC POL BRILLANT |  | Cen.pl.f.me.pl.2g w.con.mod. TPb pw SysM | [18 empty] | 1 | 3606485095905 | 0 |  | 23 | 7 | 3 | 7 | 0.147 |  | 1 | 23 | 7.4 | 3.2 | 7.4 |  | 43606485095903 | 100 | 2490 | 40 | 30 | 30 | [10 empty] | 8 | N | [12 empty] | MT4 | ML | 3925908000 | [14 empty] | Centraalplaat voor RJ45 stopcontact dubbel, polarwit, glanzend, System M | Façade pour prises RJ45 doubles, blanc polaire, brillant, System M | [17 empty] | https://eref.se.com/be/nl/sis-tarif/product/MTN469919 | https://eref.se.com/be/fr/sis-tarif/product/MTN469919
Schneider Electric | Schneider Electric | 01022021 |  | Schneider Electric |  | SER | MTN469925 |  |  | 4.24 |  | 1 |  | 1 | SYSTEEM-M RJ45 2V SCHUIF ACTIEF WIT | FAÇADE PRISE RJ45 DBLE BLC ACT BRILLANT |  | Cen.pl.f.me.pl.2g w.con.mod. TPb aw SysM | [18 empty] | 1 | 3606485095912 | 0 |  | 23 | 7 | 3 | 7 | 0.147 | [23 empty] | 8 | N | [12 empty] | MT4 | ML | 3925908000 | [14 empty] | Centraalplaat voor RJ45 stopcontact dubbel, actief wit, glanzend, System M | Façade pour prises RJ45 doubles, blanc actif, brillant, System M | [17 empty] | https://eref.se.com/be/nl/sis-tarif/product/MTN469925 | https://eref.se.com/be/fr/sis-tarif/product/MTN469925
Schneider Electric | Schneider Electric | 01022021 |  | Schneider Electric |  | SER | MTN469944 |  |  | 3.88 |  | 1 |  | 1 | CENTRPL M.SCHUIF/TEKST 2V WIT | FAÇADE PRISE RJ45 DOUBLE BLANC IVO BRILL |  | Cen.pl.f.me.pl.2g w.con.mod. TPb w SysM | [18 empty] | 1 | 3606485102566 | 0 |  | 23 | 7 | 3 | 7 | 0.147 | [23 empty] | 8 | N | [12 empty] | MT4 | ML | 3926909790 | [14 empty] | Centraalplaat voor RJ45 stopcontact dubbel, wit ivoor, glanzend, System M | Façade pour prises RJ45 doubles, blanc ivoire, brillant, System M | [17 empty] | https://eref.se.com/be/nl/sis-tarif/product/MTN469944 | https://eref.se.com/be/fr/sis-tarif/product/MTN469944
Schneider Electric | Schneider Electric | 01022021 |  | Schneider Electric |  | SER | MTN470119 |  |  | 12.14 |  | 1 |  | 2 | AFDEKRAAM M-SMART 1-V POL.WIT ETIK. LOGO | FRA.1G W.LABELL.BRAC.TPB PW M-SM |  | Fra.1g w.labell.brac.TPb pw M-Sm | [18 empty] | 1 | 3606485095929 | 0 |  | 20 | 8 | 8 | 1 | 0.064 | 13606485095926 | 2 | 54 | 9.2 | 2.6 | 9.2 | [17 empty] | 8 | N | [12 empty] | MT4 | ML | 3926909790 | [14 empty] | M-Smart frame, 1 stel met beugel voor labelling, polarwit, glanzend | Cadre M-Smart, simple avec équerre de marquage, blanc polaire, brillant | [17 empty] | https://eref.se.com/be/nl/sis-tarif/product/MTN470119 | https://eref.se.com/be/fr/sis-tarif/product/MTN470119
Schneider Electric | Schneider Electric | 01022021 |  | Schneider Electric |  | SER | MTN470144 |  |  | 12.14 |  | 1 |  | 2 | AFDEKRAAM M-SMART 1-V WIT ETIK. LOGO | FRA.1G W.LABELL.BRAC.TPB W M-SM |  | Fra.1g w.labell.brac.TPb w M-Sm | [18 empty] | 1 | 3606480351334 | 0 |  | 19 | 8 | 8 | 1 | 0.064 | 13606480351331 | 2 | 54 | 9.2 | 2.6 | 9.2 | [17 empty] | 2 | Y | [12 empty] | MT4 | ML | 3926909790 | [14 empty] | M-Smart frame, 1 stel met beugel voor labelling, wit, glanzend | Cadre M-Smart, simple avec équerre de marquage, blanc, brillant | [17 empty] | https://eref.se.com/be/nl/sis-tarif/product/MTN470144 | https://eref.se.com/be/fr/sis-tarif/product/MTN470144
Schneider Electric | Schneider Electric | 01022021 |  | Schneider Electric |  | SER | MTN470219 |  |  | 18.99 |  | 1 |  | 2 | AFDEKRAAM M-SMART 2-V POLWIT ETIK.V LOGO | FRA.2G W.LABELL.BRAC.VERT.TPB PW M-SM |  | Fra.2g w.labell.brac.vert.TPb pw M-Sm | [18 empty] | 1 | 3606485095943 | 0 |  | 35 | 15 | 8 | 1 | 0.12 | 13606485095940 | 2 | 92 | 9.2 | 2.6 | 16.3 | [17 empty] | 2 | Y | [12 empty] | MT4 | ML | 3926909790 | [14 empty] | M-Smart frame, 2 stellen m. beugel vr labelling, vert. inst., polarwit, glanzend | Cadre M-Smart, double avec équerre de marq.,instal. vert.,blanc polaire,brillant | [17 empty] | https://eref.se.com/be/nl/sis-tarif/product/MTN470219 | https://eref.se.com/be/fr/sis-tarif/product/MTN470219
Schneider Electric | Schneider Electric | 01022021 |  | Schneider Electric |  | SER | MTN470225 |  |  | 22.82 |  | 1 |  | 2 | AFDEKRAAM M-SMART 2-V ACTWIT ETIK.V LOGO | FRA.2G W.LABELL.BRAC.VERT.TPB AW M-SM |  | Fra.2g w.labell.brac.vert.TPb aw M-Sm | [18 empty] | 1 | 3606485095950 | 0 |  | 35 | 15 | 8 | 1 | 0.12 | 13606485095957 | 2 | 92 | 9.2 | 2.6 | 16.3 | [17 empty] | 2 | Y | [12 empty] | MT4 | ML | 3926909790 | [14 empty] | M-Smart frame, 2 stell. m. beugel vr labelling, vert.inst., actief wit, glanz. | Cadre M-Smart, double avec équerre de marq., instal. vert., blanc actif,brillant | [17 empty] | https://eref.se.com/be/nl/sis-tarif/product/MTN470225 | https://eref.se.com/be/fr/sis-tarif/product/MTN470225
Schneider Electric | Schneider Electric | 01022021 |  | Schneider Electric |  | SER | MTN470244 |  |  | 18.99 |  | 1 |  | 2 | AFDEKRAAM M-SMART 2-V WIT ETIK.V LOGO | FRA.2G W.LABELL.BRAC.VERT.TPB W M-SM |  | Fra.2g w.labell.brac.vert.TPb w M-Sm | [18 empty] | 1 | 3606480351341 | 0 |  | 34 | 15 | 8 | 1 | 0.12 | 13606480351348 | 2 | 93 | 9.2 | 2.6 | 16.3 | [17 empty] | 2 | Y | [12 empty] | MT4 | ML | 3926909790 | [14 empty] | M-Smart frame, 2 stellen m. beugel vr labelling, vert. inst., wit, glanzend | Cadre M-Smart, double avec équerre de marquage, instal. vert., blanc, brillant | [17 empty] | https://eref.se.com/be/nl/sis-tarif/product/MTN470244 | https://eref.se.com/be/fr/sis-tarif/product/MTN470244
Schneider Electric | Schneider Electric | 01022021 |  | Schneider Electric |  | SER | MTN470319 |  |  | 26.46 |  | 1 |  | 2 | AFDEKRAAM M-SMART 3-V POLWIT ETIK.V LOGO | FRA.3G W.LABELL.BRAC.VERT.TPB PW M-SM |  | Fra.3g w.labell.brac.vert.TPb pw M-Sm | [18 empty] | 1 | 3606485095967 | 0 |  | 51 | 22 | 8 | 1 | 0.176 | 13606485095964 | 2 | 129 | 9.2 | 2.6 | 23.6 | [17 empty] | 2 | Y | [12 empty] | MT4 | ML | 3926909790 | [14 empty] | M-Smart frame, 3 stellen m. beugel vr labelling, vert. inst., polarwit, glanzend | Cadre M-Smart, triple avec équerre de marq.,instal. vert.,blanc polaire,brillant | [17 empty] | https://eref.se.com/be/nl/sis-tarif/product/MTN470319 | https://eref.se.com/be/fr/sis-tarif/product/MTN470319
Schneider Electric | Schneider Electric | 01022021 |  | Schneider Electric |  | SER | MTN470344 |  |  | 26.46 |  | 1 |  | 2 | AFDEKRAAM M-SMART 3-V ACTWIT ETIK.V LOGO | FRA.3G W.LABELL.BRAC.VERT.TPB W M-SM |  | Fra.3g w.labell.brac.vert.TPb w M-Sm | [18 empty] | 1 | 3606480351358 | 0 |  | 49 | 22 | 8 | 1 | 0.176 | 13606480351355 | 2 | 131 | 9.2 | 2.6 | 23.6 | [17 empty] | 2 | Y | [12 empty] | MT4 | ML | 3926909790 | [14 empty] | M-Smart frame, 3 stellen m. beugel vr labelling, vert. inst., wit, glanzend | Cadre M-Smart, triple avec équerre de marquage, instal. vert., blanc, brillant | [17 empty] | https://eref.se.com/be/nl/sis-tarif/product/MTN470344 | https://eref.se.com/be/fr/sis-tarif/product/MTN470344
Schneider Electric | Schneider Electric | 01022021 |  | Schneider Electric |  | SER | MTN470419 |  |  | 49.62 |  | 1 |  | 2 | AFDEKRAAM M-SMART 4-V WIT ETIK.V LOGO | FRA.4G W.LABELL.BRAC.VERT.TPB PW M-SM |  | Fra.4g w.labell.brac.vert.TPb pw M-Sm | [18 empty] | 1 | 3606485095981 | 0 |  | 49 | 29 | 8 | 1 | 0.232 | 13606485095988 | 2 | 151 | 9.2 | 2.6 | 30.6 | [17 empty] | 8 | N | [12 empty] | MT4 | ML | 3926909790 | [14 empty] | M-Smart frame, 4 stellen m. beugel vr labelling, vert. inst., polarwit, glanzend | Cadre M-Smart, quadruple avec équerre de marq., instal. vert., blc polaire,bril. | [17 empty] | https://eref.se.com/be/nl/sis-tarif/product/MTN470419 | https://eref.se.com/be/fr/sis-tarif/product/MTN470419
Schneider Electric | Schneider Electric | 01022021 |  | Schneider Electric |  | SER | MTN470444 |  |  | 39.8 |  | 1 |  | 2 | AFDEKRAAM M-SMART 4-V POLWIT ETIK.V LOGO | FRA.4G W.LABELL.BRAC.VERT.TPB W M-SM |  | Fra.4g w.labell.brac.vert.TPb w M-Sm | [18 empty] | 1 | 3606480351365 | 0 |  | 57 | 29 | 8 | 1 | 0.232 | 13606480351362 | 2 | 155 | 9.2 | 2.6 | 30.6 | [17 empty] | 2 | Y | [12 empty] | MT4 | ML | 3926909790 | [14 empty] | M-Smart frame, 4 stellen m. beugel vr labelling, vert. inst., wit, glanzend | Cadre M-Smart, quadruple avec équerre de marq., instal. vert., blanc, brillant | [17 empty] | https://eref.se.com/be/nl/sis-tarif/product/MTN470444 | https://eref.se.com/be/fr/sis-tarif/product/MTN470444
Schneider Electric | Schneider Electric | 01022021 |  | Schneider Electric |  | SER | MTN470544 |  |  | 39.8 |  | 1 |  | 1 | AFDEKRAAM M-SMART 5-V WIT ETIK.V LOGO | FRA.5G W.LABELL.BRAC.VERT.TPB W M-SM |  | Fra.5g w.labell.brac.vert.TPb w M-Sm | [18 empty] | 1 | 3606480351372 | 0 |  | 108 | 9 | 1 | 38 | 0.342 | [23 empty] | 2 | Y | [12 empty] | MT4 | ML | 3926909790 | [14 empty] | M-Smart frame, 5 stellen m. beugel vr labelling, vert. inst., wit, glanzend | Cadre M-Smart, quintuple avec équerre de marq., instal. vert., blanc, brillant | [17 empty] | https://eref.se.com/be/nl/sis-tarif/product/MTN470544 | https://eref.se.com/be/fr/sis-tarif/product/MTN470544
Schneider Electric | Schneider Electric | 01022021 |  | Schneider Electric |  | SER | MTN470660 |  |  | 43.62 |  | 1 |  | 1 | RJ45 TWEEVOUDIG ANTI-VANDALISME | PRISE RJ45 CAT,6 UTP ANTIVANDALISME |  | RJ45 conn.ins.cat 6 msi AV | [8 empty] | 09.07 | 1 | [8 empty] | 1 | 3606485074641 | 0 |  | 234 | 10 | 7 | 7 | 0.49 | [23 empty] | 2 | Y | [12 empty] | MT4 | ML | 85389099 | [14 empty] | RJ45 telefoonaansluiting inzetstuk, aluminium, vandalismeveilig | Insert connecteur téléphonique RJ45, aluminium, anti-vandalisme | [17 empty] | https://eref.se.com/be/nl/sis-tarif/product/MTN470660 | https://eref.se.com/be/fr/sis-tarif/product/MTN470660
Schneider Electric | Schneider Electric | 01022021 |  | Schneider Electric |  | SER | MTN471219 |  |  | 12.14 |  | 1 |  | 2 | AFDEKRAAM M-SMART 2-V POLWIT ETIK.H LOGO | FRA.2G W.LABELL.BRAC.HORIZ.TPB PW M-SM |  | Fra.2g w.labell.brac.horiz.TPb pw M-Sm | [18 empty] | 1 | 3606485096025 | 0 |  | 35 | 8 | 15 | 1 | 0.12 | 13606485096022 | 2 | 92 | 9.2 | 2.6 | 16.3 | [17 empty] | 8 | N | [12 empty] | MT4 | ML | 3926909790 | [14 empty] | M-Smart frame, 2 stell. m. beugel vr labelling, horiz. inst., polarwit, glanzend | Cadre M-Smart, double avec équerre de marq., instal. horiz., blanc polaire,bril. | [17 empty] | https://eref.se.com/be/nl/sis-tarif/product/MTN471219 | https://eref.se.com/be/fr/sis-tarif/product/MTN471219
Schneider Electric | Schneider Electric | 01022021 |  | Schneider Electric |  | SER | MTN471225 |  |  | 14.52 |  | 1 |  | 2 | AFDEKRAAM M-SMART 2-V ACTWIT ETIK.H LOGO | FRA.2G W.LABELL.BRAC.HORIZ.TPB AW M-SM |  | Fra.2g w.labell.brac.horiz.TPb aw M-Sm | [18 empty] | 1 | 3606485096032 | 0 |  | 35 | 8 | 15 | 1 | 0.12 | 13606485096039 | 2 | 92 | 9.2 | 2.6 | 16.3 | [17 empty] | 2 | Y | [12 empty] | MT4 | ML | 3926909790 | [14 empty] | M-Smart frame, 2 stell. m.beugel vr labelling, horiz.inst., actief wit, glanzend | Cadre M-Smart, double avec équerre de marq., instal. horiz., act. wht, brillant | [17 empty] | https://eref.se.com/be/nl/sis-tarif/product/MTN471225 | https://eref.se.com/be/fr/sis-tarif/product/MTN471225
Schneider Electric | Schneider Electric | 01022021 |  | Schneider Electric |  | SER | MTN471244 |  |  | 12.14 |  | 1 |  | 2 | AFDEKRAAM M-SMART 2-V WIT ETIK.H LOGO | FRA.2G W.LABELL.BRAC.HORIZ.TPB W M-SM |  | Fra.2g w.labell.brac.horiz.TPb w M-Sm | [18 empty] | 1 | 3606480351389 | 0 |  | 34 | 8 | 15 | 1 | 0.12 | 13606480351386 | 2 | 92 | 9.2 | 2.6 | 16.3 | [17 empty] | 2 | Y | [12 empty] | MT4 | ML | 3926909790 | [14 empty] | M-Smart frame, 2 stellen m. beugel vr labelling, horiz. inst., wit, glanzend | Cadre M-Smart, double avec équerre de marquage, instal. horiz., blanc, brillant | [17 empty] | https://eref.se.com/be/nl/sis-tarif/product/MTN471244 | https://eref.se.com/be/fr/sis-tarif/product/MTN471244
Schneider Electric | Schneider Electric | 01022021 |  | Schneider Electric |  | SER | MTN471319 |  |  | 18.99 |  | 1 |  | 2 | AFDEKRAAM M-SMART 3-V POLWIT ETIK.H LOGO | FRA.3G W.LABELL.BRAC.HORIZ.TPB PW M-SM |  | Fra.3g w.labell.brac.horiz.TPb pw M-Sm | [18 empty] | 1 | 3606485096049 | 0 |  | 51 | 8 | 22 | 1 | 0.176 | 13606485096046 | 2 | 129 | 9.2 | 2.6 | 23.6 | [17 empty] | 8 | N | [12 empty] | MT4 | ML | 3926909790 | [14 empty] | M-Smart frame, 3 stell. m. beugel vr labelling, horiz. inst., polarwit, glanzend | Cadre M-Smart, triple avec équerre de marq., instal. horiz., blanc polaire,bril. | [17 empty] | https://eref.se.com/be/nl/sis-tarif/product/MTN471319 | https://eref.se.com/be/fr/sis-tarif/product/MTN471319
Schneider Electric | Schneider Electric | 01022021 |  | Schneider Electric |  | SER | MTN471325 |  |  | 22.82 |  | 1 |  | 2 | AFDEKRAAM M-SMART 3-V ACTWIT ETIK.H LOGO | FRA.3G W.LABELL.BRAC.HORIZ.TPB AW M-SM |  | Fra.3g w.labell.brac.horiz.TPb aw M-Sm | [18 empty] | 1 | 3606485096056 | 0 |  | 51 | 8 | 22 | 1 | 0.176 | 13606485096053 | 2 | 129 | 9.2 | 2.6 | 23.6 | [17 empty] | 2 | Y | [12 empty] | MT4 | ML | 3926909790 | [14 empty] | M-Smart frame, 3 stell. m.beugel vr labelling, horiz.inst., actief wit, glanzend | Cadre M-Smart, triple avec équerre de marq., instal. horiz., act. wht, brillant | [17 empty] | https://eref.se.com/be/nl/sis-tarif/product/MTN471325 | https://eref.se.com/be/fr/sis-tarif/product/MTN471325
Schneider Electric | Schneider Electric | 01022021 |  | Schneider Electric |  | SER | MTN471344 |  |  | 18.99 |  | 1 |  | 2 | AFDEKRAAM M-SMART 3-V WIT ETIK.H LOGO | FRA.3G W.LABELL.BRAC.HORIZ.TPB W M-SM |  | Fra.3g w.labell.brac.horiz.TPb w M-Sm | [18 empty] | 1 | 3606480351396 | 0 |  | 49 | 8 | 22 | 1 | 0.176 | 13606480351393 | 2 | 130 | 9.2 | 2.6 | 23.6 | [17 empty] | 2 | Y | [12 empty] | MT4 | ML | 3926909790 | [14 empty] | M-Smart frame, 3 stellen m. beugel vr labelling, horiz. inst., wit, glanzend | Cadre M-Smart, triple avec équerre de marquage, instal. horiz., blanc, brillant | [17 empty] | https://eref.se.com/be/nl/sis-tarif/product/MTN471344 | https://eref.se.com/be/fr/sis-tarif/product/MTN471344
Schneider Electric | Schneider Electric | 01022021 |  | Schneider Electric |  | SER | MTN471419 |  |  | 26.46 |  | 1 |  | 2 | AFDEKRAAM M-SMART 4-V POLWIT ETIK.H LOGO | FRA.4G W.LABELL.BRAC.HORIZ.TPB PW M-SM |  | Fra.4g w.labell.brac.horiz.TPb pw M-Sm | [18 empty] | 1 | 3606485096063 | 0 |  | 49 | 29 | 8 | 1 | 0.232 | 13606485096060 | 2 | 151 | 9.2 | 2.6 | 30.6 | [17 empty] | 2 | Y | [12 empty] | MT4 | ML | 3926909790 | [14 empty] | M-Smart frame, 4 stell. m. beugel vr labelling, horiz. inst., polarwit, glanzend | Cadre M-Smart, quadruple avec équerre de marq., instal. horiz.,blc polaire,bril. | [17 empty] | https://eref.se.com/be/nl/sis-tarif/product/MTN471419 | https://eref.se.com/be/fr/sis-tarif/product/MTN471419
Schneider Electric | Schneider Electric | 01022021 |  | Schneider Electric |  | SER | MTN471444 |  |  | 26.46 |  | 1 |  | 2 | AFDEKRAAM M-SMART 4-V WIT ETIK.H LOGO | FRA.4G W.LABELL.BRAC.HORIZ.TPB W M-SM |  | Fra.4g w.labell.brac.horiz.TPb w M-Sm | [18 empty] | 1 | 3606480351402 | 0 |  | 57 | 29 | 8 | 1 | 0.232 | 13606480351409 | 2 | 154 | 9.2 | 2.6 | 30.6 | [17 empty] | 2 | Y | [12 empty] | MT4 | ML | 3926909790 | [14 empty] | M-Smart frame, 4 stellen m. beugel vr labelling, horiz. inst., wit, glanzend | Cadre M-Smart, quadruple avec équerre de marq., instal. horiz., blanc, brillant | [17 empty] | https://eref.se.com/be/nl/sis-tarif/product/MTN471444 | https://eref.se.com/be/fr/sis-tarif/product/MTN471444
Schneider Electric | Schneider Electric | 01022021 |  | Schneider Electric |  | SER | MTN471544 |  |  | 39.8 |  | 1 |  | 1 | AFDEKRAAM M-SMART 5-V WIT ETIK.H LOGO | FRA.5G W.LABELL.BRAC.HORIZ.TPB W M-SM |  | Fra.5g w.labell.brac.horiz.TPb w M-Sm | [18 empty] | 1 | 3606480351419 | 0 |  | 109 | 9 | 1 | 38 | 0.342 | [23 empty] | 2 | Y | [12 empty] | MT4 | ML | 3926909790 | [14 empty] | M-Smart frame, 5 stellen m. beugel vr labelling, horiz. inst., wit, glanzend | Cadre M-Smart, quintuple avec équerre de marq., instal. horiz., blanc, brillant | [17 empty] | https://eref.se.com/be/nl/sis-tarif/product/MTN471544 | https://eref.se.com/be/fr/sis-tarif/product/MTN471544
Schneider Electric | Schneider Electric | 01022021 |  | Schneider Electric |  | SER | MTN472214 |  |  | 8.37 |  | 1 |  | 2 | AFDEKRAAM M-PLAN 2-V ANTRAC ETIK.H LOGO | PLAQUE M-PLAN ÉTIQUETTE 2 POSTES ANTHR |  | Fra.2g horiz.f.labell.TPm ant M-Pl | [18 empty] | 1 | 3606485005256 | 0 |  | 37 | 16 | 9 | 1 | 0.144 | 13606485005253 | 2 | 95 | 16.3 | 9.2 | 2.6 | [17 empty] | 2 | Y | [12 empty] | MT4 | ML | 3925901000 | [14 empty] | M-Plan afdekplaat, dubbel met etikethouder, horizontaal, antraciet, System M | Plaque M-Plan double, avec option de marquage, horizont., anthracite, System M | [17 empty] | https://eref.se.com/be/nl/sis-tarif/product/MTN472214 | https://eref.se.com/be/fr/sis-tarif/product/MTN472214
Schneider Electric | Schneider Electric | 01022021 |  | Schneider Electric |  | SER | MTN472260 |  |  | 8.37 |  | 1 |  | 2 | AFDEKRAAM M-PLAN 2-V ALUMIN ETIK.H LOGO | PLAQUE M-PLAN ÉTIQUETTE 2 POSTES ALUM |  | Fra.2g horiz.f.labell.TPm alu M-Pl | [18 empty] | 1 | 3606485005324 | 0 |  | 38 | 15 | 9 | 1 | 0.135 | 13606485005321 | 2 | 95 | 16.3 | 9.2 | 2.6 | [17 empty] | 2 | Y | [12 empty] | MT4 | ML | 3925901000 | [14 empty] | M-Plan afdekplaat, dubbel met etikethouder, horizontaal, aluminium, System M | Plaque M-Plan double, avec option de marquage, horizont., aluminium, System M | [17 empty] | https://eref.se.com/be/nl/sis-tarif/product/MTN472260 | https://eref.se.com/be/fr/sis-tarif/product/MTN472260
Schneider Electric | Schneider Electric | 01022021 |  | Schneider Electric |  | SER | MTN472314 |  |  | 12.55 |  | 1 |  | 2 | AFDEKRAAM M-PLAN 3-V ANTRAC ETIK.H LOGO | PLAQUE M-PLAN ÉTIQUETTE 3 POSTES ANTHR |  | Fra.3g horiz.f.labell.TPm ant M-Pl | [18 empty] | 1 | 3606485005331 | 0 |  | 49 | 23 | 9 | 1 | 0.207 | 13606485005338 | 2 | 130 | 23.6 | 9.2 | 2.6 | [17 empty] | 2 | Y | [12 empty] | MT4 | ML | 3925901000 | [14 empty] | M-Plan frame, 3 stellen met labelling optie, horizontale installatie, antraciet | Plaque finition triple M-Plan, à porte-étiquette, montage horizontal, anthracite | [17 empty] | https://eref.se.com/be/nl/sis-tarif/product/MTN472314 | https://eref.se.com/be/fr/sis-tarif/product/MTN472314
Schneider Electric | Schneider Electric | 01022021 |  | Schneider Electric |  | SER | MTN472360 |  |  | 12.55 |  | 1 |  | 2 | AFDEKRAAM M-PLAN 3-V ALUMIN ETIK.H LOGO | PLAQUE M-PLAN ÉTIQUETTE 3 POSTES ALUM |  | Fra.3g horiz.f.labell.TPm alu M-Pl | [18 empty] | 1 | 3606485005294 | 0 |  | 52 | 23 | 9 | 1 | 0.207 | 13606485005291 | 2 | 131 | 23.6 | 9.2 | 2.6 | [17 empty] | 2 | Y | [12 empty] | MT4 | ML | 3925901000 | [14 empty] | M-Plan frame, 3 stellen met labelling optie, horizontale installatie, aluminium | Plaque finition triple M-Plan, à porte-étiquette, montage horizontal, aluminium | [17 empty] | https://eref.se.com/be/nl/sis-tarif/product/MTN472360 | https://eref.se.com/be/fr/sis-tarif/product/MTN472360
Schneider Electric | Schneider Electric | 01022021 |  | Schneider Electric |  | SER | MTN476114 |  |  | 5.22 |  | 1 |  | 2 | AFDEKRAAM M-PLAN 1-V ANTRAC ETIKET LOGO | PLAQUE M-PLAN ÉTIQUETTE 1 POSTE ANTHR |  | Fra.1g f.labell.TPm ant M-Pl | [18 empty] | 1 | 3606485005300 | 0 |  | 22 | 8 | 9 | 1 | 0.072 | 13606485005307 | 2 | 58 | 9.2 | 9.2 | 2.6 | [17 empty] | 8 | N | [12 empty] | MT4 | ML | 3925901000 | [14 empty] | M-Plan afdekplaat, enkelvoudig, met etikethouder, antraciet, System M | Plaque M-Plan simple, avec option de marquage, anthracite, System M | [17 empty] | https://eref.se.com/be/nl/sis-tarif/product/MTN476114 | https://eref.se.com/be/fr/sis-tarif/product/MTN476114
Schneider Electric | Schneider Electric | 01022021 |  | Schneider Electric |  | SER | MTN476160 |  |  | 5.22 |  | 1 |  | 2 | AFDEKRAAM M-PLAN 1-V ALUMIN ETIKET LOGO | PLAQUE M-PLAN ÉTIQUETTE 1 POSTE ALUM |  | Fra.1g f.labell.TPm alu M-Pl | [18 empty] | 1 | 3606485005355 | 0 |  | 23 | 9 | 9 | 1 | 0.081 | 13606485005352 | 2 | 58 | 9.2 | 9.2 | 2.6 | [17 empty] | 2 | Y | [12 empty] | MT4 | ML | 3925901000 | [14 empty] | M-Plan afdekplaat, enkelvoudig, met etikethouder, aluminium, System M | Plaque M-Plan simple, avec option de marquage, aluminium, System M | [17 empty] | https://eref.se.com/be/nl/sis-tarif/product/MTN476160 | https://eref.se.com/be/fr/sis-tarif/product/MTN476160
Schneider Electric | Schneider Electric | 01022021 |  | Schneider Electric |  | SER | MTN476214 |  |  | 8.78 |  | 1 |  | 2 | AFDEKRAAM M-PLAN 2-V ANTRAC ETIK.V LOGO | PLAQUE M-PLAN ÉTIQUETTE 2 POSTES ANTHR |  | Fra.2g vert.f.labell.TPm ant M-Pl | [18 empty] | 1 | 3606485005362 | 0 |  | 36 | 16 | 9 | 1 | 0.144 | 13606485005369 | 2 | 95 | 16.3 | 9.2 | 2.6 | [17 empty] | 2 | Y | [12 empty] | MT4 | ML | 3925901000 | [14 empty] | M-Plan frame, 2 stellen met labelling optie, verticale installatie, antraciet | Plaque finition double M-Plan, avec porte-étiquette montage vertical, anthracite | [17 empty] | https://eref.se.com/be/nl/sis-tarif/product/MTN476214 | https://eref.se.com/be/fr/sis-tarif/product/MTN476214
Schneider Electric | Schneider Electric | 01022021 |  | Schneider Electric |  | SER | MTN476260 |  |  | 8.78 |  | 1 |  | 2 | AFDEKRAAM M-PLAN 2-V ALUMIN ETIK.V LOGO | PLAQUE M-PLAN ÉTIQUETTE 2 POSTES ALUM |  | Fra.2g vert.f.labell.TPm alu M-Pl | [18 empty] | 1 | 3606485005393 | 0 |  | 37 | 16 | 9 | 1 | 0.144 | 13606485005390 | 2 | 95 | 16.3 | 9.2 | 2.6 | [17 empty] | 2 | Y | [12 empty] | MT4 | ML | 3925901000 | [14 empty] | M-Plan frame, 2 stellen met labelling optie, verticale installatie, aluminium | Plaque finition double M-Plan, avec porte-étiquette montage vertical, aluminium | [17 empty] | https://eref.se.com/be/nl/sis-tarif/product/MTN476260 | https://eref.se.com/be/fr/sis-tarif/product/MTN476260
Schneider Electric | Schneider Electric | 01022021 |  | Schneider Electric |  | SER | MTN476314 |  |  | 12.55 |  | 1 |  | 2 | AFDEKRAAM M-PLAN 3-V ANTRAC ETIK.V LOGO | PLAQUE M-PLAN ÉTIQUETTE 3 POSTES ANTHR |  | Fra.3g vert.f.labell.TPm ant M-Pl | [18 empty] | 1 | 3606485005409 | 0 |  | 41 | 23 | 9 | 1 | 0.207 | 13606485005406 | 2 | 130 | 23.6 | 9.2 | 2.6 | [17 empty] | 2 | Y | [12 empty] | MT4 | ML | 3925901000 | [14 empty] | M-Plan frame, 3 stellen voor labelling, verticale installatie, antraciet | Plaque finition triple M-Plan, avec porte-étiquette montage vertical, anthracite | [17 empty] | https://eref.se.com/be/nl/sis-tarif/product/MTN476314 | https://eref.se.com/be/fr/sis-tarif/product/MTN476314
Schneider Electric | Schneider Electric | 01022021 |  | Schneider Electric |  | SER | MTN476360 |  |  | 12.55 |  | 1 |  | 2 | AFDEKRAAM M-PLAN 3-V ALUMIN ETIK.V LOGO | PLAQUE M-PLAN ÉTIQUETTE 3 POSTES ALUM |  | Fra.3g vert.f.labell.TPm alu M-Pl | [18 empty] | 1 | 3606485005454 | 0 |  | 45 | 23 | 9 | 1 | 0.207 | 13606485005451 | 2 | 132 | 23.6 | 9.2 | 2.6 | [17 empty] | 2 | Y | [12 empty] | MT4 | ML | 3925901000 | [14 empty] | M-Plan frame, 3 stellen voor labelling, verticale installatie, aluminium | Plaque finition triple M-Plan, avec porte-étiquette montage vertical, aluminium | [17 empty] | https://eref.se.com/be/nl/sis-tarif/product/MTN476360 | https://eref.se.com/be/fr/sis-tarif/product/MTN476360
Schneider Electric | Schneider Electric | 01022021 |  | Schneider Electric |  | SER | MTN478119 |  |  | 2.88 |  | 1 |  | 10 | AFDEKRAAM M-SMART 1-V POLARWIT LOGO | FRA.1G TPB PW M-SM |  | Fra.1g TPb pw M-Sm | [18 empty] | 1 | 3606485096407 | 0 |  | 18 | 8 | 8 | 1 | 0.064 | 13606485096404 | 10 | 207 | 12 | 8 | 9 | [17 empty] | 10 | N | [12 empty] | MT4 | ML | 3925901000 | [15 empty] | Cadre M-Smart simple, blanc polaire, brillant | [17 empty] | https://eref.se.com/be/nl/sis-tarif/product/MTN478119 | https://eref.se.com/be/fr/sis-tarif/product/MTN478119
Schneider Electric | Schneider Electric | 01022021 |  | Schneider Electric |  | SER | MTN478125 |  |  | 3.53 |  | 1 |  | 10 | AFDEKRAAM M-SMART 1-V ACTIEFWIT LOGO | FRA.1G TPB AW M-SM |  | Fra.1g TPb aw M-Sm | [18 empty] | 1 | 3606485096414 | 0 |  | 18 | 8 | 8 | 1 | 0.064 | 13606485096411 | 10 | 207 | 12 | 8 | 9 | [17 empty] | 8 | N | [12 empty] | MT4 | ML | 3926909790 | [14 empty] | M-Smart frame, 1-set, actief wit, glanzend | Cadre M-Smart simple, active white, brillant | [17 empty] | https://eref.se.com/be/nl/sis-tarif/product/MTN478125 | https://eref.se.com/be/fr/sis-tarif/product/MTN478125
Schneider Electric | Schneider Electric | 01022021 |  | Schneider Electric |  | SER | MTN478144 |  |  | 2.88 |  | 1 |  | 10 | AFDEKRAAM M-SMART 1-V WIT LOGO | FRA.1G TPB W M-SM |  | Fra.1g TPb w M-Sm | [18 empty] | 1 | 3606480351426 | 0 |  | 18 | 8 | 8 | 1 | 0.064 | 13606480351423 | 10 | 210 | 12 | 8 | 8 | [17 empty] | 8 | N | [12 empty] | MT4 | ML | 3926909790 | [33 empty] | https://eref.se.com/be/nl/sis-tarif/product/MTN478144 | https://eref.se.com/be/fr/sis-tarif/product/MTN478144
Schneider Electric | Schneider Electric | 01022021 |  | Schneider Electric |  | SER | MTN478219 |  |  | 4.97 |  | 1 |  | 10 | AFDEKRAAM M-SMART 2-V POLARWIT LOGO | FRA.2G TPB PW M-SM |  | Fra.2g TPb pw M-Sm | [18 empty] | 1 | 3606485096421 | 0 |  | 28 | 15 | 8 | 1 | 0.12 | 13606485096428 | 10 | 327 | 12 | 8 | 16 | [17 empty] | 8 | N | [12 empty] | MT4 | ML | 3926909790 | [15 empty] | Cadre M-Smart, double, blanc polaire, brillant | [17 empty] | https://eref.se.com/be/nl/sis-tarif/product/MTN478219 | https://eref.se.com/be/fr/sis-tarif/product/MTN478219
Schneider Electric | Schneider Electric | 01022021 |  | Schneider Electric |  | SER | MTN478225 |  |  | 6.02 |  | 1 |  | 10 | AFDEKRAAM M-SMART 2-V ACTIEFWIT LOGO | FRA.2G TPB AW M-SM |  | Fra.2g TPb aw M-Sm | [18 empty] | 1 | 3606485096438 | 0 |  | 28 | 15 | 8 | 1 | 0.12 | 13606485096435 | 10 | 327 | 16 | 12 | 12 | [17 empty] | 8 | N | [12 empty] | MT4 | ML | 3926909790 | [14 empty] | M-Smart frame, 2-set, actief wit, glanzend | Cadre M-Smart, double, active white, brillant | [17 empty] | https://eref.se.com/be/nl/sis-tarif/product/MTN478225 | https://eref.se.com/be/fr/sis-tarif/product/MTN478225
Schneider Electric | Schneider Electric | 01022021 |  | Schneider Electric |  | SER | MTN478244 |  |  | 4.97 |  | 1 |  | 10 | AFDEKRAAM M-SMART 2-V WIT LOGO | FRA.2G TPB W M-SM |  | Fra.2g TPb w M-Sm | [18 empty] | 1 | 3606480351433 | 0 |  | 27 | 15 | 8 | 1 | 0.12 | 13606480351430 | 10 | 325 | 12 | 8 | 8 | [17 empty] | 8 | N | [12 empty] | MT4 | ML | 3926909790 | [33 empty] | https://eref.se.com/be/nl/sis-tarif/product/MTN478244 | https://eref.se.com/be/fr/sis-tarif/product/MTN478244
Schneider Electric | Schneider Electric | 01022021 |  | Schneider Electric |  | SER | MTN478319 |  |  | 8.39 |  | 1 |  | 10 | AFDEKRAAM M-SMART 3-V POLARWIT LOGO | FRA.3G TPB PW M-SM |  | Fra.3g TPb pw M-Sm | [18 empty] | 1 | 3606485096445 | 0 |  | 40 | 22 | 8 | 1 | 0.176 | 13606485096442 | 10 | 457 | 23 | 12 | 12 | [17 empty] | 8 | N | [12 empty] | MT4 | ML | 3926909790 | [14 empty] | M-Smart frame, 3 stellen, polarwit, glanzend | Cadre M-Smart, triple, blanc polaire, brillant | [17 empty] | https://eref.se.com/be/nl/sis-tarif/product/MTN478319 | https://eref.se.com/be/fr/sis-tarif/product/MTN478319
Schneider Electric | Schneider Electric | 01022021 |  | Schneider Electric |  | SER | MTN478325 |  |  | 8.39 |  | 1 |  | 10 | AFDEKRAAM M-SMART 3-V ACTIEFWIT LOGO | FRA.3G TPB AW M-SM |  | Fra.3g TPb aw M-Sm | [18 empty] | 1 | 3606485096452 | 0 |  | 40 | 22 | 8 | 1 | 0.176 | 13606485096459 | 10 | 457 | 22.8 | 12.2 | 8.4 | [17 empty] | 8 | N | [12 empty] | MT4 | ML | 3926909790 | [14 empty] | M-Smart frame, 3 stellen, actief wit, glanzend | Cadre M-Smart, triple, active white, brillant | [17 empty] | https://eref.se.com/be/nl/sis-tarif/product/MTN478325 | https://eref.se.com/be/fr/sis-tarif/product/MTN478325
Schneider Electric | Schneider Electric | 01022021 |  | Schneider Electric |  | SER | MTN478344 |  |  | 8.39 |  | 1 |  | 10 | AFDEKRAAM M-SMART 3-V WIT LOGO | FRA.3G TPB W M-SM |  | Fra.3g TPb w M-Sm | [18 empty] | 1 | 3606480351440 | 0 |  | 40 | 22 | 8 | 1 | 0.176 | 33606480351441 | 10 | 457 | 23 | 12 | 12 | [17 empty] | 8 | N | [12 empty] | MT4 | ML | 3926909790 | [33 empty] | https://eref.se.com/be/nl/sis-tarif/product/MTN478344 | https://eref.se.com/be/fr/sis-tarif/product/MTN478344
Schneider Electric | Schneider Electric | 01022021 |  | Schneider Electric |  | SER | MTN478419 |  |  | 12.94 |  | 1 |  | 2 | AFDEKRAAM M-SMART 4-V POLARWIT LOGO | FRA.4G TPB PW M-SM |  | Fra.4g TPb pw M-Sm | [18 empty] | 1 | 3606485096469 | 0 |  | 52 | 29 | 8 | 1 | 0.232 | 13606485096466 | 2 | 132 | 31 | 9 | 9 | [17 empty] | 8 | N | [12 empty] | MT4 | ML | 3926909790 | [14 empty] | M-Smart frame, 4 stellen, polarwit, glanzend | Cadre M-Smart, quadruple, blanc polaire, brillant | [17 empty] | https://eref.se.com/be/nl/sis-tarif/product/MTN478419 | https://eref.se.com/be/fr/sis-tarif/product/MTN478419
Schneider Electric | Schneider Electric | 01022021 |  | Schneider Electric |  | SER | MTN478425 |  |  | 12.94 |  | 1 |  | 2 | AFDEKRAAM M-SMART 4-V ACTIEFWIT LOGO | FRA.4G TPB AW M-SM |  | Fra.4g TPb aw M-Sm | [18 empty] | 1 | 3606485096476 | 0 |  | 52 | 29 | 8 | 1 | 0.232 | 13606485096473 | 2 | 132 | 31 | 9 | 9 | [17 empty] | 8 | N | [12 empty] | MT4 | ML | 3926909790 | [14 empty] | M-Smart frame, 4 stellen, actief wit, glanzend | Cadre M-Smart, quadruple, active white, brillant | [17 empty] | https://eref.se.com/be/nl/sis-tarif/product/MTN478425 | https://eref.se.com/be/fr/sis-tarif/product/MTN478425
Schneider Electric | Schneider Electric | 01022021 |  | Schneider Electric |  | SER | MTN478444 |  |  | 12.94 |  | 1 |  | 2 | AFDEKRAAM M-SMART 4-V WIT LOGO | FRA.4G TPB W M-SM |  | Fra.4g TPb w M-Sm | [18 empty] | 1 | 3606480351457 | 0 |  | 55 | 30 | 8 | 1 | 0.24 | 13606480351454 | 2 | 132 | 29.6 | 8.6 | 2.5 | [17 empty] | 8 | N | [12 empty] | MT4 | ML | 3926909790 | [15 empty] | Cadre M-Smart ,quadruple, blanc, brillant | [17 empty] | https://eref.se.com/be/nl/sis-tarif/product/MTN478444 | https://eref.se.com/be/fr/sis-tarif/product/MTN478444
Schneider Electric | Schneider Electric | 01022021 |  | Schneider Electric |  | SER | MTN478519 |  |  | 18.57 |  | 1 |  | 1 | AFDEKRAAM M-SMART 5-V POLARWIT LOGO | FRA.5G TPB PW M-SM |  | Fra.5g TPb pw M-Sm | [18 empty] | 1 | 3606485096483 | 0 |  | 101 | 38 | 9 | 1 | 0.342 | [23 empty] | 8 | N | [12 empty] | MT4 | ML | 3926909790 | [14 empty] | M-Smart frame, 5 stellen, polarwit, glanzend | Cadre M-Smart, double, blanc polaire, brillant | [17 empty] | https://eref.se.com/be/nl/sis-tarif/product/MTN478519 | https://eref.se.com/be/fr/sis-tarif/product/MTN478519
Schneider Electric | Schneider Electric | 01022021 |  | Schneider Electric |  | SER | MTN478525 |  |  | 18.57 |  | 1 |  | 1 | AFDEKRAAM M-SMART 5-V ACTIEFWIT LOGO | FRA.5G TPB AW M-SM |  | Fra.5g TPb aw M-Sm | [18 empty] | 1 | 3606485096490 | 0 |  | 101 | 38 | 9 | 1 | 0.342 | [23 empty] | 8 | N | [12 empty] | MT4 | ML | 3926909790 | [14 empty] | M-Smart frame, 5 stellen, actief wit, glanzend | Cadre M-Smart, quintuple, blanc actif, brillant | [17 empty] | https://eref.se.com/be/nl/sis-tarif/product/MTN478525 | https://eref.se.com/be/fr/sis-tarif/product/MTN478525
Schneider Electric | Schneider Electric | 01022021 |  | Schneider Electric |  | SER | MTN478544 |  |  | 18.57 |  | 1 |  | 1 | AFDEKRAAM M-SMART 5-V WIT LOGO | FRA.5G TPB W M-SM |  | Fra.5g TPb w M-Sm | [18 empty] | 1 | 3606480351464 | 0 |  | 94 | 38 | 9 | 1 | 0.342 | [23 empty] | 8 | N | [12 empty] | MT4 | ML | 3926909790 | [15 empty] | Cadre M-Smart, quintuple, blanc, brillant | [17 empty] | https://eref.se.com/be/nl/sis-tarif/product/MTN478544 | https://eref.se.com/be/fr/sis-tarif/product/MTN478544
Schneider Electric | Schneider Electric | 01022021 |  | Schneider Electric |  | SER | MTN478819 |  |  | 8.39 |  | 1 |  | 10 | AFDEKRAAM M-SMART 2-V POL.WIT Z.MID LOGO | FRA. 2G WO.CEN.BRDG.PIE. TPB PW M-SM |  | Fra. 2g wo.cen.brdg.pie. TPb pw M-Sm | [18 empty] | 1 | 3606485096506 | 0 |  | 24 | 15 | 8 | 1 | 0.12 | 13606485096503 | 10 | 289 | 15.6 | 12.1 | 8.4 | [17 empty] | 8 | N | [12 empty] | MT4 | ML | 3926909790 | [14 empty] | M-Smart frame, 2 stellen zonder centraal brugstuk, polarwit, glanzend | Cadre S-Smart, double sans pièce centrale double, blanc polaire, brillant | [17 empty] | https://eref.se.com/be/nl/sis-tarif/product/MTN478819 | https://eref.se.com/be/fr/sis-tarif/product/MTN478819
Schneider Electric | Schneider Electric | 01022021 |  | Schneider Electric |  | SER | MTN478825 |  |  | 8.39 |  | 1 |  | 10 | AFDEKRAAM M-SMART 2-V ACT.WIT Z.MID LOGO | FRA. 2G WO.CEN.BRDG.PIE. TPB AW M-SM |  | Fra. 2g wo.cen.brdg.pie. TPb aw M-Sm | [18 empty] | 1 | 3606485096513 | 0 |  | 24 | 15 | 8 | 1 | 0.12 | 13606485096510 | 10 | 289 | 15.6 | 12.1 | 8.4 | [17 empty] | 2 | Y | [12 empty] | MT4 | ML | 3926909790 | [14 empty] | M-Smart frame, 2 stellen zonder centraal brugstuk, actief wit, glanzend | Cadre S-Smart, double sans pièce centrale double, blanc actif, brillant | [17 empty] | https://eref.se.com/be/nl/sis-tarif/product/MTN478825 | https://eref.se.com/be/fr/sis-tarif/product/MTN478825
Schneider Electric | Schneider Electric | 01022021 |  | Schneider Electric |  | SER | MTN478844 |  |  | 5.04 |  | 1 |  | 10 | AFDEKRAAM M-SMART 2-V WIT Z.MID LOGO | FRA. 2G WO.CEN.BRDG.PIE. TPB W M-SM |  | Fra. 2g wo.cen.brdg.pie. TPb w M-Sm | [18 empty] | 1 | 3606480351471 | 0 |  | 23 | 15 | 8 | 1 | 0.12 | 13606480351478 | 10 | 289 | 15.6 | 12.1 | 8.4 | [17 empty] | 2 | Y | [12 empty] | MT4 | ML | 3926909790 | [14 empty] | M-Smart frame, 2 stellen zonder centraal brugstuk, wit, glanzend | Cadre S-Smart, double sans pièce centrale double, blanc, brillant | [17 empty] | https://eref.se.com/be/nl/sis-tarif/product/MTN478844 | https://eref.se.com/be/fr/sis-tarif/product/MTN478844
Schneider Electric | Schneider Electric | 01022021 |  | Schneider Electric |  | SER | MTN480160 |  |  | 34.43 |  | 1 |  | 1 | ANTI-VANDALISME AFDEKRAAM 1V ALUMINIUM | FRA. 1G MSI AV |  | Fra. 1g msi AV | [18 empty] | 1 | 3606485005461 | 0 |  | 114 | 10 | 1 | 10 | 0.1 | [23 empty] | 8 | N | [12 empty] | MT4 | ML | 85389099 | [14 empty] | Frame, 1-set, aluminium, vandalismeveilig | Plaques de finition anti-vandalisme, 1 poste | [17 empty] | https://eref.se.com/be/nl/sis-tarif/product/MTN480160 | https://eref.se.com/be/fr/sis-tarif/product/MTN480160
Schneider Electric | Schneider Electric | 01022021 |  | Schneider Electric |  | SER | MTN480260 |  |  | 52.26 |  | 1 |  | 1 | ANTI-VANDALISME AFDEKRAAM 2V ALUMINIUM | FRA. 2G MSI AV |  | Fra. 2g msi AV | [18 empty] | 1 | 3606485005478 | 0 |  | 174 | 10 | 1 | 17 | 0.17 | [23 empty] | 8 | N | [12 empty] | MT4 | ML | 85389099 | [14 empty] | Frame, 2-set, aluminium, vandalismeveilig | Plaques de finition anti-vandalisme, 2 postes | [17 empty] | https://eref.se.com/be/nl/sis-tarif/product/MTN480260 | https://eref.se.com/be/fr/sis-tarif/product/MTN480260
Schneider Electric | Schneider Electric | 01022021 |  | Schneider Electric |  | SER | MTN480360 |  |  | 123.82 |  | 1 |  | 1 | ANTI-VANDALISME AFDEKRAAM 3V ALUMINIUM | FRA. 3G MSI AV |  | Fra. 3g msi AV | [18 empty] | 1 | 3606485005485 | 0 |  | 243 | 10 | 1 | 25 | 0.25 | [23 empty] | 8 | N | [12 empty] | MT4 | ML | 85389099 | [14 empty] | Frame, 3-set, aluminium, vandalismeveilig | Plaques de finition anti-vandalisme, 3 postes | [17 empty] | https://eref.se.com/be/nl/sis-tarif/product/MTN480360 | https://eref.se.com/be/fr/sis-tarif/product/MTN480360
Schneider Electric | Schneider Electric | 01022021 |  | Schneider Electric |  | SER | MTN481146 |  |  | 17.6 |  | 1 |  | 2 | AFDEKRAAM 1-V ES ARTEC | FRA. 1G STST ART |  | Fra. 1g stst Art | [18 empty] | 1 | 3606485005546 | 0 |  | 34 | 8 | 8 | 1 | 0.064 | 13606485005543 | 2 | 78 | 8.6 | 8.7 | 2.6 | [17 empty] | 8 | N | [12 empty] | MT4 | ML | 85389099 | [33 empty] | https://eref.se.com/be/nl/sis-tarif/product/MTN481146 | https://eref.se.com/be/fr/sis-tarif/product/MTN481146
Schneider Electric | Schneider Electric | 01022021 |  | Schneider Electric |  | SER | MTN481160 |  |  | 11.05 |  | 1 |  | 2 | AFDEKRAAM 1-V ALU ARTEC | FRA. 1G ALU ART |  | Fra. 1g alu Art | [18 empty] | 1 | 3606485005553 | 0 |  | 17 | 8 | 8 | 1 | 0.064 | 13606485005550 | 2 | 45 | 8.7 | 8.6 | 2.6 | [17 empty] | 10 | N | [12 empty] | MT4 | ML | 3925901000 | [33 empty] | https://eref.se.com/be/nl/sis-tarif/product/MTN481160 | https://eref.se.com/be/fr/sis-tarif/product/MTN481160
Schneider Electric | Schneider Electric | 01022021 |  | Schneider Electric |  | SER | MTN481219 |  |  | 9.3 |  | 1 |  | 10 | AFDEKRAAM 2-V POLARWIT ARTEC | FRA. 2G PW ART |  | Fra. 2g pw Art | [18 empty] | 1 | 3606485005591 | 0 |  | 32 | 15 | 8 | 1 | 0.12 | 13606485005598 | 10 | 323 | 15.6 | 12.1 | 8.4 | [17 empty] | 10 | N | [12 empty] | MT4 | ML | 3925901000 | [33 empty] | https://eref.se.com/be/nl/sis-tarif/product/MTN481219 | https://eref.se.com/be/fr/sis-tarif/product/MTN481219
Schneider Electric | Schneider Electric | 01022021 |  | Schneider Electric |  | SER | MTN481246 |  |  | 26.78 |  | 1 |  | 2 | AFDEKRAAM 2-V ES ARTEC | FRA. 2G STST ART |  | Fra. 2g stst Art | [18 empty] | 1 | 3606485005614 | 0 |  | 63 | 15 | 8 | 1 | 0.12 | 13606485005611 | 2 | 127 | 8.6 | 2.6 | 15.9 | [17 empty] | 8 | N | [12 empty] | MT4 | ML | 85389099 | [33 empty] | https://eref.se.com/be/nl/sis-tarif/product/MTN481246 | https://eref.se.com/be/fr/sis-tarif/product/MTN481246
Schneider Electric | Schneider Electric | 01022021 |  | Schneider Electric |  | SER | MTN481260 |  |  | 16.86 |  | 1 |  | 2 | AFDEKRAAM 2-V ALU ARTEC | FRA. 2G ALU ART |  | Fra. 2g alu Art | [18 empty] | 1 | 3606485005621 | 0 |  | 25 | 15 | 8 | 1 | 0.12 | 13606485005628 | 2 | 73 | 8.6 | 2.6 | 15.9 | [17 empty] | 10 | N | [12 empty] | MT4 | ML | 3925901000 | [33 empty] | https://eref.se.com/be/nl/sis-tarif/product/MTN481260 | https://eref.se.com/be/fr/sis-tarif/product/MTN481260
Schneider Electric | Schneider Electric | 01022021 |  | Schneider Electric |  | SER | MTN481319 |  |  | 15.81 |  | 1 |  | 10 | AFDEKRAAM 3-V POLARWIT ARTEC | FRA. 3G PW ART |  | Fra. 3g pw Art | [18 empty] | 1 | 3606485005669 | 0 |  | 44 | 23 | 8 | 1 | 0.184 | 13606485005666 | 10 | 450 | 22.8 | 12 | 8.3 | [17 empty] | 10 | N | [12 empty] | MT4 | ML | 3926909790 | [33 empty] | https://eref.se.com/be/nl/sis-tarif/product/MTN481319 | https://eref.se.com/be/fr/sis-tarif/product/MTN481319
Schneider Electric | Schneider Electric | 01022021 |  | Schneider Electric |  | SER | MTN481346 |  |  | 45.59 |  | 1 |  | 2 | AFDEKRAAM 3-V ES ARTEC | FRA. 3G STST ART |  | Fra. 3g stst Art | [18 empty] | 1 | 3606485005508 | 0 |  | 86 | 23 | 8 | 1 | 0.184 | 13606485005505 | 2 | 175 | 8.6 | 22.8 | 2.6 | [17 empty] | 10 | N | [12 empty] | MT4 | ML | 3925901000 | [33 empty] | https://eref.se.com/be/nl/sis-tarif/product/MTN481346 | https://eref.se.com/be/fr/sis-tarif/product/MTN481346
Schneider Electric | Schneider Electric | 01022021 |  | Schneider Electric |  | SER | MTN481360 |  |  | 27.75 |  | 1 |  | 2 | AFDEKRAAM 3-V ALU ARTEC | FRA. 3G ALU ART |  | Fra. 3g alu Art | [18 empty] | 1 | 3606485005713 | 0 |  | 37 | 22 | 8 | 1 | 0.176 | 13606485005710 | 2 | 100 | 8.6 | 22.8 | 2.6 | [17 empty] | 8 | N | [12 empty] | MT4 | ML | 3926909790 | [33 empty] | https://eref.se.com/be/nl/sis-tarif/product/MTN481360 | https://eref.se.com/be/fr/sis-tarif/product/MTN481360
Schneider Electric | Schneider Electric | 01022021 |  | Schneider Electric |  | SER | MTN481419 |  |  | 23.87 |  | 1 |  | 2 | AFDEKRAAM 4-V POLARWIT ARTEC | FRA. 4G PW ART |  | Fra. 4g pw Art | [18 empty] | 1 | 3606485005751 | 0 |  | 48 | 29 | 8 | 1 | 0.232 | 13606485005758 | 2 | 119 | 29.8 | 8.6 | 2.6 | [17 empty] | 10 | N | [12 empty] | MT4 | ML | 3926909790 | [33 empty] | https://eref.se.com/be/nl/sis-tarif/product/MTN481419 | https://eref.se.com/be/fr/sis-tarif/product/MTN481419
Schneider Electric | Schneider Electric | 01022021 |  | Schneider Electric |  | SER | MTN481446 |  |  | 72.7 |  | 1 |  | 2 | AFDEKRAAM 4-V ES ARTEC | FRA. 4G STST ART |  | Fra. 4g stst Art | [18 empty] | 1 | 3606485005775 | 0 |  | 101 | 30 | 8 | 1 | 0.24 | 13606485005772 | 2 | 219 | 29.8 | 8.6 | 2.6 | [17 empty] | 10 | N | [12 empty] | MT4 | ML | 85389099 | [33 empty] | https://eref.se.com/be/nl/sis-tarif/product/MTN481446 | https://eref.se.com/be/fr/sis-tarif/product/MTN481446
Schneider Electric | Schneider Electric | 01022021 |  | Schneider Electric |  | SER | MTN481460 |  |  | 44.7 |  | 1 |  | 2 | AFDEKRAAM 4-V ALU ARTEC | FRA. 4G ALU ART |  | Fra. 4g alu Art | [18 empty] | 1 | 3606485005676 | 0 |  | 53 | 30 | 8 | 1 | 0.24 | 13606485005673 | 2 | 119 | 29.8 | 8.6 | 2.6 | [17 empty] | 10 | N | [12 empty] | MT4 | ML | 3925901000 | [33 empty] | https://eref.se.com/be/nl/sis-tarif/product/MTN481460 | https://eref.se.com/be/fr/sis-tarif/product/MTN481460
Schneider Electric | Schneider Electric | 01022021 |  | Schneider Electric |  | SER | MTN481519 |  |  | 36.33 |  | 1 |  | 1 | AFDEKRAAM 5-V POLARWIT ARTEC | FRA. 5G PW ART |  | Fra. 5g pw Art | [18 empty] | 1 | 3606485005812 | 0 |  | 85 | 38 | 9 | 1 | 0.342 | [23 empty] | 10 | N | [12 empty] | MT4 | ML | 3925901000 | [33 empty] | https://eref.se.com/be/nl/sis-tarif/product/MTN481519 | https://eref.se.com/be/fr/sis-tarif/product/MTN481519
Schneider Electric | Schneider Electric | 01022021 |  | Schneider Electric |  | SER | MTN481546 |  |  | 114.67 |  | 1 |  | 1 | AFDEKRAAM 5-V ES ARTEC | FRA. 5G STST ART |  | Fra. 5g stst Art | [18 empty] | 1 | 3606485005836 | 0 |  | 149 | 37 | 9 | 1 | 0.333 | [23 empty] | 10 | N | [12 empty] | MT4 | ML | 3925901000 | [33 empty] | https://eref.se.com/be/nl/sis-tarif/product/MTN481546 | https://eref.se.com/be/fr/sis-tarif/product/MTN481546
Schneider Electric | Schneider Electric | 01022021 |  | Schneider Electric |  | SER | MTN481560 |  |  | 68.07 |  | 1 |  | 1 | AFDEKRAAM 5-V ALU ARTEC | FRA. 5G ALU ART |  | Fra. 5g alu Art | [18 empty] | 1 | 3606485005782 | 0 |  | 60 | 38 | 9 | 1 | 0.342 |  | 1 | 85 | 37.5 | 9.4 | 1.4 | [17 empty] | 8 | N | [12 empty] | MT4 | ML | 85389099 | [33 empty] | https://eref.se.com/be/nl/sis-tarif/product/MTN481560 | https://eref.se.com/be/fr/sis-tarif/product/MTN481560
Schneider Electric | Schneider Electric | 01022021 |  | Schneider Electric |  | SER | MTN481819 |  |  | 9.3 |  | 1 |  | 10 | AFDEKRAAM 2-V Z.MID PW ARTEC | FRA. 2G WO.CEN.BRDG.PIE. PW ART |  | Fra. 2g wo.cen.brdg.pie. pw Art | [18 empty] | 1 | 3606485005867 | 0 |  | 26 | 15 | 8 | 1 | 0.12 | 13606485005864 | 10 | 289 | 15.6 | 12.1 | 8.4 | [17 empty] | 10 | N | [12 empty] | MT4 | ML | 3925901000 | [14 empty] | Artec frame, 2 stellen zonder centraal brugstuk, polarwit | Plaque finition pour prise rasoir, blanc Artec | [17 empty] | https://eref.se.com/be/nl/sis-tarif/product/MTN481819 | https://eref.se.com/be/fr/sis-tarif/product/MTN481819
Schneider Electric | Schneider Electric | 01022021 |  | Schneider Electric |  | SER | MTN481844 |  |  | 9.3 |  | 1 |  | 10 | AFDEKRAAM 2-V Z.MID WIT ARTEC | FRA. 2G WO.CEN.BRDG.PIE. W ART |  | Fra. 2g wo.cen.brdg.pie. w Art | [18 empty] | 1 | 3606485005874 | 0 |  | 26 | 15 | 8 | 1 | 0.12 | 13606485005871 | 10 | 289 | 15.6 | 12.1 | 8.4 | [17 empty] | 10 | N | [12 empty] | MT4 | ML | 3925901000 | [14 empty] | Artec frame, 2 stellen zonder centraal brugstuk, wit | Plaque finition pour prise rasoir, sable Artec | [17 empty] | https://eref.se.com/be/nl/sis-tarif/product/MTN481844 | https://eref.se.com/be/fr/sis-tarif/product/MTN481844
Schneider Electric | Schneider Electric | 01022021 |  | Schneider Electric |  | SER | MTN481846 |  |  | 26.78 |  | 1 |  | 2 | AFDEKRAAM 2-V Z.MID ES ARTEC | FRA. 2G WO.CEN.BRDG.PIE. STST ART |  | Fra. 2g wo.cen.brdg.pie. stst Art | [18 empty] | 1 | 3606485005881 | 0 |  | 23 | 15 | 8 | 1 | 0.12 | 13606485005888 | 2 | 68 | 16.3 | 9.2 | 2.6 | [17 empty] | 10 | N | [12 empty] | MT4 | ML | 3925901000 | [14 empty] | Artec frame, 2 stellen zonder centraal brugstuk, roestvrij staal | Plaque finition pour prise rasoir, acier Artec | [17 empty] | https://eref.se.com/be/nl/sis-tarif/product/MTN481846 | https://eref.se.com/be/fr/sis-tarif/product/MTN481846
Schneider Electric | Schneider Electric | 01022021 |  | Schneider Electric |  | SER | MTN481860 |  |  | 16.86 |  | 1 |  | 2 | AFDEKRAAM 2-V Z.MID ALU ARTEC | FRA. 2G WO.CEN.BRDG.PIE. ALU ART |  | Fra. 2g wo.cen.brdg.pie. alu Art | [18 empty] | 1 | 3606485005898 | 0 |  | 26 | 15 | 8 | 1 | 0.12 | 13606485005895 | 2 | 68 | 16.3 | 9.2 | 2.6 | [17 empty] | 10 | N | [12 empty] | MT4 | ML | 3925901000 | [14 empty] | Artec frame, 2 stellen zonder centraal brugstuk, aluminium | Plaque finition pour prise rasoir, aluminium Artec | [17 empty] | https://eref.se.com/be/nl/sis-tarif/product/MTN481860 | https://eref.se.com/be/fr/sis-tarif/product/MTN481860
Schneider Electric | Schneider Electric | 01022021 |  | Schneider Electric |  | SER | MTN481919 |  |  | 11.3 |  | 1 |  | 2 | AFDEKRAAM 1,5-V POLARWIT ARTEC | RAH 1,5F PW ART |  | Fra. 1,5g pw Art | [18 empty] | 1 | 3606485013534 | 0 |  | 20 | 11 | 8 | 1 | 0.088 | 13606485013531 | 2 | 57 | 8.6 | 2.6 | 15.9 | [17 empty] | 10 | N | [12 empty] | MT4 | ML | 3925901000 | [33 empty] | https://eref.se.com/be/nl/sis-tarif/product/MTN481919 | https://eref.se.com/be/fr/sis-tarif/product/MTN481919
Schneider Electric | Schneider Electric | 01022021 |  | Schneider Electric |  | SER | MTN481944 |  |  | 11.3 |  | 1 |  | 2 | AFDEKRAAM 1,5-V WIT ARTEC | FRA. 1,5G W ART |  | Fra. 1,5g w Art | [18 empty] | 1 | 3606485013541 | 0 |  | 20 | 11 | 8 | 1 | 0.088 | 13606485013548 | 2 | 57 | 8.6 | 2.6 | 15.9 | [17 empty] | 10 | N | [12 empty] | MT4 | ML | 3925901000 | [33 empty] | https://eref.se.com/be/nl/sis-tarif/product/MTN481944 | https://eref.se.com/be/fr/sis-tarif/product/MTN481944
Schneider Electric | Schneider Electric | 01022021 |  | Schneider Electric |  | SER | MTN481946 |  |  | 28.35 |  | 1 |  | 2 | AFDEKRAAM 1,5-V ES ARTEC | FRA. 1,5-G STST ART |  | Fra. 1,5-g stst Art | [18 empty] | 1 | 3606485013497 | 0 |  | 40 | 11 | 8 | 1 | 0.088 | 13606485013494 | 2 | 97 | 8.6 | 2.6 | 15.9 | [17 empty] | 8 | N | [12 empty] | MT4 | ML | 85389099 | [33 empty] | https://eref.se.com/be/nl/sis-tarif/product/MTN481946 | https://eref.se.com/be/fr/sis-tarif/product/MTN481946
Schneider Electric | Schneider Electric | 01022021 |  | Schneider Electric |  | SER | MTN481960 |  |  | 19.06 |  | 1 |  | 2 | AFDEKRAAM 1,5-V ALU ARTEC | FRA. 1,5G ALU ART |  | Fra. 1,5g alu Art | [18 empty] | 1 | 3606485013503 | 0 |  | 20 | 11 | 8 | 1 | 0.088 | 13606485013500 | 2 | 57 | 8.6 | 2.6 | 15.9 | [17 empty] | 10 | N | [12 empty] | MT4 | ML | 3925901000 | [33 empty] | https://eref.se.com/be/nl/sis-tarif/product/MTN481960 | https://eref.se.com/be/fr/sis-tarif/product/MTN481960
Schneider Electric | Schneider Electric | 01022021 |  | Schneider Electric |  | SER | MTN482260 |  |  | 23.27 |  | 1 |  | 2 | FRA. 2G ALU TRAN | FRA. 2G ALU TRAN |  | FRA. 2G ALU TRAN | [18 empty] | 1 | 3606485013626 | 0 |  | 30 | 14.8 | 9 | 1.1 | 146.52 | 13606485013623 | 2 | 76 | 9.3 | 2.4 | 15.3 | [17 empty] | 16 | N | [12 empty] | MT4 | ML | 85389099 | [33 empty] | https://eref.se.com/be/nl/sis-tarif/product/MTN482260 | https://eref.se.com/be/fr/sis-tarif/product/MTN482260
Schneider Electric | Schneider Electric | 01022021 |  | Schneider Electric |  | SER | MTN483119 |  |  | 10.86 |  | 1 |  | 2 | AFDEKRAAM ARTEC 1-V POLARWIT | FRA. 1G PW ANT |  | Fra. 1g pw Ant | [18 empty] | 1 | 3606480286841 | 0 |  | 15 | 9 | 9 | 1 | 0.081 | 13606480286848 | 2 | 40 | 9 | 9 | 9 | [17 empty] | 8 | N | [12 empty] | MT4 | ML | 3926909790 | [33 empty] | https://eref.se.com/be/nl/sis-tarif/product/MTN483119 | https://eref.se.com/be/fr/sis-tarif/product/MTN483119
Schneider Electric | Schneider Electric | 01022021 |  | Schneider Electric |  | SER | MTN483143 |  |  | 50.75 |  | 1 |  | 2 | FRA.1G ATB ANT | FRA.1G ATB ANT |  | Fra.1g atb Ant | [18 empty] | 1 | 3606485005928 | 0 |  | 62 | 9 | 9 | 1 | 0.081 | 13606485005925 | 2 | 130 | 2 | 9 | 9 |  | 43606485005926 | 160 | 11130 | 40 | 30 | 30 | [10 empty] | 8 | N | [12 empty] | MT4 | ML | 7419999099 | [33 empty] | https://eref.se.com/be/nl/sis-tarif/product/MTN483143 | https://eref.se.com/be/fr/sis-tarif/product/MTN483143
Schneider Electric | Schneider Electric | 01022021 |  | Schneider Electric |  | SER | MTN483144 |  |  | 8.4 |  | 1 |  | 2 | AFDEKRAAM ARTEC 1-V WIT | FRA. 1G W ANT |  | Fra. 1g w Ant | [18 empty] | 1 | 3606480286858 | 0 |  | 15 | 9 | 9 | 1 | 0.081 | 13606480286855 | 2 | 40 | 9 | 9 | 2 | [17 empty] | 8 | N | [12 empty] | MT4 | ML | 3926909790 | [33 empty] | https://eref.se.com/be/nl/sis-tarif/product/MTN483144 | https://eref.se.com/be/fr/sis-tarif/product/MTN483144
Schneider Electric | Schneider Electric | 01022021 |  | Schneider Electric |  | SER | MTN483221 |  |  | 78.65 |  | 1 |  | 2 | AFDEKRAAM ARTEC 2-V MESSING | FRA. 2G BTB ANT |  | Fra. 2g btb Ant | [18 empty] | 1 | 3606485096544 | 0 |  | 107 | 16 | 9 | 1 | 0.144 | 13606485096541 | 2 | 224 | 9 | 2 | 2 | [17 empty] | 8 | N | [12 empty] | MT4 | ML | 7419999099 | [14 empty] | Antique frame, 2 stellen, gepolijste messing | [18 empty] | https://eref.se.com/be/nl/sis-tarif/product/MTN483221 | https://eref.se.com/be/fr/sis-tarif/product/MTN483221
Schneider Electric | Schneider Electric | 01022021 |  | Schneider Electric |  | SER | MTN483243 |  |  | 78.65 |  | 1 |  | 2 | FRA. 2G ATB ANT | FRA. 2G ATB ANT |  | Fra. 2g atb Ant | [18 empty] | 1 | 3606485005935 | 0 |  | 110 | 16 | 9 | 1 | 0.144 | 13606485005932 | 2 | 220 | 2.5 | 16.5 | 9 |  | 43606485005933 | 90 | 10310 | 40 | 30 | 30 | [10 empty] | 8 | N | [12 empty] | MT4 | ML | 7419999099 | [33 empty] | https://eref.se.com/be/nl/sis-tarif/product/MTN483243 | https://eref.se.com/be/fr/sis-tarif/product/MTN483243
Schneider Electric | Schneider Electric | 01022021 |  | Schneider Electric |  | SER | MTN483244 |  |  | 15.4 |  | 1 |  | 2 | AFDEKRAAM ARTEC 2-V WIT | FRA. 2G W ANT |  | Fra. 2g w Ant | [18 empty] | 1 | 3606480286872 | 0 |  | 26 | 16 | 9 | 1 | 0.144 | 13606480286879 | 2 | 66 | 16 | 9 | 2 | [17 empty] | 8 | N | [12 empty] | MT4 | ML | 3926909790 | [33 empty] | https://eref.se.com/be/nl/sis-tarif/product/MTN483244 | https://eref.se.com/be/fr/sis-tarif/product/MTN483244
Schneider Electric | Schneider Electric | 01022021 |  | Schneider Electric |  | SER | MTN483319 |  |  | 25.52 |  | 1 |  | 2 | AFDEKRAAM ARTEC 3-V POLARWIT | FRA. 3G PW ANT |  | Fra. 3g pw Ant | [18 empty] | 1 | 3606480286889 | 0 |  | 38 | 23 | 9 | 1 | 0.207 | 13606480286886 | 2 | 94 | 23 | 9 | 2 | [17 empty] | 8 | N | [12 empty] | MT4 | ML | 3926909790 | [33 empty] | https://eref.se.com/be/nl/sis-tarif/product/MTN483319 | https://eref.se.com/be/fr/sis-tarif/product/MTN483319
Schneider Electric | Schneider Electric | 01022021 |  | Schneider Electric |  | SER | MTN483343 |  |  | 121.01 |  | 1 |  | 72 | FRA. 3G ATB ANT | FRA. 3G ATB ANT |  | Fra. 3g atb Ant | [18 empty] | 1 | 3606485005942 | 0 |  | 135 | 23 | 9 | 1 | 0.207 | 43606485005940 | 72 | 10930 | 40 | 30 | 18.5 | [17 empty] | 8 | N | [12 empty] | MT4 | ML | 7419999099 | [33 empty] | https://eref.se.com/be/nl/sis-tarif/product/MTN483343 | https://eref.se.com/be/fr/sis-tarif/product/MTN483343
Schneider Electric | Schneider Electric | 01022021 |  | Schneider Electric |  | SER | MTN483344 |  |  | 23.97 |  | 1 |  | 2 | AFDEKRAAM ARTEC 3-V WIT | FRA. 3G W ANT |  | Fra. 3g w Ant | [18 empty] | 1 | 3606480286896 | 0 |  | 38 | 23 | 9 | 1 | 0.207 | 13606480286893 | 2 | 99 | 23 | 9 | 9 | [17 empty] | 8 | N | [12 empty] | MT4 | ML | 3926909790 | [33 empty] | https://eref.se.com/be/nl/sis-tarif/product/MTN483344 | https://eref.se.com/be/fr/sis-tarif/product/MTN483344
Schneider Electric | Schneider Electric | 01022021 |  | Schneider Electric |  | SER | MTN483443 |  |  | 169.77 |  | 1 |  | 2 | FRA. 4G ATB ANT | FRA. 4G ATB ANT |  | Fra. 4g atb Ant | [18 empty] | 1 | 3606485005959 | 0 |  | 181 | 30 | 9 | 1 | 0.27 | 13606485005956 | 2 | 375 | 31 | 9 | 9 | [17 empty] | 8 | N | [12 empty] | MT4 | ML | 7419999099 | [33 empty] | https://eref.se.com/be/nl/sis-tarif/product/MTN483443 | https://eref.se.com/be/fr/sis-tarif/product/MTN483443
Schneider Electric | Schneider Electric | 01022021 |  | Schneider Electric |  | SER | MTN483444 |  |  | 31.68 |  | 1 |  | 2 | AFDEKRAAM ARTEC 4-V WIT | FRA. 4G W ANT |  | Fra. 4g w Ant | [18 empty] | 1 | 3606480286919 | 0 |  | 47 | 30 | 9 | 1 | 0.27 | 13606480286916 | 2 | 127 | 31 | 9 | 9 | [17 empty] | 8 | N | [12 empty] | MT4 | ML | 3926909790 | [33 empty] | https://eref.se.com/be/nl/sis-tarif/product/MTN483444 | https://eref.se.com/be/fr/sis-tarif/product/MTN483444
Schneider Electric | Schneider Electric | 01022021 |  | Schneider Electric |  | SER | MTN483544 |  |  | 35.54 |  | 1 |  | 1 | AFDEKRAAM ARTEC 5-V WIT | FRA. 5G W ANT |  | Fra. 5g w Ant | [18 empty] | 1 | 3606480286933 | 0 |  | 88 | 37 | 9 | 1 | 0.333 | [23 empty] | 8 | N | [12 empty] | MT4 | ML | 3926909790 | [33 empty] | https://eref.se.com/be/nl/sis-tarif/product/MTN483544 | https://eref.se.com/be/fr/sis-tarif/product/MTN483544
Schneider Electric | Schneider Electric | 01022021 |  | Schneider Electric |  | SER | MTN485114 |  |  | 10.22 |  | 1 |  | 2 | FRA. 1G TPM ANT M-AR | FRA. 1G TPM ANT M-AR |  | FRA. 1G TPM ANT M-AR | [18 empty] | 1 | 3606485096605 | 0 |  | 21 | 8.3 | 8.5 | 1.1 | 77.605 | 13606485096602 | 2 | 56 | 9.2 | 9.2 | 2.6 | [17 empty] | 8 | N | [12 empty] | MT4 | ML | 96190071 | [33 empty] | https://eref.se.com/be/nl/sis-tarif/product/MTN485114 | https://eref.se.com/be/fr/sis-tarif/product/MTN485114
Schneider Electric | Schneider Electric | 01022021 |  | Schneider Electric |  | SER | MTN485214 |  |  | 15.94 |  | 1 |  | 2 | FRA. 2G TPM ANT M-AR | FRA. 2G TPM ANT M-AR |  | FRA. 2G TPM ANT M-AR | [18 empty] | 1 | 3606485096643 | 0 |  | 35 | 15.4 | 8.5 | 1.1 | 143.99 | 13606485096640 | 2 | 92 | 9.2 | 2.6 | 16.3 | [17 empty] | 8 | N | [12 empty] | MT4 | ML | 96190071 | [33 empty] | https://eref.se.com/be/nl/sis-tarif/product/MTN485214 | https://eref.se.com/be/fr/sis-tarif/product/MTN485214
Schneider Electric | Schneider Electric | 01022021 |  | Schneider Electric |  | SER | MTN486114 |  |  | 4.99 |  | 1 |  | 2 | AFDEKRAAM M-PLAN 1-V ANTRACIET LOGO | PLAQUE M-PLAN 1 POSTE ANTHRACITE |  | Fra.1g TPm ant M-Pl | [18 empty] | 1 | 3606485006024 | 0 |  | 22 | 9 | 9 | 1 | 0.081 | 13606485006021 | 2 | 57 | 0.9 | 0.3 | 0.9 |  | 43606485006022 | 176 | 5590 | 40 | 30 | 30 | [10 empty] | 2 | Y | [12 empty] | MT4 | ML | 3925901000 | [14 empty] | M-Plan afdekplaat, enkelvoudig, antraciet, System M | Plaque M-Plan simple, anthracite, System M | [17 empty] | https://eref.se.com/be/nl/sis-tarif/product/MTN486114 | https://eref.se.com/be/fr/sis-tarif/product/MTN486114
Schneider Electric | Schneider Electric | 01022021 |  | Schneider Electric |  | SER | MTN486160 |  |  | 4.99 |  | 1 |  | 2 | AFDEKRAAM M-PLAN 1-V ALUMINIUM LOGO | PLAQUE M-PLAN 1 POSTE ALUMINIUM |  | Fra.1g TPm alu M-Pl | [18 empty] | 1 | 3606485005980 | 0 |  | 23 | 8 | 9 | 1 | 0.072 | 13606485005987 | 2 | 60 | 2.5 | 9.2 | 9.2 |  | 43606485005988 | 176 | 5770 | 40 | 30 | 30 | [10 empty] | 8 | N | [12 empty] | MT4 | ML | 3925901000 | [14 empty] | M-Plan afdekplaat, enkelvoudig, aluminium, System M | Plaque M-Plan simple, aluminium, System M | [17 empty] | https://eref.se.com/be/nl/sis-tarif/product/MTN486160 | https://eref.se.com/be/fr/sis-tarif/product/MTN486160
Schneider Electric | Schneider Electric | 01022021 |  | Schneider Electric |  | SER | MTN486214 |  |  | 7.98 |  | 1 |  | 2 | AFDEKRAAM M-PLAN 2-V ANTRACIET LOGO | PLAQUE M-PLAN 2 POSTES ANTHRACITE |  | Fra.2g TPm ant M-Pl | [18 empty] | 1 | 3606485005997 | 0 |  | 42 | 16 | 9 | 1 | 0.144 | 13606485005994 | 2 | 90 | 2.5 | 16.5 | 9.2 |  | 43606485005995 | 96 | 5060 | 40 | 30 | 30 | [10 empty] | 8 | N | [12 empty] | MT4 | ML | 3925901000 | [14 empty] | M-Plan afdekplaat, dubbel, antraciet, System M | Plaque M-Plan double, anthracite, System M | [17 empty] | https://eref.se.com/be/nl/sis-tarif/product/MTN486214 | https://eref.se.com/be/fr/sis-tarif/product/MTN486214
Schneider Electric | Schneider Electric | 01022021 |  | Schneider Electric |  | SER | MTN486260 |  |  | 7.98 |  | 1 |  | 2 | AFDEKRAAM M-PLAN 2-V ALUMINIUM LOGO | PLAQUE M-PLAN 2 POSTES ALUMINIUM |  | Fra.2g TPm alu M-Pl | [18 empty] | 1 | 3606485006048 | 0 |  | 48 | 16 | 9 | 1 | 0.144 | 13606485006045 | 2 | 100 | 1.7 | 0.9 | 0.3 |  | 43606485006046 | 96 | 5290 | 40 | 30 | 30 | [10 empty] | 8 | N | [12 empty] | MT4 | ML | 3925901000 | [14 empty] | M-Plan afdekplaat, dubbel, aluminium, System M | Plaque M-Plan double, aluminium, System M | [17 empty] | https://eref.se.com/be/nl/sis-tarif/product/MTN486260 | https://eref.se.com/be/fr/sis-tarif/product/MTN486260
Schneider Electric | Schneider Electric | 01022021 |  | Schneider Electric |  | SER | MTN486314 |  |  | 11.95 |  | 1 |  | 2 | AFDEKRAAM M-PLAN 3-V ANTRACIET LOGO | PLAQUE M-PLAN 3 POSTES ANTHRACITE |  | Fra.3g TPm ant M-Pl | [18 empty] | 1 | 3606485006055 | 0 |  | 51 | 23 | 9 | 1 | 0.207 | 13606485006052 | 2 | 132 | 2.4 | 1 | 0.3 |  | 43606485006053 | 64 | 4760 | 40 | 30 | 30 | [10 empty] | 8 | N | [12 empty] | MT4 | ML | 3925901000 | [14 empty] | M-Plan afdekplaat, drievoudig, antraciet, System M | Plaque M-Plan triple, anthracite, System M | [17 empty] | https://eref.se.com/be/nl/sis-tarif/product/MTN486314 | https://eref.se.com/be/fr/sis-tarif/product/MTN486314
Schneider Electric | Schneider Electric | 01022021 |  | Schneider Electric |  | SER | MTN486319 |  |  | 17.04 |  | 1 |  | 1 | FRA.3G TPM PW M-PL | FRA.3G TPM PW M-PL |  | FRA.3G TPM PW M-PL | [18 empty] | 1 | 3606485006123 | 0 |  | 52 | 22.6 | 8.5 | 1.2 | 230.52 | [23 empty] | 8 | N | [12 empty] | MT4 | ML | 3926909790
Schneider Electric | Schneider Electric | 01022021 |  | Schneider Electric |  | SER | MTN486344 |  |  | 10.86 |  | 1 |  | 10 | FRA.3G TPM W M-PL | FRA.3G TPM W M-PL |  | FRA.3G TPM W M-PL | [18 empty] | 1 | 3606485006130 | 0 |  | 54 | 22.6 | 8.6 | 1.1 | 213.796 | 13606485006137 | 10 | 617 | 23.5 | 12.1 | 9.2 | [17 empty] | 8 | N | [12 empty] | MT4 | ML | 3926909790
Schneider Electric | Schneider Electric | 01022021 |  | Schneider Electric |  | SER | MTN486360 |  |  | 11.95 |  | 1 |  | 2 | AFDEKRAAM M-PLAN 3-V ALUMINIUM LOGO | PLAQUE M-PLAN 3 POSTES ALUMINIUM |  | Fra.3g TPm alu M-Pl | [18 empty] | 1 | 3606485006147 | 0 |  | 62 | 23 | 9 | 1 | 0.207 | 13606485006144 | 2 | 140 | 2.5 | 23.5 | 9 |  | 43606485006145 | 64 | 4650 | 40 | 30 | 30 | [10 empty] | 8 | N | [12 empty] | MT4 | ML | 3925901000 | [14 empty] | M-Plan afdekplaat, drievoudig, aluminium, System M | Plaque M-Plan triple, aluminium, System M | [17 empty] | https://eref.se.com/be/nl/sis-tarif/product/MTN486360 | https://eref.se.com/be/fr/sis-tarif/product/MTN486360
Schneider Electric | Schneider Electric | 01022021 |  | Schneider Electric |  | SER | MTN486414 |  |  | 17.92 |  | 1 |  | 2 | AFDEKRAAM M-PLAN 4-V ANTRACIET LOGO | PLAQUE M-PLAN 4 POSTES ANTHRACITE |  | Fra.4g TPm ant M-Pl | [18 empty] | 1 | 3606485006154 | 0 |  | 67 | 30 | 9 | 1 | 0.27 | 13606485006151 | 2 | 169 | 30.6 | 9.2 | 2.6 | [17 empty] | 8 | N | [12 empty] | MT4 | ML | 3925901000 | [14 empty] | M-Plan afdekplaat, viervoudig, antraciet, System M | Plaque M-Plan quadruple, anthracite, System M | [17 empty] | https://eref.se.com/be/nl/sis-tarif/product/MTN486414 | https://eref.se.com/be/fr/sis-tarif/product/MTN486414
Schneider Electric | Schneider Electric | 01022021 |  | Schneider Electric |  | SER | MTN486444 |  |  | 16.29 |  | 1 |  | 2 | FRA.4G TPM W M-PL | FRA.4G TPM W M-PL |  | FRA.4G TPM W M-PL | [18 empty] | 1 | 3606485006161 | 0 |  | 69 | 29.7 | 8.8 | 1.2 | 313.632 | 13606485006168 | 2 | 169 | 30.6 | 9.2 | 2.6 | [17 empty] | 8 | N | [12 empty] | MT4 | ML | 3926909790 | [33 empty] | https://eref.se.com/be/nl/sis-tarif/product/MTN486444 | https://eref.se.com/be/fr/sis-tarif/product/MTN486444
Schneider Electric | Schneider Electric | 01022021 |  | Schneider Electric |  | SER | MTN486460 |  |  | 17.92 |  | 1 |  | 2 | AFDEKRAAM M-PLAN 4-V ALUMINIUM LOGO | PLAQUE M-PLAN 4 POSTES ALUMINIUM |  | Fra.4g TPm alu M-Pl | [18 empty] | 1 | 3606485006079 | 0 |  | 68 | 30 | 9 | 1 | 0.27 | 13606485006076 | 2 | 173 | 31 | 9 | 9 | [17 empty] | 8 | N | [12 empty] | MT4 | ML | 3925901000 | [14 empty] | M-Plan afdekplaat, viervoudig, aluminium, System M | Plaque M-Plan quadruple, aluminium, System M | [17 empty] | https://eref.se.com/be/nl/sis-tarif/product/MTN486460 | https://eref.se.com/be/fr/sis-tarif/product/MTN486460
Schneider Electric | Schneider Electric | 01022021 |  | Schneider Electric |  | SER | MTN486514 |  |  | 26.89 |  | 1 |  | 1 | AFDEKRAAM M-PLAN 5-V ANTRACIET LOGO | PLAQUE M-PLAN 5 POSTES ANTHRACITE |  | Fra.5g TPm ant M-Pl | [18 empty] | 1 | 3606485006086 | 0 |  | 121 | 38 | 9 | 1 | 0.342 | [23 empty] | 8 | N | [12 empty] | MT4 | ML | 3925901000 | [14 empty] | M-Plan afdekplaat, vijfvoudig, antraciet, System M | Plaque M-Plan quintuple, anthracite, System M | [17 empty] | https://eref.se.com/be/nl/sis-tarif/product/MTN486514 | https://eref.se.com/be/fr/sis-tarif/product/MTN486514
Schneider Electric | Schneider Electric | 01022021 |  | Schneider Electric |  | SER | MTN486560 |  |  | 26.89 |  | 1 |  | 1 | AFDEKRAAM M-PLAN 5-V ALUMINIUM LOGO | PLAQUE M-PLAN 5 POSTES ALUMINIUM |  | Fra.5g TPm alu M-Pl | [18 empty] | 1 | 3606485006178 | 0 |  | 121 | 38 | 9 | 1 | 0.342 | [23 empty] | 8 | N | [12 empty] | MT4 | ML | 3925901000 | [14 empty] | M-Plan afdekplaat, vijfvoudig, aluminium, System M | Plaque M-Plan quintuple, aluminium, System M | [17 empty] | https://eref.se.com/be/nl/sis-tarif/product/MTN486560 | https://eref.se.com/be/fr/sis-tarif/product/MTN486560
Schneider Electric | Schneider Electric | 01022021 |  | Schneider Electric |  | SER | MTN488114 |  |  | 8.01 |  | 1 |  | 2 | AFDEKRAAM M-PLAN II 1-V ANTRACIET LOGO | FRM M-PLAN II 1G ANTHR/MATT |  | Fra.1g TPm ant M-Pl2 | [18 empty] | 1 | 3606485006222 | 0 |  | 16 | 8 | 9 | 1 | 0.072 | 13606485006229 | 2 | 42 | 9.2 | 9.2 | 2.6 | [17 empty] | 8 | N | [12 empty] | MT4 | ML | 3925901000 | [14 empty] | M-Plan II frame, 1-stel, inbouwmontage, antraciet | Cadre M-Plan II, simple, encastré, anthracite | [17 empty] | https://eref.se.com/be/nl/sis-tarif/product/MTN488114 | https://eref.se.com/be/fr/sis-tarif/product/MTN488114
Schneider Electric | Schneider Electric | 01022021 |  | Schneider Electric |  | SER | MTN488119 |  |  | 6.76 |  | 1 |  | 180 | AFDEKRAAM M-PLAN II 1-V POLARWIT LOGO | FRM M-PLAN II 1G POL/W/MATT |  | Fra.1g TPm pw M-Pl2 | [18 empty] | 1 | 3606485006239 | 0 |  | 16 | 8 | 9 | 1 | 0.072 | 43606485006237 | 180 | 3820 | 40 | 30 | 18.5 | [17 empty] | 2 | Y | [12 empty] | MT4 | ML | 3925901000 | [14 empty] | M-Plan II frame, 1-stel, inbouwmontage, polarwit | Cadre M-Plan II, simple, encastré, blanc polaire | [17 empty] | https://eref.se.com/be/nl/sis-tarif/product/MTN488119 | https://eref.se.com/be/fr/sis-tarif/product/MTN488119
Schneider Electric | Schneider Electric | 01022021 |  | Schneider Electric |  | SER | MTN488160 |  |  | 11.22 |  | 1 |  | 2 | AFDEKRAAM M-PLAN II 1-V ALUMINIUM LOGO | FRM M-PLAN II 1G ALUM/MATT |  | Fra.1g TPm alu M-Pl2 | [18 empty] | 1 | 3606485006253 | 0 |  | 16 | 8 | 9 | 1 | 0.072 | 13606485006250 | 2 | 44 | 9.2 | 9.2 | 2.6 | [17 empty] | 2 | Y | [12 empty] | MT4 | ML | 3925901000 | [14 empty] | M-Plan II frame, 1-stel, inbouwmontage, aluminium | Cadre M-Plan II, simple, encastré, aluminium | [17 empty] | https://eref.se.com/be/nl/sis-tarif/product/MTN488160 | https://eref.se.com/be/fr/sis-tarif/product/MTN488160
Schneider Electric | Schneider Electric | 01022021 |  | Schneider Electric |  | SER | MTN488219 |  |  | 9.23 |  | 1 |  | 90 | FRA.2G TPM PW M-PL2 | FRA.2G TPM PW M-PL2 |  | Fra.2g TPm pw M-Pl2 | [18 empty] | 1 | 3606485006321 | 0 |  | 27 | 16 | 9 | 1 | 0.144 | 43606485006329 | 90 | 3390 | 40 | 30 | 18.5 | [17 empty] | 2 | Y | [12 empty] | MT4 | ML | 3925901000 | [14 empty] | M-Plan II frame, 2-stel, inbouwmontage, polarwit | Cadre M-Plan II, double, encastré, blanc polaire | [17 empty] | https://eref.se.com/be/nl/sis-tarif/product/MTN488219 | https://eref.se.com/be/fr/sis-tarif/product/MTN488219
Schneider Electric | Schneider Electric | 01022021 |  | Schneider Electric |  | SER | MTN488260 |  |  | 17.11 |  | 1 |  | 2 | FRA.2G TPM ALU M-PL2 | FRA.2G TPM ALU M-PL2 |  | Fra.2g TPm alu M-Pl2 | [18 empty] | 1 | 3606485006345 | 0 |  | 29 | 16 | 9 | 1 | 0.144 | 13606485006342 | 2 | 74 | 16.3 | 9.2 | 2.6 | [17 empty] | 2 | Y | [12 empty] | MT4 | ML | 3925901000 | [14 empty] | M-Plan II frame, 2-stel, inbouwmontage, aluminium | Cadre M-Plan II, double, encastré, aluminium | [17 empty] | https://eref.se.com/be/nl/sis-tarif/product/MTN488260 | https://eref.se.com/be/fr/sis-tarif/product/MTN488260
Schneider Electric | Schneider Electric | 01022021 |  | Schneider Electric |  | SER | MTN488314 |  |  | 21.44 |  | 1 |  | 2 | FRA.3G TPM ANT M-PL2 | FRA.3G TPM ANT M-PL2 |  | Fra.3g TPm ant M-Pl2 | [18 empty] | 1 | 3606485006260 | 0 |  | 37 | 23 | 9 | 1 | 0.207 | 13606485006267 | 2 | 100 | 23.6 | 9.2 | 2.6 | [17 empty] | 2 | Y | [12 empty] | MT4 | ML | 3925901000 | [14 empty] | M-Plan II frame, 3-stel, inbouwmontage, antraciet | Cadre M-PLAN II, triple, encastré, anthracite | [17 empty] | https://eref.se.com/be/nl/sis-tarif/product/MTN488314 | https://eref.se.com/be/fr/sis-tarif/product/MTN488314
Schneider Electric | Schneider Electric | 01022021 |  | Schneider Electric |  | SER | MTN488319 |  |  | 17.04 |  | 1 |  | 60 | FRA.3G TPM PW M-PL2 | FRA.3G TPM PW M-PL2 |  | Fra.3g TPm pw M-Pl2 | [18 empty] | 1 | 3606485006277 | 0 |  | 38 | 23 | 9 | 1 | 0.207 | 43606485006275 | 60 | 3190 | 40 | 30 | 18.5 | [17 empty] | 2 | Y | [12 empty] | MT4 | ML | 3925901000 | [14 empty] | M-Plan II frame, 3-stel, inbouwmontage, polarwit | Cadre M-PLAN II, triple, encastré, blanc polaire | [17 empty] | https://eref.se.com/be/nl/sis-tarif/product/MTN488319 | https://eref.se.com/be/fr/sis-tarif/product/MTN488319
Schneider Electric | Schneider Electric | 01022021 |  | Schneider Electric |  | SER | MTN488360 |  |  | 28.21 |  | 1 |  | 2 | FRA.3G TPM ALU M-PL2 | FRA.3G TPM ALU M-PL2 |  | Fra.3g TPm alu M-Pl2 | [18 empty] | 1 | 3606485006291 | 0 |  | 37 | 23 | 9 | 1 | 0.207 | 13606485006298 | 2 | 107 | 23.6 | 9.2 | 2.6 | [17 empty] | 2 | Y | [12 empty] | MT4 | ML | 3925901000 | [14 empty] | M-Plan II frame, 3-stel, inbouwmontage, aluminium | Cadre M-PLAN II, triple, encastré, aluminium | [17 empty] | https://eref.se.com/be/nl/sis-tarif/product/MTN488360 | https://eref.se.com/be/fr/sis-tarif/product/MTN488360
Schneider Electric | Schneider Electric | 01022021 |  | Schneider Electric |  | SER | MTN488814 |  |  | 7.48 |  | 1 |  | 2 | AFDEKRAAM M-PLAN 2-V ANTRAC Z.MID LOGO | PLAQUE M-PLAN 2 POSTES VT ANTHRACITE |  | Fra. 2g wo.cen.brdg.pie. TPm ant M-Pl | [18 empty] | 1 | 3606485006307 | 0 |  | 32 | 15 | 9 | 1 | 0.135 | 13606485006304 | 2 | 89 | 16.3 | 9.2 | 2.6 | [17 empty] | 8 | N | [12 empty] | MT4 | ML | 3925901000 | [14 empty] | M-Plan afdekplaat, dubbel zonder middenstuk, antraciet, System M | Plaque double sans pièce centrale, anthracite, System M | [17 empty] | https://eref.se.com/be/nl/sis-tarif/product/MTN488814 | https://eref.se.com/be/fr/sis-tarif/product/MTN488814
Schneider Electric | Schneider Electric | 01022021 |  | Schneider Electric |  | SER | MTN488860 |  |  | 7.48 |  | 1 |  | 2 | AFDEKRAAM M-PLAN 2-V ALUMINIU Z.MID LOGO | PLAQUE M-PLAN 2 POSTES VT ALUMINIUM |  | Fra. 2g wo.cen.brdg.pie. TPm alu M-Pl | [18 empty] | 1 | 3606485006437 | 0 |  | 34 | 16 | 9 | 1 | 0.144 | 13606485006434 | 2 | 89 | 16.3 | 9.2 | 2.6 | [17 empty] | 8 | N | [12 empty] | MT4 | ML | 3925901000 | [14 empty] | M-Plan afdekplaat, dubbel zonder middenstuk, aluminium, System M | Plaque double sans pièce centrale, aluminium, System M | [17 empty] | https://eref.se.com/be/nl/sis-tarif/product/MTN488860 | https://eref.se.com/be/fr/sis-tarif/product/MTN488860
Schneider Electric | Schneider Electric | 01022021 |  | Schneider Electric |  | SER | MTN510514 |  |  | 5.7 |  | 1 |  | 1 | OPBOUWDOOS M-PLAN ENKELVOUDIG ANTRACIET | BOÎTE SAILLIE M-PL 1 POSTE ANTHRACITE |  | SURFACE M.BOX 1G TPM ANT SYSM | [18 empty] | 1 | 3606485006550 | 0 |  | 48 | 8 | 8 | 4.3 | 275.2 | [23 empty] | 8 | N | [12 empty] | MT4 | ML | 3926909790 | [14 empty] | Opbouwdoos enkel, antraciet, System M-Plan | Boîte saillie 1 poste, anthracite, System M-Plan | [17 empty] | https://eref.se.com/be/nl/sis-tarif/product/MTN510514 | https://eref.se.com/be/fr/sis-tarif/product/MTN510514
Schneider Electric | Schneider Electric | 01022021 |  | Schneider Electric |  | SER | MTN510560 |  |  | 5.7 |  | 1 |  | 1 | OPBOUWDOOS M-PLAN ENKELVOUDIG ALUMINIUM | BOÎTE SAILLIE M-PL 1 POSTE ALUMINIUM |  | SURFACE M.BOX 1G TPM ALU SYSM | [18 empty] | 1 | 3606485006659 | 0 |  | 48 | 8 | 8 | 4.3 | 275.2 | [23 empty] | 8 | N | [12 empty] | MT4 | ML | 3926909790 | [14 empty] | Opbouwdoos enkel, aluminium, System M-Plan | Boîte saillie 1 poste, aluminium, System M-Plan | [17 empty] | https://eref.se.com/be/nl/sis-tarif/product/MTN510560 | https://eref.se.com/be/fr/sis-tarif/product/MTN510560
Schneider Electric | Schneider Electric | 01022021 |  | Schneider Electric |  | SER | MTN510614 |  |  | 8.54 |  | 1 |  | 1 | OPBOUWDOOS M-PLAN DUBBEL ANTRACIET | BOÎTE SAILLIE M-PL 2 POSTES ANTRACITE |  | SURFACE M.BOX 2G TPM ANT SYSM | [18 empty] | 1 | 3606485006666 | 0 |  | 80 | 15.1 | 8 | 4.3 | 519.44 | [23 empty] | 8 | N | [12 empty] | MT4 | ML | 3926909790 | [14 empty] | Opbouwdoos dubbel, antraciet, System M-Plan | Boîte saillie 2 postes, anthracite, System M-Plan | [17 empty] | https://eref.se.com/be/nl/sis-tarif/product/MTN510614 | https://eref.se.com/be/fr/sis-tarif/product/MTN510614
Schneider Electric | Schneider Electric | 01022021 |  | Schneider Electric |  | SER | MTN510625 |  |  | 8.54 |  | 1 |  | 1 | OPBOUWDOOS M-PLAN DUBBEL ACTIEF WIT GL. | BOÎTE SAILLIE M-PL 2 POSTE BLC ACT BRILL |  | SM-HOUS. 2G TPM AW SYSM | [18 empty] | 1 | 3606485097664 | 0 |  | 80 | 15.1 | 8 | 4.3 | 519.44 | [23 empty] | 8 | N | [12 empty] | MT4 | ML | 3926909790 | [14 empty] | Opbouwdoos dubbel, actief wit, glanzend, System M-Plan | Boîte saillie 2 postes, blanc actif, brillant, System M-Plan | [17 empty] | https://eref.se.com/be/nl/sis-tarif/product/MTN510625 | https://eref.se.com/be/fr/sis-tarif/product/MTN510625
Schneider Electric | Schneider Electric | 01022021 |  | Schneider Electric |  | SER | MTN510644 |  |  | 7.76 |  | 1 |  | 6 | SURFACE M.BOX 2G TPM W SYSM | SURFACE M.BOX 2G TPM W SYSM |  | SURFACE M.BOX 2G TPM W SYSM | [18 empty] | 1 | 3606485006581 | 0 |  | 90 | 15 | 8.3 | 3.5 | 435.75 | 13606485006588 | 6 | 579 | 25.9 | 17.4 | 9.2 | [17 empty] | 8 | N | [12 empty] | MT4 | ML | 3926909790 | [14 empty] | Behuizing voor opbouwmontage, 2-stel, wit, M-Arc, M-Smart, M-Plan | Boîtier monté en saillie, double, blanc, M-Arc, M-Smart, M-Plan
Schneider Electric | Schneider Electric | 01022021 |  | Schneider Electric |  | SER | MTN510660 |  |  | 8.54 |  | 1 |  | 1 | OPBOUWDOOS M-PLAN DUBBEL ALUMINIUM | BOÎTE SAILLIE M-PL 2 POSTES ALUMINIUM |  | SURFACE M.BOX 2G TPM ALU SYSM | [18 empty] | 1 | 3606485006598 | 0 |  | 79 | 15.1 | 8.3 | 3.8 | 476.254 | [23 empty] | 8 | N | [12 empty] | MT4 | ML | 3926909790 | [14 empty] | Opbouwdoos dubbel, aluminium, System M-Plan | Boîte saillie 2 postes, aluminium, System M-Plan | [17 empty] | https://eref.se.com/be/nl/sis-tarif/product/MTN510660 | https://eref.se.com/be/fr/sis-tarif/product/MTN510660
Schneider Electric | Schneider Electric | 01022021 |  | Schneider Electric |  | SER | MTN512119 |  |  | 12.48 |  | 1 |  | 1 | SYSTEEM-M OPBOUWBEHUIZING 1V POLARWIT | SM-HOUS. 1G PW |  | SM-hous. 1g pw | [18 empty] | 1 | 3606480309847 | 0 |  | 96 | 9 | 6 | 9 | 0.486 |  | 1 | 96 | 8.5 | 5.8 | 8.6 |  | 43606480309845 | 40 | 4290 | 40 | 30 | 30 | [10 empty] | 8 | N | [12 empty] | MT4 | ML | 3925901000 | [14 empty] | Surface-mounted housing, 1-groep, polarwit, M-Smart/Artec | [18 empty] | https://eref.se.com/be/nl/sis-tarif/product/MTN512119 | https://eref.se.com/be/fr/sis-tarif/product/MTN512119
Schneider Electric | Schneider Electric | 01022021 |  | Schneider Electric |  | SER | MTN512144 |  |  | 12.48 |  | 1 |  | 1 | SM-HOUS. 1G W | SM-HOUS. 1G W |  | SM-hous. 1g w | [18 empty] | 1 | 3606480309854 | 0 |  | 96 | 9 | 6 | 9 | 0.486 | [23 empty] | 8 | N | [12 empty] | MT4 | ML | 3925901000 | [14 empty] | Behuizing voor opbouwmontage, 1-groep, wit, M-Smart/Artec | [18 empty] | https://eref.se.com/be/nl/sis-tarif/product/MTN512144 | https://eref.se.com/be/fr/sis-tarif/product/MTN512144
Schneider Electric | Schneider Electric | 01022021 |  | Schneider Electric |  | SER | MTN512219 |  |  | 22.64 |  | 1 |  | 1 | SYSTEEM-M OPBOUWBEHUIZING 2V POLARWIT | SM-HOUS. 2G PW |  | SM-hous. 2g pw | [18 empty] | 1 | 3606480309878 | 0 |  | 154 | 10 | 6 | 16 | 0.96 | [23 empty] | 8 | N | [12 empty] | MT4 | ML | 3925901000 | [14 empty] | Surface-mounted housing, 2-groep, polarwit, M-Smart/Artec | [18 empty] | https://eref.se.com/be/nl/sis-tarif/product/MTN512219 | https://eref.se.com/be/fr/sis-tarif/product/MTN512219
Schneider Electric | Schneider Electric | 01022021 |  | Schneider Electric |  | SER | MTN512244 |  |  | 22.64 |  | 1 |  | 1 | SM-HOUS. 2G W | SM-HOUS. 2G W |  | SM-hous. 2g w | [18 empty] | 1 | 3606480309885 | 0 |  | 154 | 10 | 6 | 16 | 0.96 | [23 empty] | 2 | Y | [12 empty] | MT4 | ML | 3925901000 | [14 empty] | Behuizing voor opbouwmontage, 2 stellen, wit, M-Smart/Artec | [18 empty] | https://eref.se.com/be/nl/sis-tarif/product/MTN512244 | https://eref.se.com/be/fr/sis-tarif/product/MTN512244
Schneider Electric | Schneider Electric | 01022021 |  | Schneider Electric |  | SER | MTN512319 |  |  | 36.17 |  | 1 |  | 1 | SYSTEEM-M OPBOUWBEHUIZING 3V POLARWIT | SM-HOUS. 3G PW |  | SM-hous. 3g pw | [18 empty] | 1 | 3606480309908 | 0 |  | 210 | 8 | 6 | 23 | 1.104 | [23 empty] | 4 | N | [12 empty] | MT4 | ML | 3925901000 | [14 empty] | Behuizing voor opbouwmontage, 3 stellen, polarwit, M-Smart/Artec | Boîtier monté en saillie, triple, blanc polaire, M-Smart/Artec | [17 empty] | https://eref.se.com/be/nl/sis-tarif/product/MTN512319 | https://eref.se.com/be/fr/sis-tarif/product/MTN512319
Schneider Electric | Schneider Electric | 01022021 |  | Schneider Electric |  | SER | MTN512344 |  |  | 36.17 |  | 1 |  | 1 | SM-HOUS. 3G W | SM-HOUS. 3G W |  | SM-hous. 3g w | [18 empty] | 1 | 3606480309915 | 0 |  | 210 | 8 | 6 | 23 | 1.104 | [23 empty] | 2 | Y | [12 empty] | MT4 | ML | 3925901000 | [14 empty] | Surface-mounted housing, 3-groep, wit, M-Smart/Artec | Boîtier monté en saillie, triple, blanc, M-Smart/Artec | [17 empty] | https://eref.se.com/be/nl/sis-tarif/product/MTN512344 | https://eref.se.com/be/fr/sis-tarif/product/MTN512344
Schneider Electric | Schneider Electric | 01022021 |  | Schneider Electric |  | SER | MTN512400 |  |  | 13.08 |  | 1 |  | 1 | INSERTABLE PLATE BK M-PL2 | INSERTABLE PLATE BK M-PL2 |  | Insertable plate bk M-Pl2 | [18 empty] | 1 | 3606485006604 | 0 |  | 34 | 9 | 9 | 2 | 0.162 | [23 empty] | 2 | Y | [12 empty] | MT4 | ML | 3926909790 | [33 empty] | https://eref.se.com/be/nl/sis-tarif/product/MTN512400 | https://eref.se.com/be/fr/sis-tarif/product/MTN512400
Schneider Electric | Schneider Electric | 01022021 |  | Schneider Electric |  | SER | MTN512403 |  |  | 9.4 |  | 1 |  | 56 | FL MOUNT ADAPT M-PLAN II FRM | FL MOUNT ADAPT M-PLAN II FRM |  | Flush-mounting adapter f.M-Pl2 fra.1g | [18 empty] | 1 | 3606485006710 | 0 |  | 44 | 16 | 11 | 2 | 0.352 | 43606485006718 | 56 | 2870 | 40 | 30 | 18.5 | [17 empty] | 2 | Y | [12 empty] | MT4 | ML | 3925901000 | [14 empty] | Inbouwadapter voor M-Plan II frame, inbouwmontage, voor 4881.., M-Plan II | Adaptateur encastré pour cadre M-PLAN II, encastré, pour 4881, M-PLAN II | [17 empty] | https://eref.se.com/be/nl/sis-tarif/product/MTN512403 | https://eref.se.com/be/fr/sis-tarif/product/MTN512403
Schneider Electric | Schneider Electric | 01022021 |  | Schneider Electric |  | SER | MTN512503 |  |  | 12.75 |  | 1 |  | 45 | FLUSH-MOUNTING ADAPTER F.M-PL2 FRA.2G | FLUSH-MOUNTING ADAPTER F.M-PL2 FRA.2G |  | Flush-mounting adapter f.M-Pl2 fra.2g | [18 empty] | 1 | 3606485006734 | 0 |  | 107 | 16 | 13 | 2 | 0.416 | 43606485006732 | 45 | 5280 | 40 | 30 | 18.5 | [17 empty] | 2 | Y | [12 empty] | MT4 | ML | 3926909790 | [14 empty] | Inbouwadapter voor M-Plan II frame, inbouwmontage, voor 4882.., M-Plan II | Adaptateur encastré pour cadre M-PLAN II, encastré, pour 4882, M-PLAN II | [17 empty] | https://eref.se.com/be/nl/sis-tarif/product/MTN512503 | https://eref.se.com/be/fr/sis-tarif/product/MTN512503
Schneider Electric | Schneider Electric | 01022021 |  | Schneider Electric |  | SER | MTN512603 |  |  | 23.56 |  | 1 |  | 1 | FLUSH-MOUNTING ADAPTER F.M-PL2 FRA.3G | FLUSH-MOUNTING ADAPTER F.M-PL2 FRA.3G |  | Flush-mounting adapter f.M-Pl2 fra.3g | [18 empty] | 1 | 3606485006741 | 0 |  | 130 | 23 | 2 | 13 | 0.598 | [23 empty] | 2 | Y | [12 empty] | MT4 | ML | 3926909790 | [14 empty] | Inbouwadapter voor M-Plan II frame, inbouwmontage, voor 4883.., M-Plan II | Adaptateur encastré pour cadre M-PLAN II, encastré, pour 4883, M-PLAN II | [17 empty] | https://eref.se.com/be/nl/sis-tarif/product/MTN512603 | https://eref.se.com/be/fr/sis-tarif/product/MTN512603
Schneider Electric | Schneider Electric | 01022021 |  | Schneider Electric |  | SER | MTN513219 |  |  | 7.61 |  | 1 |  | 2 | AFDEKRAAM M-PLAN 2-V POL.WIT ETIK.V LOGO | PLAQ M-PLAN ÉTIQU 2 POSTES BLC POL BRILL |  | Fra. 2g vert. f.labell. TPb pw M-Pl | [18 empty] | 1 | 3606485097671 | 0 |  | 37 | 15 | 9 | 1 | 0.135 | 13606485097678 | 2 | 96 | 9.2 | 2.6 | 16.3 | [17 empty] | 2 | Y | [12 empty] | MT4 | ML | 3925901000 | [14 empty] | M-Plan frame, 2 stell. met labelling optie, vert. installatie, polarwit, glanz. | [18 empty] | https://eref.se.com/be/nl/sis-tarif/product/MTN513219 | https://eref.se.com/be/fr/sis-tarif/product/MTN513219
Schneider Electric | Schneider Electric | 01022021 |  | Schneider Electric |  | SER | MTN513225 |  |  | 8.78 |  | 1 |  | 2 | AFDEKRAAM M-PLAN 2-V ACT.WIT ETIK.V LOGO | PLAQ M-PLAN ÉTIQU 2 POSTES BLC ACT BRILL |  | Fra. 2g vert. f.labell. TPb aw M-Pl | [18 empty] | 1 | 3606485097688 | 0 |  | 37 | 15 | 9 | 1 | 0.135 | 13606485097685 | 2 | 96 | 9.2 | 2.6 | 16.3 | [17 empty] | 2 | Y | [12 empty] | MT4 | ML | 3925901000 | [14 empty] | M-Plan frame, 2 stell. met labelling optie, vert. installatie, act. wit, glanz. | [18 empty] | https://eref.se.com/be/nl/sis-tarif/product/MTN513225 | https://eref.se.com/be/fr/sis-tarif/product/MTN513225
Schneider Electric | Schneider Electric | 01022021 |  | Schneider Electric |  | SER | MTN513244 |  |  | 7.61 |  | 1 |  | 2 | AFDEKRAAM M-PLAN 2-V WIT ETIK.V LOGO | PLAQ M-PLAN ÉTIQU 2 POSTES BLC IVO BRILL |  | Fra. 2g vert. f.labell. TPb w M-Pl | [18 empty] | 1 | 3606480351549 | 0 |  | 39 | 15 | 9 | 1 | 0.135 | 13606480351546 | 2 | 96 | 9.2 | 2.5 | 16.2 | [17 empty] | 2 | Y | [12 empty] | MT4 | ML | 3926909790 | [14 empty] | M-Plan frame, 2 stell. met labelling optie, verticale installatie, wit, glanzend | Cadre M-Plan double, avec option de marquage, à instal. vert., blanc, brillant | [17 empty] | https://eref.se.com/be/nl/sis-tarif/product/MTN513244 | https://eref.se.com/be/fr/sis-tarif/product/MTN513244
Schneider Electric | Schneider Electric | 01022021 |  | Schneider Electric |  | SER | MTN5133-0000 |  |  | 158.24 |  | 1 |  | 1 | DRAAIDIMMER INDUCTIEVE LAST 40-600W | DIM.INS. INDUCT. LOAD 600W |  | Dim.ins. induct. load 600W | [8 empty] | 09.07 | 1 | [8 empty] | 1 | 3606480298011 | 0 |  | 116 | 8 | 6 | 8 | 0.384 | [23 empty] | 8 | N | [12 empty] | MT4 | ML | 8536508090 | [14 empty] | Roterende inzetdimmer voor inductieve belasting, 40-600 W/VA | [18 empty] | https://eref.se.com/be/nl/sis-tarif/product/MTN5133-0000 | https://eref.se.com/be/fr/sis-tarif/product/MTN5133-0000
Schneider Electric | Schneider Electric | 01022021 |  | Schneider Electric |  | SER | MTN513319 |  |  | 11.39 |  | 1 |  | 2 | AFDEKRAAM M-PLAN 3-V POL.WIT ETIK.V LOGO | PLAQ M-PLAN ÉTIQU 3 POSTES BLC POL BRILL |  | Fra. 3g vert. f.labell. TPb pw M-Pl | [18 empty] | 1 | 3606485097695 | 0 |  | 51 | 23 | 9 | 1 | 0.207 | 13606485097692 | 2 | 130 | 9.2 | 2.6 | 23.6 | [17 empty] | 2 | Y | [12 empty] | MT4 | ML | 3925901000 | [14 empty] | M-Plan frame, 3 stell. vr labelling, verticale installatie, polarwit, glanzend | [18 empty] | https://eref.se.com/be/nl/sis-tarif/product/MTN513319 | https://eref.se.com/be/fr/sis-tarif/product/MTN513319
Schneider Electric | Schneider Electric | 01022021 |  | Schneider Electric |  | SER | MTN513325 |  |  | 12.55 |  | 1 |  | 2 | AFDEKRAAM M-PLAN 3-V ACT.WIT ETIK.V LOGO | PLAQ M-PLAN ÉTIQU 3 POSTES BLC ACT BRILL |  | Fra. 3g vert. f.labell. TPb aw M-Pl | [18 empty] | 1 | 3606485097701 | 0 |  | 51 | 23 | 9 | 1 | 0.207 | 13606485097708 | 2 | 130 | 9.2 | 2.6 | 23.6 | [17 empty] | 2 | Y | [12 empty] | MT4 | ML | 3925901000 | [14 empty] | M-Plan frame, 3 stell. vr labelling, verticale installatie, actief wit, glanzend | [18 empty] | https://eref.se.com/be/nl/sis-tarif/product/MTN513325 | https://eref.se.com/be/fr/sis-tarif/product/MTN513325
Schneider Electric | Schneider Electric | 01022021 |  | Schneider Electric |  | SER | MTN513344 |  |  | 11.39 |  | 1 |  | 2 | AFDEKRAAM M-PLAN 3-V WIT ETIK.V LOGO | PLAQ M-PLAN ÉTIQU 3 POSTES BLC IVO BRILL |  | Fra. 3g vert. f.labell. TPb w M-Pl | [18 empty] | 1 | 3606480351556 | 0 |  | 53 | 23 | 9 | 1 | 0.207 | 13606480351553 | 2 | 132 | 9.2 | 2.5 | 23.4 | [17 empty] | 2 | Y | [12 empty] | MT4 | ML | 3926909790 | [14 empty] | M-Plan frame, 3 stellen voor labelling, verticale installatie, wit, glanzend | Cadre M-Plan, triple avec option de marquage, à instal. vert., blanc, brillant | [17 empty] | https://eref.se.com/be/nl/sis-tarif/product/MTN513344 | https://eref.se.com/be/fr/sis-tarif/product/MTN513344
Schneider Electric | Schneider Electric | 01022021 |  | Schneider Electric |  | SER | MTN5136-0000 |  |  | 134.69 |  | 1 |  | 1 | DRAAIDIMMER CAPACITIEVE LAST 20-315W | DIM.INS. CAPAC. LOAD 315W |  | Dim.ins. capac. load 315W | [8 empty] | 09.07 | 1 | [8 empty] | 1 | 3606480298042 | 0 |  | 112 | 8 | 6 | 8 | 0.384 | [23 empty] | 8 | N | [12 empty] | MT4 | ML | 8536508090 | [14 empty] | Draaidimmer mechanisme voor capacitieve belastingen, 20-315 W | Dimmer rotatif pour charges capacitives, 20-315W | [17 empty] | https://eref.se.com/be/nl/sis-tarif/product/MTN5136-0000 | https://eref.se.com/be/fr/sis-tarif/product/MTN5136-0000
Schneider Electric | Schneider Electric | 01022021 |  | Schneider Electric |  | SER | MTN5138-0000 |  |  | 144.11 |  | 1 |  | 1 | DRAAIDIMMER UNIVERSEEL 20-420W | UNI.DIM 420W |  | Uni.dim 420W | [8 empty] | 09.07 | 1 | [8 empty] | 1 | 3606480298073 | 0 |  | 111 | 8 | 6 | 8 | 0.384 | [23 empty] | 8 | N | [12 empty] | MT4 | ML | 8536508090 | [14 empty] | Universele roterende inzetdimmer, 20-420 W/VA | [18 empty] | https://eref.se.com/be/nl/sis-tarif/product/MTN5138-0000 | https://eref.se.com/be/fr/sis-tarif/product/MTN5138-0000
Schneider Electric | Schneider Electric | 01022021 |  | Schneider Electric |  | SER | MTN5139-0000 |  |  | 166.14 |  | 1 |  | 1 | DRAAIDIMMER UNIVERSEEL 20-600W | UNI.DIM 600W |  | Uni.dim 600W | [8 empty] | 09.07 | 1 | [8 empty] | 1 | 3606480298080 | 0 |  | 114 | 8 | 6 | 8 | 0.384 | [23 empty] | 8 | N | [12 empty] | MT4 | ML | 8536508090 | [14 empty] | Universele roterende inzetdimmer, 20-600 W/VA | [18 empty] | https://eref.se.com/be/nl/sis-tarif/product/MTN5139-0000 | https://eref.se.com/be/fr/sis-tarif/product/MTN5139-0000
Schneider Electric | Schneider Electric | 01022021 |  | Schneider Electric |  | SER | MTN514119 |  |  | 4.75 |  | 1 |  | 2 | AFDEKRAAM M-PLAN 1-V POL.WIT ETIKET LOGO | PLAQUE M-PLAN ÉTIQU 1 POST BLC POL BRILL |  | Fra. 1g f.labell. TPb pw M-Pl | [18 empty] | 1 | 3606485097718 | 0 |  | 22 | 8 | 9 | 1 | 0.072 | 13606485097715 | 2 | 59 | 9.2 | 2.6 | 9.2 | [17 empty] | 2 | Y | [12 empty] | MT4 | ML | 3925901000 | [14 empty] | M-Plan afdekplaat, enkelvoudig, met etikethouder, polarwit, glanzend, System M | Plaque M-Plan simple, avec option de marquage, blanc polaire, brillant, System M | [17 empty] | https://eref.se.com/be/nl/sis-tarif/product/MTN514119 | https://eref.se.com/be/fr/sis-tarif/product/MTN514119
Schneider Electric | Schneider Electric | 01022021 |  | Schneider Electric |  | SER | MTN514125 |  |  | 5.22 |  | 1 |  | 2 | AFDEKRAAM M-PLAN 1-V ACT.WIT ETIKET LOGO | PLAQUE M-PLAN ÉTIQU 1 POST BLC ACT BRILL |  | Fra. 1g f.labell. TPb aw M-Pl | [18 empty] | 1 | 3606485097725 | 0 |  | 22 | 8 | 9 | 1 | 0.072 | 13606485097722 | 2 | 59 | 9.2 | 2.6 | 9.2 | [17 empty] | 2 | Y | [12 empty] | MT4 | ML | 3925901000 | [14 empty] | M-Plan afdekplaat, enkelvoudig, met etikethouder, actief wit, glanzend, System M | Plaque M-Plan simple, avec option de marquage, blanc actif, brillant, System M | [17 empty] | https://eref.se.com/be/nl/sis-tarif/product/MTN514125 | https://eref.se.com/be/fr/sis-tarif/product/MTN514125
Schneider Electric | Schneider Electric | 01022021 |  | Schneider Electric |  | SER | MTN514144 |  |  | 4.75 |  | 1 |  | 2 | AFDEKRAAM M-PLAN 1-V WIT ETIKET LOGO | PLAQUE M-PLAN ÉTIQU 1 POST BLC IVO BRILL |  | Fra. 1g f.labell. TPb w M-Pl | [18 empty] | 1 | 3606480351563 | 0 |  | 23 | 8 | 9 | 1 | 0.072 | 13606480351560 | 2 | 58 | 9.2 | 2.5 | 9.2 | [17 empty] | 2 | Y | [12 empty] | MT4 | ML | 3926909790 | [14 empty] | M-Plan afdekplaat, enkelvoudig, met etikethouder, wit ivoor, glanzend, System M | Plaque M-Plan simple, avec option de marquage, blanc ivoire, brillant, System M | [17 empty] | https://eref.se.com/be/nl/sis-tarif/product/MTN514144 | https://eref.se.com/be/fr/sis-tarif/product/MTN514144
Schneider Electric | Schneider Electric | 01022021 |  | Schneider Electric |  | SER | MTN514219 |  |  | 7.61 |  | 1 |  | 2 | AFDEKRAAM M-PLAN 2-V POL.WIT ETIK.H LOGO | PLAQ M-PLAN ÉTIQU 2 POSTES BLC POL BRILL |  | Fra. 2g horiz. f.labell. TPb pw M-Pl | [18 empty] | 1 | 3606485097732 | 0 |  | 37 | 15 | 9 | 1 | 0.135 | 13606485097739 | 2 | 96 | 9.2 | 2.6 | 16.3 | [17 empty] | 2 | Y | [12 empty] | MT4 | ML | 3925901000 | [14 empty] | M-Plan afdekplaat, dubbel met etikethouder, horizontaal, polarwit, System M | Plaque M-Plan double, avec option de marquage, horizont. blanc polaire, System M | [17 empty] | https://eref.se.com/be/nl/sis-tarif/product/MTN514219 | https://eref.se.com/be/fr/sis-tarif/product/MTN514219
Schneider Electric | Schneider Electric | 01022021 |  | Schneider Electric |  | SER | MTN514225 |  |  | 8.37 |  | 1 |  | 2 | AFDEKRAAM M-PLAN 2-V ACT.WIT ETIK.H LOGO | PLAQ M-PLAN ÉTIQU 2 POSTES BLC ACT BRILL |  | Fra. 2g horiz. f.labell. TPb aw M-Pl | [18 empty] | 1 | 3606485097749 | 0 |  | 37 | 15 | 9 | 1 | 0.135 | 13606485097746 | 2 | 96 | 9.2 | 2.6 | 16.3 | [17 empty] | 2 | Y | [12 empty] | MT4 | ML | 3925901000 | [14 empty] | M-Plan afdekplaat, dubbel met etikethouder, horizontaal, actief wit, System M | Plaque M-Plan double, avec option de marquage, horizont., blanc actif, System M | [17 empty] | https://eref.se.com/be/nl/sis-tarif/product/MTN514225 | https://eref.se.com/be/fr/sis-tarif/product/MTN514225
Schneider Electric | Schneider Electric | 01022021 |  | Schneider Electric |  | SER | MTN514244 |  |  | 7.61 |  | 1 |  | 2 | AFDEKRAAM M-PLAN 2-V WIT ETIK.H LOGO | PLAQ M-PLAN ÉTIQU 2 POSTES BLC IVO BRILL |  | Fra. 2g horiz. f.labell. TPb w M-Pl | [18 empty] | 1 | 3606480351570 | 0 |  | 38 | 15 | 9 | 1 | 0.135 | 13606480351577 | 2 | 95 | 9.2 | 2.5 | 16.2 | [17 empty] | 2 | Y | [12 empty] | MT4 | ML | 3926909790 | [14 empty] | M-Plan afdekplaat, dubbel met etikethouder, horizontaal, wit ivoor, System M | Plaque M-Plan double, avec option de marquage, horizont., blanc ivoire, System M | [17 empty] | https://eref.se.com/be/nl/sis-tarif/product/MTN514244 | https://eref.se.com/be/fr/sis-tarif/product/MTN514244
Schneider Electric | Schneider Electric | 01022021 |  | Schneider Electric |  | SER | MTN515119 |  |  | 4.52 |  | 1 |  | 10 | AFDEKRAAM M-PLAN 1-V POLARWIT LOGO | PLAQUE M-PLAN 1 POSTE BLC POL BRILLANT |  | Fra. 1g TPb pw M-Pl | [18 empty] | 1 | 3606485097770 | 0 |  | 23 | 8 | 9 | 1 | 0.072 | 13606485097777 | 10 | 579 | 4 | 1.5 | 1.5 |  | 43606485097778 | 300 | 8570 | 60 | 40 | 30 | [10 empty] | 2 | Y | [12 empty] | MT4 | ML | 3925901000 | [14 empty] | Merten M-Plan - afdekraam polarwit | PLAQUE SIMPLE M-PLAN BLANC BRILLANT | [17 empty] | https://eref.se.com/be/nl/sis-tarif/product/MTN515119 | https://eref.se.com/be/fr/sis-tarif/product/MTN515119
Schneider Electric | Schneider Electric | 01022021 |  | Schneider Electric |  | SER | MTN515125 |  |  | 4.52 |  | 1 |  | 10 | AFDEKRAAM M-PLAN 1-V ACTIEFWIT LOGO | PLAQUE M-PLAN 1 POSTE BLC ACTIF BRILLANT |  | Fra. 1g TPb aw M-Pl | [18 empty] | 1 | 3606485097787 | 0 |  | 23 | 8 | 9 | 1 | 0.072 | 13606485097784 | 10 | 260 | 1.2 | 0.9 | 1.2 |  | 43606485097785 | 300 | 8240 | 40 | 30 | 30 | [10 empty] | 10 | N | [12 empty] | MT4 | ML | 3925901000 | [14 empty] | M-Plan afdekplaat, enkelvoudig, actief wit, glanzend, System M | Plaque M-Plan simple, blanc actif, brillant, System M | [17 empty] | https://eref.se.com/be/nl/sis-tarif/product/MTN515125 | https://eref.se.com/be/fr/sis-tarif/product/MTN515125
Schneider Electric | Schneider Electric | 01022021 |  | Schneider Electric |  | SER | MTN515144 |  |  | 4.52 |  | 1 |  | 10 | AFDEKRAAM M-PLAN 1-V WIT LOGO | PLAQUE M-PLAN 1 POSTE BLC IVO BRILLANT |  | Fra. 1g TPb w M-Pl | [18 empty] | 1 | 3606480351594 | 0 |  | 23 | 8 | 9 | 1 | 0.072 | 13606480351591 | 10 | 261 | 12.1 | 9.2 | 9.2 | [17 empty] | 10 | N | [12 empty] | MT4 | ML | 3925901000 | [14 empty] | M-Plan afdekplaat, enkelvoudig, wit ivoor, glanzend, System M | Plaque M-Plan simple, blanc ivoire, brillant, System M | [17 empty] | https://eref.se.com/be/nl/sis-tarif/product/MTN515144 | https://eref.se.com/be/fr/sis-tarif/product/MTN515144
Schneider Electric | Schneider Electric | 01022021 |  | Schneider Electric |  | SER | MTN515219 |  |  | 7.24 |  | 1 |  | 10 | AFDEKRAAM M-PLAN 2-V POLARWIT LOGO | PLAQUE M-PLAN 2 POSTES BLC POL BRILLANT |  | Fra. 2g TPb pw M-Pl | [18 empty] | 1 | 3606485097794 | 0 |  | 38 | 15 | 9 | 1 | 0.135 | 13606485097791 | 10 | 430 | 12.1 | 16.2 | 16.2 |  | 43606485097792 | 160 | 7340 | 60 | 40 | 30 | [10 empty] | 10 | N | [12 empty] | MT4 | ML | 3925901000 | [14 empty] | M-Plan afdekplaat, dubbel, polarwit, glanzend, System M | Plaque M-Plan double, blanc polaire, brillant, System M | [17 empty] | https://eref.se.com/be/nl/sis-tarif/product/MTN515219 | https://eref.se.com/be/fr/sis-tarif/product/MTN515219
Schneider Electric | Schneider Electric | 01022021 |  | Schneider Electric |  | SER | MTN515225 |  |  | 7.24 |  | 1 |  | 10 | AFDEKRAAM M-PLAN 2-V ACTIEFWIT LOGO | PLAQUE M-PLAN 2 POSTES BLC ACT BRILLANT |  | Fra. 2g TPb aw M-Pl | [18 empty] | 1 | 3606485097800 | 0 |  | 38 | 15 | 9 | 1 | 0.135 | 13606485097807 | 10 | 428 | 16 | 12 | 9 | [17 empty] | 8 | N | [12 empty] | MT4 | ML | 3925901000 | [14 empty] | M-Plan afdekplaat, dubbel, actief wit, glanzend, System M | Plaque M-Plan double, blanc actif, brillant, System M | [17 empty] | https://eref.se.com/be/nl/sis-tarif/product/MTN515225 | https://eref.se.com/be/fr/sis-tarif/product/MTN515225
Schneider Electric | Schneider Electric | 01022021 |  | Schneider Electric |  | SER | MTN515244 |  |  | 7.24 |  | 1 |  | 10 | AFDEKRAAM M-PLAN 2-V WIT LOGO | PLAQUE M-PLAN 2 POSTES BLC IVO BRILLANT |  | Fra. 2g TPb w M-Pl | [18 empty] | 1 | 3606480351600 | 0 |  | 37 | 15 | 9 | 1 | 0.135 | 13606480351607 | 10 | 429 | 9.5 | 16.5 | 12 |  | 43606480351608 | 160 | 7630 | 60 | 40 | 30 | [10 empty] | 8 | N | [12 empty] | MT4 | ML | 3925901000 | [14 empty] | M-Plan afdekplaat, dubbel, wit ivoor, glanzend, System M | Plaque M-Plan double, blanc ivoire, brillant, System M | [17 empty] | https://eref.se.com/be/nl/sis-tarif/product/MTN515244 | https://eref.se.com/be/fr/sis-tarif/product/MTN515244
Schneider Electric | Schneider Electric | 01022021 |  | Schneider Electric |  | SER | MTN515319 |  |  | 10.86 |  | 1 |  | 10 | AFDEKRAAM M-PLAN 3-V POLARWIT LOGO | PLAQUE M-PLAN 3 POSTES BLC POL BRILLANT |  | Fra. 3g TPb pw M-Pl | [18 empty] | 1 | 3606485097817 | 0 |  | 52 | 23 | 9 | 1 | 0.207 | 13606485097814 | 10 | 609 | 2.4 | 1.2 | 2.4 |  | 43606485097815 | 60 | 4090 | 40 | 30 | 30 | [10 empty] | 8 | N | [12 empty] | MT4 | ML | 3925901000 | [14 empty] | M-Plan afdekplaat, drievoudig, polarwit, glanzend, System M | Plaque M-Plan triple, blanc polaire, brillant, System M | [17 empty] | https://eref.se.com/be/nl/sis-tarif/product/MTN515319 | https://eref.se.com/be/fr/sis-tarif/product/MTN515319
Schneider Electric | Schneider Electric | 01022021 |  | Schneider Electric |  | SER | MTN515325 |  |  | 10.86 |  | 1 |  | 10 | AFDEKRAAM M-PLAN 3-V ACTIEFWIT LOGO | PLAQUE M-PLAN 3 POSTES BLC ACT BRILLANT |  | Fra. 3g TPb aw M-Pl | [18 empty] | 1 | 3606485097824 | 0 |  | 52 | 23 | 9 | 1 | 0.207 | 13606485097821 | 10 | 609 | 23.5 | 12.1 | 9.2 | [17 empty] | 8 | N | [12 empty] | MT4 | ML | 3925901000 | [14 empty] | M-Plan afdekplaat, drievoudig, actief wit, glanzend, System M | Plaque M-Plan triple, blanc actif, brillant, System M | [17 empty] | https://eref.se.com/be/nl/sis-tarif/product/MTN515325 | https://eref.se.com/be/fr/sis-tarif/product/MTN515325
Schneider Electric | Schneider Electric | 01022021 |  | Schneider Electric |  | SER | MTN515344 |  |  | 10.86 |  | 1 |  | 10 | AFDEKRAAM M-PLAN 3-V WIT LOGO | PLAQUE M-PLAN 3 POSTES BLC IVO BRILLANT |  | Fra. 3g TPb w M-Pl | [18 empty] | 1 | 3606480351617 | 0 |  | 52 | 23 | 9 | 1 | 0.207 | 13606480351614 | 10 | 597 | 23.5 | 12.1 | 9.2 | [17 empty] | 8 | N | [12 empty] | MT4 | ML | 3925901000 | [14 empty] | M-Plan afdekplaat, drievoudig, wit ivoor, glanzend, System M | Plaque M-Plan triple, blanc ivoire, brillant, System M | [17 empty] | https://eref.se.com/be/nl/sis-tarif/product/MTN515344 | https://eref.se.com/be/fr/sis-tarif/product/MTN515344
Schneider Electric | Schneider Electric | 01022021 |  | Schneider Electric |  | SER | MTN515419 |  |  | 16.29 |  | 1 |  | 2 | AFDEKRAAM M-PLAN 4-V POLARWIT LOGO | PLAQUE M-PLAN 4 POSTES BLC POL BRILLANT |  | Fra. 4g TPb pw M-Pl | [18 empty] | 1 | 3606485097831 | 0 |  | 68 | 30 | 9 | 1 | 0.27 | 13606485097838 | 2 | 169 | 9 | 3 | 31 | [17 empty] | 8 | N | [12 empty] | MT4 | ML | 3925901000 | [14 empty] | M-Plan afdekplaat, viervoudig, polarwit, glanzend, System M | Plaque M-Plan quadruple, blanc polaire, brillant, System M | [17 empty] | https://eref.se.com/be/nl/sis-tarif/product/MTN515419 | https://eref.se.com/be/fr/sis-tarif/product/MTN515419
Schneider Electric | Schneider Electric | 01022021 |  | Schneider Electric |  | SER | MTN515425 |  |  | 6.61 |  | 1 |  | 2 | AFDEKRAAM M-PLAN 4-V ACTIEFWIT LOGO | PLAQUE M-PLAN 4 POSTES BLC ACT BRILLANT |  | Fra. 4g TPb aw M-Pl | [18 empty] | 1 | 3606485097848 | 0 |  | 68 | 30 | 9 | 1 | 0.27 | 13606485097845 | 2 | 169 | 9 | 3 | 3 | [17 empty] | 8 | N | [12 empty] | MT4 | ML | 3925901000 | [14 empty] | M-Plan afdekplaat, viervoudig, actief wit, glanzend, System M | Plaque M-Plan quadruple, blanc actif, brillant, System M | [17 empty] | https://eref.se.com/be/nl/sis-tarif/product/MTN515425 | https://eref.se.com/be/fr/sis-tarif/product/MTN515425
Schneider Electric | Schneider Electric | 01022021 |  | Schneider Electric |  | SER | MTN515444 |  |  | 16.29 |  | 1 |  | 2 | AFDEKRAAM M-PLAN 4-V WIT LOGO | PLAQUE M-PLAN 4 POSTES BLC IVO BRILLANT |  | Fra. 4g TPb w M-Pl | [18 empty] | 1 | 3606480351624 | 0 |  | 68 | 30 | 9 | 1 | 0.27 | 13606480351621 | 2 | 170 | 9.2 | 2.6 | 30.6 | [17 empty] | 8 | N | [12 empty] | MT4 | ML | 3926909790 | [14 empty] | M-Plan afdekplaat, viervoudig, wit ivoor, glanzend, System M | Plaque M-Plan quadruple, blanc ivoire, brillant, System M | [17 empty] | https://eref.se.com/be/nl/sis-tarif/product/MTN515444 | https://eref.se.com/be/fr/sis-tarif/product/MTN515444
Schneider Electric | Schneider Electric | 01022021 |  | Schneider Electric |  | SER | MTN515519 |  |  | 24.45 |  | 1 |  | 1 | AFDEKRAAM M-PLAN 5-V POLARWIT LOGO | PLAQUE M-PLAN 5 POSTES BLC POL BRILLANT |  | Fra. 5g TPb pw M-Pl | [18 empty] | 1 | 3606485097855 | 0 |  | 120 | 9 | 1 | 38 | 0.342 | [23 empty] | 8 | N | [12 empty] | MT4 | ML | 3925901000 | [14 empty] | M-Plan afdekplaat, vijfvoudig, polarwit, glanzend, System M | Plaque M-Plan quintuple, blanc polaire, System M | [17 empty] | https://eref.se.com/be/nl/sis-tarif/product/MTN515519 | https://eref.se.com/be/fr/sis-tarif/product/MTN515519
Schneider Electric | Schneider Electric | 01022021 |  | Schneider Electric |  | SER | MTN515525 |  |  | 26.89 |  | 1 |  | 1 | AFDEKRAAM M-PLAN 5-V ACTIEFWIT LOGO | PLAQUE M-PLAN 5 POSTES BLC ACT BRILLANT |  | Fra. 5g TPb aw M-Pl | [18 empty] | 1 | 3606485097862 | 0 |  | 120 | 9 | 1 | 38 | 0.342 | [23 empty] | 8 | N | [12 empty] | MT4 | ML | 3925901000 | [14 empty] | M-Plan afdekplaat, vijfvoudig, actief wit, glanzend, System M | Plaque M-Plan quintuple, blanc actif, brillant, System M | [17 empty] | https://eref.se.com/be/nl/sis-tarif/product/MTN515525 | https://eref.se.com/be/fr/sis-tarif/product/MTN515525
Schneider Electric | Schneider Electric | 01022021 |  | Schneider Electric |  | SER | MTN515544 |  |  | 24.45 |  | 1 |  | 1 | AFDEKRAAM M-PLAN 5-V WIT LOGO | PLAQUE M-PLAN 5 POSTES BLC IVO BRILLANT |  | Fra. 5g TPb w M-Pl | [18 empty] | 1 | 3606480351631 | 0 |  | 122 | 9 | 1 | 38 | 0.342 | [23 empty] | 8 | N | [12 empty] | MT4 | ML | 3926909790 | [14 empty] | M-Plan afdekplaat, vijfvoudig, wit ivoor, glanzend, System M | Plaque M-Plan quintuple, blanc ivoire, brillant, System M | [17 empty] | https://eref.se.com/be/nl/sis-tarif/product/MTN515544 | https://eref.se.com/be/fr/sis-tarif/product/MTN515544
Schneider Electric | Schneider Electric | 01022021 |  | Schneider Electric |  | SER | MTN515819 |  |  | 6.79 |  | 1 |  | 2 | AFDEKRAAM M-PLAN 2-V POLARWIT Z.MID LOGO | PLAQUE M-PLAN 2 POSTES VT BLC POL BRILL |  | Fra. 2g wo cen.brdg.pie. TPb pw M-Pl | [18 empty] | 1 | 3606485097879 | 0 |  | 35 | 16 | 9 | 1 | 0.144 | 13606485097876 | 2 | 89 | 9.2 | 2.6 | 16.3 | [17 empty] | 8 | N | [12 empty] | MT4 | ML | 3925901000 | [14 empty] | M-Plan afdekplaat, dubbel zonder middenstuk, polarwit, glanzend, System M | Plaque métal double sans pièce centrale, blanc polaire, brillant, System M | [17 empty] | https://eref.se.com/be/nl/sis-tarif/product/MTN515819 | https://eref.se.com/be/fr/sis-tarif/product/MTN515819
Schneider Electric | Schneider Electric | 01022021 |  | Schneider Electric |  | SER | MTN515825 |  |  | 7.48 |  | 1 |  | 2 | AFDEKRAAM M-PLAN 2-V ACT.WIT Z.MID LOGO | PLAQUE M-PLAN 2 POSTES VT BLC ACT BRILL |  | Fra. 2g wo cen.brdg.pie. TPb aw M-Pl | [18 empty] | 1 | 3606485097886 | 0 |  | 35 | 16 | 9 | 1 | 0.144 | 13606485097883 | 2 | 89 | 9.2 | 2.6 | 16.2 | [17 empty] | 8 | N | [12 empty] | MT4 | ML | 3925901000 | [14 empty] | M-Plan afdekplaat, dubbel zonder middenstuk, actief wit, glanzend, System M | Plaque métal double sans pièce centrale, blanc actif, brillant, System M | [17 empty] | https://eref.se.com/be/nl/sis-tarif/product/MTN515825 | https://eref.se.com/be/fr/sis-tarif/product/MTN515825
Schneider Electric | Schneider Electric | 01022021 |  | Schneider Electric |  | SER | MTN515844 |  |  | 6.79 |  | 1 |  | 2 | AFDEKRAAM M-PLAN 2-V WIT Z.MID LOGO | PLAQUE M-PLAN 2 POSTES VT BLC IVO BRILL |  | Fra. 2g wo cen.brdg.pie. TPb w M-Pl | [18 empty] | 1 | 3606480351648 | 0 |  | 35 | 16 | 9 | 1 | 0.144 | 13606480351645 | 2 | 89 | 9.2 | 2.5 | 16.2 | [17 empty] | 2 | Y | [12 empty] | MT4 | ML | 3925901000 | [14 empty] | M-Plan afdekplaat, dubbel zonder middenstuk, wit ivoor, glanzend, System M | Plaque métal double sans pièce centrale, blanc ivoire, brillant, System M | [17 empty] | https://eref.se.com/be/nl/sis-tarif/product/MTN515844 | https://eref.se.com/be/fr/sis-tarif/product/MTN515844
Schneider Electric | Schneider Electric | 01022021 |  | Schneider Electric |  | SER | MTN516519 |  |  | 20.07 |  | 1 |  | 5 | AQUADESIGN KLAPDEKSEL IP44 POLARWIT | INTERM.RING W. HING.LID PW AQD |  | Interm.ring w. hing.lid pw AQD | [18 empty] | 1 | 3606485006888 | 0 |  | 25 | 7 | 7 | 2 | 0.098 | 13606485006885 | 5 | 140 | 7 | 12.5 | 7 |  | 43606485006886 | 120 | 3770 | 40 | 30 | 30 | [10 empty] | 8 | N | [12 empty] | MT4 | ML | 3926909790 | [14 empty] | Tussenring met scharnierend deksel, polarwit, Aquadesign | Adaptateur pour M-Plan avec volet opaque, blanc | [17 empty] | https://eref.se.com/be/nl/sis-tarif/product/MTN516519 | https://eref.se.com/be/fr/sis-tarif/product/MTN516519
Schneider Electric | Schneider Electric | 01022021 |  | Schneider Electric |  | SER | MTN517453 |  |  | 44.06 |  | 1 |  | 5 | INTERM.RING W. HL F. COMB.INS. ATB SYSD | INTERM.RING W. HL F. COMB.INS. ATB SYSD |  | Interm.ring w. HL f. comb.ins. atb SysD | [18 empty] | 1 | 3606485097992 | 0 |  | 58 | 7 | 7 | 4 | 0.196 | 13606485097999 | 5 | 323 | 20.1 | 7.2 | 7.2 | [17 empty] | 2 | Y | [12 empty] | MT4 | ML | 85389099 | [14 empty] | Interm. ring m. sch.deksel v. gecomb.inz.overeenk. DIN 49075, ant.mess., Antique | Bague interm. avec volet & inserts comb. en ligne DIN 49075, laiton antique,Ant. | [17 empty] | https://eref.se.com/be/nl/sis-tarif/product/MTN517453 | https://eref.se.com/be/fr/sis-tarif/product/MTN517453
Schneider Electric | Schneider Electric | 01022021 |  | Schneider Electric |  | SER | MTN518419 |  |  | 4.52 |  | 1 |  | 10 | ADAPTER POLARWIT ARTEC/ANTIEK | ADAP. F. INTEGR. PW SYSM IN SYSD |  | Adap. f. integr. pw SysM in SysD | [18 empty] | 1 | 3606485007113 | 0 |  | 7 | 7 | 7 | 1 | 0.049 | 13606485007110 | 10 | 102 | 7.6 | 7.6 | 8.9 | [17 empty] | 8 | N | [12 empty] | MT4 | ML | 3925901000 | [14 empty] | Adapter, polarwit, Artec/Trancent/Antique | Adaptateur, blanc polaire, Artec/Trancent/Antique | [17 empty] | https://eref.se.com/be/nl/sis-tarif/product/MTN518419 | https://eref.se.com/be/fr/sis-tarif/product/MTN518419
Schneider Electric | Schneider Electric | 01022021 |  | Schneider Electric |  | SER | MTN524114 |  |  | 5.7 |  | 1 |  | 36 | OPBOUWDOOS M-ELEG ENKELVOUDIG ANTRACIET | BOÎTE SAILLIE M-ELE 1 POSTE ANTHRACITE |  | SM-hous. 1g TPm ant M-Ele | [18 empty] | 1 | 3606485111759 | 0 |  | 97 | 10 | 10 | 5 | 0.5 | 43606485111757 | 36 | 3897 | 40 | 30 | 19 | [17 empty] | 8 | N | [12 empty] | MT4 | ML | 3925901000 | [14 empty] | Opbouwdoos enkel, antraciet, System M-Elegance | Boîte saillie 1 poste, anthracite, System M-Elegance | [17 empty] | https://eref.se.com/be/nl/sis-tarif/product/MTN524114 | https://eref.se.com/be/fr/sis-tarif/product/MTN524114
Schneider Electric | Schneider Electric | 01022021 |  | Schneider Electric |  | SER | MTN524119 |  |  | 5.18 |  | 1 |  | 36 | OPBOUWDOOS M-ELEG ENKELV.POLARWIT GLANZ. | BOÎTE SAILLIE ELEG 1 POSTE BLC POL BRILL |  | SM-hous. 1g TPb pw M-Ele | [18 empty] | 1 | 3606485111766 | 0 |  | 97 | 10 | 10 | 5 | 0.5 | 43606485111764 | 36 | 3900 | 40 | 30 | 18.5 | [17 empty] | 8 | N | [12 empty] | MT4 | ML | 3925901000 | [14 empty] | Opbouwdoos enkel, polarwit, glanzend, System M-Elegance | Boîte saillie 1 poste, blanc polaire, brillant, System M-Elegance | [17 empty] | https://eref.se.com/be/nl/sis-tarif/product/MTN524119 | https://eref.se.com/be/fr/sis-tarif/product/MTN524119
Schneider Electric | Schneider Electric | 01022021 |  | Schneider Electric |  | SER | MTN524144 |  |  | 5.58 |  | 1 |  | 1 | OPBOUWDOOS M-ELEG ENKELV.WITIVOOR GLANZ. | BOÎTE SAILLIE ELEG 1 POSTE BLC IVO BRILL |  | SM-hous. 1g TPb w M-Ele | [18 empty] | 1 | 3606485111773 | 0 |  | 97 | 10 | 10 | 5 | 0.5 | [23 empty] | 2 | Y | [12 empty] | MT4 | ML | 3926909790 | [14 empty] | Opbouwdoos enkel, wit ivoor, glanzend, System M-Elegance | Boîte saillie 1 poste, blanc ivoire, brillant, System M-Elegance | [17 empty] | https://eref.se.com/be/nl/sis-tarif/product/MTN524144 | https://eref.se.com/be/fr/sis-tarif/product/MTN524144
Schneider Electric | Schneider Electric | 01022021 |  | Schneider Electric |  | SER | MTN524214 |  |  | 8.54 |  | 1 |  | 21 | OPBOUWDOOS M-ELEG DUBBEL ANTRACIET | BOÎTE SAILLIE M-ELE 2 POSTES ANTHRACITE |  | SM-hous. 2g TPm ant M-Ele | [18 empty] | 1 | 3606485111780 | 0 |  | 146 | 17 | 10 | 5 | 0.85 | 43606485111788 | 21 | 3470 | 40 | 30 | 18.5 | [17 empty] | 4 | N | [12 empty] | MT4 | ML | 3925901000 | [14 empty] | Opbouwdoos dubbel, antraciet, System M-Elegance | Boîte saillie 2 postes, anthracite, System M-Elegance | [17 empty] | https://eref.se.com/be/nl/sis-tarif/product/MTN524214 | https://eref.se.com/be/fr/sis-tarif/product/MTN524214
Schneider Electric | Schneider Electric | 01022021 |  | Schneider Electric |  | SER | MTN524219 |  |  | 7.76 |  | 1 |  | 21 | OPBOUWDOOS M-ELEG DUBBEL POLARWIT GLANZ. | BOÎTE SAILLIE ELEG 2 POSTE BLC POL BRILL |  | SM-hous. 2g TPb pw M-Ele | [18 empty] | 1 | 3606485111797 | 0 |  | 146 | 17 | 10 | 5 | 0.85 | 43606485111795 | 21 | 3471 | 40 | 30 | 19 | [17 empty] | 4 | N | [12 empty] | MT4 | ML | 3925901000 | [14 empty] | Opbouwdoos dubbel, polarwit, glanzend, System M-Elegance | Boîte saillie 2 postes, blanc polaire, brillant, System M-Elegance | [17 empty] | https://eref.se.com/be/nl/sis-tarif/product/MTN524219 | https://eref.se.com/be/fr/sis-tarif/product/MTN524219
Schneider Electric | Schneider Electric | 01022021 |  | Schneider Electric |  | SER | MTN524244 |  |  | 7.62 |  | 1 |  | 1 | OPBOUWDOOS M-ELEG DUBBEL WITIVOOR GLANZ. | BOÎTE SAILLIE ELEG 2 POSTE BLC IVO BRILL |  | SM-hous. 2g TPb w M-Ele | [18 empty] | 1 | 3606485111803 | 0 |  | 148 | 17 | 10 | 5 | 0.85 | [23 empty] | 2 | Y | [12 empty] | MT4 | ML | 3926909790 | [14 empty] | Opbouwdoos dubbel, wit ivoor, glanzend, System M-Elegance | Boîte saillie 2 postes, blanc ivoire, brillant, System M-Elegance | [17 empty] | https://eref.se.com/be/nl/sis-tarif/product/MTN524244 | https://eref.se.com/be/fr/sis-tarif/product/MTN524244
Schneider Electric | Schneider Electric | 01022021 |  | Schneider Electric |  | SER | MTN5250-0325 |  |  | 8.31 |  | 1 |  | 5 | SYSTEEM-M DRAAIKNOP DIMMER ACTIEF WIT | CEN.PLA. F. RO.DIM.INS. TPB AW SYSM |  | Cen.pla. f. ro.dim.ins. TPb aw SysM | [8 empty] | 09.07 | 1 | [8 empty] | 1 | 3606480216930 | 0 |  | 25 | 6 | 6 | 2 | 0.072 | 13606480216937 | 5 | 150 | 12.5 | 7.2 | 7.2 | [17 empty] | 8 | N | [12 empty] | MT4 | ML | 3925901000 | [14 empty] | Centrale plaat met draaiknop, actief wit, glanzend, Systeem M | Plaque centrale avec variateur rotatif, active white, brillant, System M | [17 empty] | https://eref.se.com/be/nl/sis-tarif/product/MTN5250-0325 | https://eref.se.com/be/fr/sis-tarif/product/MTN5250-0325
Schneider Electric | Schneider Electric | 01022021 |  | Schneider Electric |  | SER | MTN5250-0344 |  |  | 7.73 |  | 1 |  | 5 | DRAAIKNOP SYSTEM-M WIT | CEN.PLA. F. RO.DIM.INS. TPB W SYSM |  | Cen.pla. f. ro.dim.ins. TPb w SysM | [8 empty] | 09.07 | 1 | [8 empty] | 1 | 3606480216916 | 0 |  | 18 | 6 | 6 | 2 | 0.072 | 13606480216913 | 5 | 116 | 12.5 | 7.2 | 7.2 | [17 empty] | 8 | N | [12 empty] | MT4 | ML | 3925901000 | [14 empty] | Centrale plaat met draaiknop, wit, glanzend, Systeem M | Plaque centrale avec variateur rotatif, blanc, brillant, System M | [17 empty] | https://eref.se.com/be/nl/sis-tarif/product/MTN5250-0344 | https://eref.se.com/be/fr/sis-tarif/product/MTN5250-0344
Schneider Electric | Schneider Electric | 01022021 |  | Schneider Electric |  | SER | MTN5250-0414 |  |  | 11.4 |  | 1 |  | 5 | SYSTEEM-M DRAAIKNOP DIMMER ANTRACIET | CEN.PLA. F. RO.DIM.INS. TPM ANT SYSM |  | Cen.pla. f. ro.dim.ins. TPm ant SysM | [8 empty] | 09.07 | 1 | [8 empty] | 1 | 3606480216947 | 0 |  | 25 | 6 | 6 | 2 | 0.072 | 13606480216944 | 5 | 150 | 13 | 7 | 7 | [17 empty] | 8 | N | [12 empty] | MT4 | ML | 3925901000 | [14 empty] | Centrale plaat met draaiknop, antraciet, Systeem M | Plaque centrale avec variateur rotatif, anthracite, System M | [17 empty] | https://eref.se.com/be/nl/sis-tarif/product/MTN5250-0414 | https://eref.se.com/be/fr/sis-tarif/product/MTN5250-0414
Schneider Electric | Schneider Electric | 01022021 |  | Schneider Electric |  | SER | MTN5250-4019 |  |  | 18.25 |  | 1 |  | 10 | DRAAIKNOP ARTEC/ANTIEK POLARWIT | CEN.PLA. F. RO.DIM.INS. PW SYSD |  | Cen.pla. f. ro.dim.ins. pw SysD | [8 empty] | 09.07 | 1 | [8 empty] | 1 | 3606480216961 | 0 |  | 26 | 7 | 7 | 1 | 0.049 | 13606480216968 | 10 | 307 | 22.3 | 7.2 | 7.2 | [17 empty] | 8 | N | [12 empty] | MT4 | ML | 3925901000 | [14 empty] | Centrale plaat met draaiknop, polarwit, Artec/Trancent/Antique | Plaque centrale avec sélecteur rotatif, blanc polaire, Artec/Trancent/Antique | [17 empty] | https://eref.se.com/be/nl/sis-tarif/product/MTN5250-4019 | https://eref.se.com/be/fr/sis-tarif/product/MTN5250-4019
Schneider Electric | Schneider Electric | 01022021 |  | Schneider Electric |  | SER | MTN5250-4143 |  |  | 25.67 |  | 1 |  | 5 | CENTPLATE F. DIM. INSERT ANT BRASS SYSF | CENTPLATE F. DIM. INSERT ANT BRASS SYSF |  | CentPlate f. Dim. Insert ant brass SysF | [8 empty] | 09.07 | 1 | [8 empty] | 1 | 3606480216985 | 0 |  | 47 | 7 | 7 | 2 | 0.098 | 13606480216982 | 5 | 260 | 12.5 | 7.2 | 7.2 | [17 empty] | 8 | N | [12 empty] | MT4 | ML | 85389099 | [14 empty] | Centrale plaat met draaiknop, antiek messing, Artec/Trancent/Antique | Plaque centrale avec sélecteur rotatif, laiton antique, Artec/Trancent/Antique | [17 empty] | https://eref.se.com/be/nl/sis-tarif/product/MTN5250-4143 | https://eref.se.com/be/fr/sis-tarif/product/MTN5250-4143
Schneider Electric | Schneider Electric | 01022021 |  | Schneider Electric |  | SER | MTN536400 |  |  | 113.03 |  | 1 |  | 1 | THERMOSTAAT + WISSELCONT. 230V | RTC INS. W. CHA.CON. 230V FM |  | RTC ins. w. cha.con. 230V FM | [8 empty] | 09.07 | 1 | [8 empty] | 1 | 3606485007359 | 0 |  | 760 | 8 | 8 | 6 | 0.384 | [23 empty] | 8 | N | [12 empty] | MT4 | ML | 9032102090 | [14 empty] | Kamertermostaat met tweewegscontact, AC 230 V, 5(2) A | Mécanisme de thermostat d'ambiance à contact inverseur, 230 VCA, 5 A | [17 empty] | https://eref.se.com/be/nl/sis-tarif/product/MTN536400 | https://eref.se.com/be/fr/sis-tarif/product/MTN536400
Schneider Electric | Schneider Electric | 01022021 |  | Schneider Electric |  | SER | MTN542895 |  |  | 6.48 |  | 1 |  | 1 | CONDENSATOR 230V 0,33uF | Condensateur pour ARGUS |  | Capacitor 230V | [18 empty] | 1 | 3606485075044 | 0 |  | 15 | 7 | 7 | 2 | 0.098 | [23 empty] | 8 | N | [12 empty] | G12 | OA | 8532250040 | [33 empty] | https://eref.se.com/be/nl/sis-tarif/product/MTN542895 | https://eref.se.com/be/fr/sis-tarif/product/MTN542895
Schneider Electric | Schneider Electric | 01022021 |  | Schneider Electric |  | SER | MTN544819 |  |  | 130.6 |  | 1 |  | 1 | SCHEMERSCHAKELAAR MET SCHAK.VERTR.PW | ARG L.SEN.SW.W.SWIT.DE. SM PW |  | ARG l.sen.sw.w.swit.de. SM pw | [8 empty] | 09.07 | 1 | [8 empty] | 1 | 3606485098272 | 0 |  | 198 | 9 | 6 | 10 | 0.54 | [23 empty] | 8 | N | [12 empty] | G12 | OA | 8536508090 | [14 empty] | ARGUS lichtgevoelige schakelaar met schakelvertraging, polarwit | Interrupteur photosensible ARGUS avec temporisateur, blanc polaire | [17 empty] | https://eref.se.com/be/nl/sis-tarif/product/MTN544819 | https://eref.se.com/be/fr/sis-tarif/product/MTN544819
Schneider Electric | Schneider Electric | 01022021 |  | Schneider Electric |  | SER | MTN544829 |  |  | 109.99 |  | 1 |  | 1 | SCHEMERSCHAKELAAR Z/SCHAK VERTR GRIJS | CRÉPUSCULAIRE ARGUS GRIS SANS TEMPORISAT |  | ARG l.sen.sw.wo.swit.de. SM lgr | [8 empty] | 09.07 | 1 | [8 empty] | 1 | 3606485098289 | 0 |  | 196 | 9 | 6 | 10 | 0.54 | [23 empty] | 8 | N | [12 empty] | G12 | OA | 8536508090 | [14 empty] | ARGUS lichtgevoelige schakelaar zonder schakelvertraging, lichtgrijs | [18 empty] | https://eref.se.com/be/nl/sis-tarif/product/MTN544829 | https://eref.se.com/be/fr/sis-tarif/product/MTN544829
Schneider Electric | Schneider Electric | 01022021 |  | Schneider Electric |  | SER | MTN544894 |  |  | 71.44 |  | 1 |  | 1 | SCHEMERSCHAKELAAR MET SCHAK VERTR GRIJS | ARG L.SEN.SW. W. SW.DELAY SM LGR |  | ARG l.sen.sw. w. sw.delay SM lgr | [8 empty] | 09.07 | 1 | [8 empty] | 1 | 3606485098296 | 0 |  | 196 | 9 | 6 | 10 | 0.54 | [23 empty] | 10 | N | [12 empty] | G12 | OA | 8536508090 | [14 empty] | ARGUS lichtgevoelige schakelaar met schakelvertraging, lichtgrijs | [18 empty] | https://eref.se.com/be/nl/sis-tarif/product/MTN544894 | https://eref.se.com/be/fr/sis-tarif/product/MTN544894
Schneider Electric | Schneider Electric | 01022021 |  | Schneider Electric |  | SER | MTN5493-3190 |  |  | 85.3 |  | 1 |  | 1 | ARGUS SYSTEEMRELAIS ROOKMELDER | RELAIS POUR DETECTEUR DE FUMEE ARGUS |  | System relay FM for ARGUS Smoke Detector | [18 empty] | 1 | 3606480702372 | 0 |  | 59 | 5.1 | 3.4 | 4.4 | 76.296 |  | 1 | 59 | 7.6 | 7.6 | 5.3 | [17 empty] | 10 | N | [12 empty] | G12 | OA | 8531900000 | [15 empty] | Relais encastré pour détecteur de fumée ARGUS
Schneider Electric | Schneider Electric | 01022021 |  | Schneider Electric |  | SER | MTN550619 |  |  | 16.2 |  | 1 |  | 21 | ARGUS OPBOUWBEHUIZING | SOCLE DE FI1ATION SAILLIE |  | SM hous. f. ARG presence pw | [18 empty] | 1 | 3606485007854 | 0 |  | 85 | 11 | 11 | 7 | 0.847 | 43606485007852 | 21 | 2200 | 40 | 30 | 18.5 |  | 43606485007852 | 21 | 2310 | 40 | 30 | 30 | [10 empty] | 2 | Y | [12 empty] | G12 | OA | 3926909790 | [15 empty] | Argus Presence - socle pour montage en saillie | [17 empty] | https://eref.se.com/be/nl/sis-tarif/product/MTN550619 | https://eref.se.com/be/fr/sis-tarif/product/MTN550619
Schneider Electric | Schneider Electric | 01022021 |  | Schneider Electric |  | SER | MTN5510-1119 |  |  | 94.76 |  | 1 |  | 1 | ARGUS AANW.MELDER,INB.,360GR.,1 RELAIS | ARGUS PRESENCE MASTER 1 CANAL |  | ARGUS Presence Master with IR, relay 1-g | [8 empty] | 09.07 | 1 | [8 empty] | 1 | 3606480558795 | 0 |  | 358 | 18 | 14 | 10 | 2.52 | [7 empty] | 43606480558793 | 8 | 3376 | 40 | 30 | 30 | [10 empty] | 2 | Y | [12 empty] | G12 | OA | 8536508090 | [15 empty] | Argus Presence - détecteur maître - 1 canal - 360° | [17 empty] | https://eref.se.com/be/nl/sis-tarif/product/MTN5510-1119 | https://eref.se.com/be/fr/sis-tarif/product/MTN5510-1119
Schneider Electric | Schneider Electric | 01022021 |  | Schneider Electric |  | SER | MTN5510-1219 |  |  | 120.35 |  | 1 |  | 1 | ARGUS AANW.MELDER,INB.,360GR.,2 RELAIS | ARGUS PRESENCE MASTER 2 CANALS |  | ARGUS Presence Master with IR, relay 2-g | [8 empty] | 09.07 | 1 | [8 empty] | 1 | 3606480467424 | 0 |  | 162 | 11 | 11 | 7 | 0.847 | [7 empty] | 43606480467422 | 8 | 3565 | 40 | 30 | 30 | [10 empty] | 6 | N | [12 empty] | G12 | OA | 8536508090 | [15 empty] | Argus Presence - détecteur maître - 2 canaux - 360° | [17 empty] | https://eref.se.com/be/nl/sis-tarif/product/MTN5510-1219 | https://eref.se.com/be/fr/sis-tarif/product/MTN5510-1219
Schneider Electric | Schneider Electric | 01022021 |  | Schneider Electric |  | SER | MTN5510-1419 |  |  | 149.1 |  | 1 |  | 1 | ARGUS AANW.MELDER,INB.,360GR.,1-10 V | ARGUS PRESENCE 1-10V |  | ARGUS Presence Master with IR, 1-10 V | [8 empty] | 09.07 | 1 | [8 empty] | 1 | 3606480467431 | 0 |  | 378 | 14 | 18 | 10 | 2.52 | [7 empty] | 43606480467439 | 8 | 3492 | 40 | 30 | 30 | [10 empty] | 6 | N | [12 empty] | G12 | OA | 8536508090 | [15 empty] | Argus Presence - détecteur maître 1-10V - 360° | [17 empty] | https://eref.se.com/be/nl/sis-tarif/product/MTN5510-1419 | https://eref.se.com/be/fr/sis-tarif/product/MTN5510-1419
Schneider Electric | Schneider Electric | 01022021 |  | Schneider Electric |  | SER | MTN5510-1519 |  |  | 164.5 |  | 1 |  | 1 | ARGUS AANW.MELDER,INB.,360GR.,DALI | ARGUS DETECTEUR PRESENCE INT DALI BROAD |  | ARGUS Presence Master with IR, DALI | [8 empty] | 09.07 | 1 | [8 empty] | 1 | 3606480467448 | 0 |  | 367 | 18 | 14 | 10 | 2.52 | [7 empty] | 43606480467446 | 8 | 3381 | 40 | 30 | 30 | [10 empty] | 6 | N | [12 empty] | G12 | OA | 8536508090 | [15 empty] | Argus Presence - détecteur maître DALI - 360° | [17 empty] | https://eref.se.com/be/nl/sis-tarif/product/MTN5510-1519 | https://eref.se.com/be/fr/sis-tarif/product/MTN5510-1519
Schneider Electric | Schneider Electric | 01022021 |  | Schneider Electric |  | SER | MTN554399 |  |  | 29.27 |  | 1 |  | 1 | ARGUS VERLENGSTUK | RALLONGE DECTECTEUR |  | Extension pw ARG | [18 empty] | 1 | 3606485098456 | 0 |  | 66 | 18 | 7 | 6 | 0.756 | [23 empty] | 11 | N | [12 empty] | G12 | OA | 3926909790 | [33 empty] | https://eref.se.com/be/nl/sis-tarif/product/MTN554399 | https://eref.se.com/be/fr/sis-tarif/product/MTN554399
Schneider Electric | Schneider Electric | 01022021 |  | Schneider Electric |  | SER | MTN5570-1019 |  |  | 85.3 |  | 1 |  | 1 | ARGUS AANW.MELDER,INB.,360GR.,SLAVE | ARGUS PRESENCE SLAVE |  | ARGUS Presence Slave | [8 empty] | 09.07 | 1 | [8 empty] | 1 | 3606480467455 | 0 |  | 132 | 11 | 11 | 7 | 0.847 | [7 empty] | 43606480467453 | 8 | 2864 | 40 | 30 | 30 | [10 empty] | 6 | N | [12 empty] | G12 | OA | 8536508090 | [15 empty] | Argus Présence - détecteur esclave - 360° | [17 empty] | https://eref.se.com/be/nl/sis-tarif/product/MTN5570-1019 | https://eref.se.com/be/fr/sis-tarif/product/MTN5570-1019
Schneider Electric | Schneider Electric | 01022021 |  | Schneider Electric |  | SER | MTN5628-3119 |  |  | 161.77 |  | 1 |  | 1 | Argus melder 220 Advanced | Détecteur Argus 220 Advanced |  | ARGUS 220 Advanced pw | [8 empty] | 09.07 | 1 | [8 empty] | 1 | 3606480713774 | 0 |  | 388 | 18 | 14 | 10 | 2.52 | [23 empty] | 10 | N | [12 empty] | G12 | OA | 8536508090 | [15 empty] | ARGUS 220 avancés, blanc polaire - Carton | [17 empty] | https://eref.se.com/be/nl/sis-tarif/product/MTN5628-3119 | https://eref.se.com/be/fr/sis-tarif/product/MTN5628-3119
Schneider Electric | Schneider Electric | 01022021 |  | Schneider Electric |  | SER | MTN5640-3119 |  |  | 217.86 |  | 1 |  | 1 | Argus 360 bewegingsmelder IP54 PW | Argus Mouvement 360 IP54 blanc polaire |  | ARGUS 360 IP54 pw | [18 empty] | 1 | 3606481463968 | 0 |  | 218 | 16 | 12 | 9 | 1.728 | [7 empty] | 13606481463965 | 13 | 4419 | 30 | 40 | 30 |  | 23606481463962 | 312 | 118056 | 75 | 120 | 80 |  |  |  | 2 | Y | [12 empty] | G12 | OA | 8536508090 | [33 empty] | https://eref.se.com/be/nl/sis-tarif/product/MTN5640-3119 | https://eref.se.com/be/fr/sis-tarif/product/MTN5640-3119
Schneider Electric | Schneider Electric | 01022021 |  | Schneider Electric |  | SER | MTN565119 |  |  | 97.06 |  | 1 |  | 6 | ARGUS BEWEGINGSMELDER 110° OPB. IP55 PW | DETECTEUR ARGUS 110 |  | ARG 110 Basic pw | [8 empty] | 09.07 | 1 | [8 empty] | 1 | 3606485098487 | 0 |  | 468 | 14 | 10 | 18 | 2.52 | 43606485098485 | 6 | 3210 | 40 | 30 | 18.5 |  | 43606485098485 | 6 | 3180 | 40 | 30 | 30 | [10 empty] | 2 | Y | [12 empty] | G12 | OA | 8536508090 | [33 empty] | https://eref.se.com/be/nl/sis-tarif/product/MTN565119 | https://eref.se.com/be/fr/sis-tarif/product/MTN565119
Schneider Electric | Schneider Electric | 01022021 |  | Schneider Electric |  | SER | MTN565219 |  |  | 140.51 |  | 1 |  | 1 | ARGUS BEWEGINGSMELDER 220° OPB. IP55 PW | DETECTEUR ARGUS 220 |  | ARG 220 Basic pw | [8 empty] | 09.07 | 1 | [8 empty] | 1 | 3606485098494 | 0 |  | 444 | 14 | 10 | 18 | 2.52 | [7 empty] | 43606485098492 | 12 | 6180 | 60 | 40 | 30 | [10 empty] | 2 | Y | [12 empty] | G12 | OA | 8536508090 | [33 empty] | https://eref.se.com/be/nl/sis-tarif/product/MTN565219 | https://eref.se.com/be/fr/sis-tarif/product/MTN565219
Schneider Electric | Schneider Electric | 01022021 |  | Schneider Electric |  | SER | MTN565291 |  |  | 14.39 |  | 1 |  | 24 | ARGUS MONTAGEHOEK | EQUERRE DE MONTAGE |  | Mounting bracket pw ARG | [18 empty] | 1 | 3606485098500 | 0 |  | 97 | 13 | 7 | 7 | 0.637 | 43606485098508 | 24 | 2730 | 40 | 30 | 18.5 |  | 43606485098508 | 24 | 2940 | 40 | 30 | 30 | [10 empty] | 2 | Y | [12 empty] | G12 | OA | 3925901000 | [33 empty] | https://eref.se.com/be/nl/sis-tarif/product/MTN565291 | https://eref.se.com/be/fr/sis-tarif/product/MTN565291
Schneider Electric | Schneider Electric | 01022021 |  | Schneider Electric |  | SER | MTN568714 |  |  | 93.8 |  | 1 |  | 1 | INB BEW MELDER (2,20 M) ANTR SYSM | ARG 180 FM/2,2M SEN.MOD. TPM ANT SYSM |  | ARG 180/2,2m FM sen.mod. TPm ant SysM | [8 empty] | 09.07 | 1 | [8 empty] | 1 | 3606485008035 | 0 |  | 68 | 8 | 8 | 6 | 0.384 | [23 empty] | 10 | N | [12 empty] | MT4 | ML | 8536508090 | [14 empty] | ARGUS 180 / 2,20 m inbouwsensormodule, antraciet, Systeem M | Enjoliveur Artec antirampement pour détecteur mouvement, anthracite | [17 empty] | https://eref.se.com/be/nl/sis-tarif/product/MTN568714 | https://eref.se.com/be/fr/sis-tarif/product/MTN568714
Schneider Electric | Schneider Electric | 01022021 |  | Schneider Electric |  | SER | MTN568760 |  |  | 97.94 |  | 1 |  | 1 | INB BEW MELDER (2,20 M) ALU SYSM | ARG 180 FM/2,2M SEN.MOD. TPM ALU SYSM |  | ARG 180/2,2m FM TPm ses.mod. alu SysM | [8 empty] | 09.07 | 1 | [8 empty] | 1 | 3606485008134 | 0 |  | 68 | 8 | 8 | 6 | 0.384 | [23 empty] | 10 | N | [12 empty] | MT4 | ML | 8536508090 | [14 empty] | ARGUS 180 / 2,20 m inbouwsensormodule, aluminium, Systeem M | Enjoliveur Artec antirampement pour détecteur mouvement, aluminium | [17 empty] | https://eref.se.com/be/nl/sis-tarif/product/MTN568760 | https://eref.se.com/be/fr/sis-tarif/product/MTN568760
Schneider Electric | Schneider Electric | 01022021 |  | Schneider Electric |  | SER | MTN568819 |  |  | 90.7 |  | 1 |  | 1 | INB BEW MELDER (2,20 M) PW SYSM | ARG 180 FM/2,2M SEN.MOD. TPB PW SYSM |  | ARG 180 FM/2,2m sen.mod. TPb pw SysM | [8 empty] | 09.07 | 1 | [8 empty] | 1 | 3606485098760 | 0 |  | 56 | 8 | 8 | 6 | 0.384 | [23 empty] | 8 | N | [12 empty] | MT4 | ML | 8536508090 | [14 empty] | ARGUS 180 / 2,20 m inbouwsensormodule, poolwit, glanzend, System M | [18 empty] | https://eref.se.com/be/nl/sis-tarif/product/MTN568819 | https://eref.se.com/be/fr/sis-tarif/product/MTN568819
Schneider Electric | Schneider Electric | 01022021 |  | Schneider Electric |  | SER | MTN568825 |  |  | 91.64 |  | 1 |  | 1 | INB BEW MELDER (2,20 M) AW SYSM | ARG 180 FM/2,2M SEN.MOD. TPB AW SYSM |  | ARG 180 FM/2,2m sen.mod. TPb aw SysM | [8 empty] | 09.07 | 1 | [8 empty] | 1 | 3606485098777 | 0 |  | 56 | 8 | 8 | 6 | 0.384 | [23 empty] | 8 | N | [12 empty] | MT4 | ML | 8536508090 | [14 empty] | ARGUS 180 / 2,20 m inbouwsensormodule, actief wit, glanzend, Systeem M | [18 empty] | https://eref.se.com/be/nl/sis-tarif/product/MTN568825 | https://eref.se.com/be/fr/sis-tarif/product/MTN568825
Schneider Electric | Schneider Electric | 01022021 |  | Schneider Electric |  | SER | MTN573743 |  |  | 76.3 |  | 1 |  | 1 | SEN.COV. ATB SYSD | SEN.COV. ATB SYSD |  | Sen.cov. atb SysD | [8 empty] | 09.07 | 1 | [8 empty] | 1 | 3606485008554 | 0 |  | 55 | 7 | 7 | 3 | 0.147 | [23 empty] | 10 | N | [12 empty] | MT4 | ML | 7326909890 | [14 empty] | Sensor afdekplaat, antiek messing, Artec/Trancent/Antique | Couvercle capteur, laiton antique, Artec/Trancent/Antique | [17 empty] | https://eref.se.com/be/nl/sis-tarif/product/MTN573743 | https://eref.se.com/be/fr/sis-tarif/product/MTN573743
Schneider Electric | Schneider Electric | 01022021 |  | Schneider Electric |  | SER | MTN573744 |  |  | 19.83 |  | 1 |  | 1 | INZPL TAST- DIMMER WT ARTEC/ANTIEK | SEN.COV. W SYSD |  | Sen.cov. w SysD | [8 empty] | 09.07 | 1 | [8 empty] | 1 | 3606485008394 | 0 |  | 41 | 7 | 7 | 3 | 0.147 | [23 empty] | 10 | N | [12 empty] | MT4 | ML | 3925908000 | [14 empty] | Sensor afdekplaat, wit, Artec/Trancent/Antiek | Couvercle de détecteur, blanc polaire, Artec/Trancent/Antique | [17 empty] | https://eref.se.com/be/nl/sis-tarif/product/MTN573744 | https://eref.se.com/be/fr/sis-tarif/product/MTN573744
Schneider Electric | Schneider Electric | 01022021 |  | Schneider Electric |  | SER | MTN5761-0000 |  |  | 76.75 |  | 1 |  | 1 | IR AFSTANDBEDIENING | TELECOMMANDE UNIVERSELLE IR 10 CANAUX |  | IR universal remote control | [18 empty] | 1 | 3606480702075 | 0 |  | 125 | 10 | 7 | 7 | 0.49 |  | 1 | 125 | 9.6 | 7.3 | 6.7 |  | 43606480702073 | 30 | 4350 | 40 | 30 | 30 | [10 empty] | 8 | N | [12 empty] | MT1 | MI | 8536508090 | [33 empty] | https://eref.se.com/be/nl/sis-tarif/product/MTN5761-0000 | https://eref.se.com/be/fr/sis-tarif/product/MTN5761-0000
Schneider Electric | Schneider Electric | 01022021 |  | Schneider Electric |  | SER | MTN576397 |  |  | 82.22 |  | 1 |  | 45 | ROLLUIK MODULE DIN-RAIL | MULT.CONT.REL. F.ROL.SHUT. REG |  | Mult.cont.rel. f.rol.shut. REG | [8 empty] | 09.07 | 1 | [8 empty] | 1 | 3606485008592 | 0 |  | 121 | 10 | 6 | 7 | 0.42 | 43606485008590 | 45 | 5850 | 40 | 30 | 18.5 | [17 empty] | 8 | N | [12 empty] | MT4 | ML | 8536490099 | [14 empty] | Meervoudig regelingsrelais voor REG rolluiken | Relais de commande pour volets roulants REG | [17 empty] | https://eref.se.com/be/nl/sis-tarif/product/MTN576397 | https://eref.se.com/be/fr/sis-tarif/product/MTN576397
Schneider Electric | Schneider Electric | 01022021 |  | Schneider Electric |  | SER | MTN576398 |  |  | 75.44 |  | 1 |  | 1 | ROLLUIK MEERVOUDIG RELAIS | MULT.CONT.REL. F.ROL.SHUT. FM |  | Mult.cont.rel. f.rol.shut. FM | [8 empty] | 09.07 | 1 | [8 empty] | 1 | 3606485008608 | 0 |  | 78 | 7 | 7 | 3 | 0.147 | [23 empty] | 8 | N | [12 empty] | MT4 | ML | 8536490099 | [14 empty] | Meervoudig regelingsrelais voor rolluiken, inbouwmontage | Relais de commande pour volets roulants, encastré | [17 empty] | https://eref.se.com/be/nl/sis-tarif/product/MTN576398 | https://eref.se.com/be/fr/sis-tarif/product/MTN576398
Schneider Electric | Schneider Electric | 01022021 |  | Schneider Electric |  | SER | MTN576799 |  |  | 56.13 |  | 1 |  | 1 | RELAIS TBV INB.BEW MELDER 40-300W | ELEC.SW.INS. |  | Elec.sw.ins. | [8 empty] | 09.07 | 1 | [8 empty] | 1 | 3606485008714 | 0 |  | 100 | 8 | 8 | 5 | 0.32 |  | 1 | 119 | 7.6 | 7.6 | 5.3 |  | 43606485008712 | 50 | 5990 | 40 | 30 | 30 | [10 empty] | 8 | N | [12 empty] | MT4 | ML | 8536508090 | [14 empty] | Elektronische schakelaar inzetstuk, 40-300 W | Mécanisme interrupteur électronique 40-300 W, 230 VCA | [17 empty] | https://eref.se.com/be/nl/sis-tarif/product/MTN576799 | https://eref.se.com/be/fr/sis-tarif/product/MTN576799
Schneider Electric | Schneider Electric | 01022021 |  | Schneider Electric |  | SER | MTN576897 |  |  | 129.99 |  | 1 |  | 1 | RELAIS TBV INB.BEW MELDER 1000W | RELAY INS. 0-1000VA |  | Relay ins. 0-1000VA | [8 empty] | 09.07 | 1 | [8 empty] | 1 | 3606485008721 | 0 |  | 100 | 8 | 8 | 5 | 0.32 | [23 empty] | 8 | N | [12 empty] | MT4 | ML | 9107000090 | [33 empty] | https://eref.se.com/be/nl/sis-tarif/product/MTN576897 | https://eref.se.com/be/fr/sis-tarif/product/MTN576897
Schneider Electric | Schneider Electric | 01022021 |  | Schneider Electric |  | SER | MTN577099 |  |  | 200.64 |  | 1 |  | 1 | UNIVERSELE TAST- DIMMER 25-420VA | UNI.SUPER DIM.INS. |  | Uni.super dim.ins. | [8 empty] | 09.07 | 1 | [8 empty] | 1 | 3606485008813 | 0 |  | 92 | 8 | 8 | 5 | 0.32 | [23 empty] | 8 | N | [12 empty] | MT4 | ML | 8536508090 | [15 empty] | Mécanisme de supervariateur universel 25-420 VA Trancent | [17 empty] | https://eref.se.com/be/nl/sis-tarif/product/MTN577099 | https://eref.se.com/be/fr/sis-tarif/product/MTN577099
Schneider Electric | Schneider Electric | 01022021 |  | Schneider Electric |  | SER | MTN577619 |  |  | 19.75 |  | 1 |  | 1 | TASTDIMMER SYSTEM-M POLARWIT | SEN.COV. TPB PW SYSM |  | Sen.cov. TPb pw SysM | [8 empty] | 09.07 | 1 | [8 empty] | 1 | 3606485098876 | 0 |  | 31 | 7 | 7 | 3 | 0.147 | [23 empty] | 8 | N | [12 empty] | MT4 | ML | 85389099 | [14 empty] | Sensor afdekplaat, polarwit, glanzend, Systeem M | Capot capteur, blanc polaire, brillant, System M | [17 empty] | https://eref.se.com/be/nl/sis-tarif/product/MTN577619 | https://eref.se.com/be/fr/sis-tarif/product/MTN577619
Schneider Electric | Schneider Electric | 01022021 |  | Schneider Electric |  | SER | MTN577899 |  |  | 161.61 |  | 1 |  | 1 | MEMORY TAST- DIMMER 20-315VA | MEMORY ET SUPER DIM.INS.F.CAPAC.LOAD |  | Memory ET super dim.ins.f.capac.load | [8 empty] | 09.07 | 1 | [8 empty] | 1 | 3606485008820 | 0 |  | 81 | 8 | 8 | 5 | 0.32 | [23 empty] | 10 | N | [12 empty] | MT4 | ML | 8536508090 | [14 empty] | Memory ET super inzetdimmer voor capacitieve belasting, 20-315 W | Mécanisme de supervariateur T.E. à mémoire pour charge capacitive, 20-315 W | [17 empty] | https://eref.se.com/be/nl/sis-tarif/product/MTN577899 | https://eref.se.com/be/fr/sis-tarif/product/MTN577899
Schneider Electric | Schneider Electric | 01022021 |  | Schneider Electric |  | SER | MTN579546 |  |  | 163.89 |  | 1 |  | 1 | INB BEW MELDER +SCHAK ES ARTEC/ANTIEK | ARG 180 FM SEN.MOD. W. SW. STST SYSD |  | ARG 180 FM SEN.MOD. W. SW. STST SYSD | [8 empty] | 09.07 | 1 | [8 empty] | 1 | 3606485008806 | 0 |  | 59 | 6.6 | 6.6 | 3.8 | 165.528 |  | 1 | 59 | 7.6 | 7.6 | 5.3 | [17 empty] | 8 | N | [12 empty] | MT4 | ML | 8536508090 | [14 empty] | ARGUS 180 inb. sensormodule m. schakelaar, gelakt rs., Artec/Trancent/Antique | Enjoliveur Artec avec interrupteur pour détecteur mouvement, acier | [17 empty] | https://eref.se.com/be/nl/sis-tarif/product/MTN579546 | https://eref.se.com/be/fr/sis-tarif/product/MTN579546
Schneider Electric | Schneider Electric | 01022021 |  | Schneider Electric |  | SER | MTN580690 |  |  | 281.35 |  | 1 |  | 1 | RF WINDSENSOR+VERW PW | Wind sensor with heating |  | Wind sen. w.heating pw | [8 empty] | 09.07 | 1 | [8 empty] | 1 | 3606485009032 | 0 |  | 717 | 26 | 26 | 17 | 11.492 | [23 empty] | 2 | Y | [12 empty] | MT4 | ML | 9015808000 | [33 empty] | https://eref.se.com/be/nl/sis-tarif/product/MTN580690 | https://eref.se.com/be/fr/sis-tarif/product/MTN580690
Schneider Electric | Schneider Electric | 01022021 |  | Schneider Electric |  | SER | MTN580691 |  |  | 43.31 |  | 1 |  | 1 | RF ZONNE-/SCHEMERSENSOR 2MTR PW | Interrupteur crépusculeire avec 2m câble |  | Sun/twilight sen.or 2m pw | [8 empty] | 09.07 | 1 | [8 empty] | 1 | 3606485009001 | 0 |  | 35 | 8 | 8 | 5 | 0.32 |  | 1 | 35 | 7.6 | 7.6 | 5.3 | [17 empty] | 8 | N | [12 empty] | MT4 | ML | 8536508090 | [15 empty] | Capteur solaire/crépusculaire, 2 m, blanc polaire | [17 empty] | https://eref.se.com/be/nl/sis-tarif/product/MTN580691 | https://eref.se.com/be/fr/sis-tarif/product/MTN580691
Schneider Electric | Schneider Electric | 01022021 |  | Schneider Electric |  | SER | MTN580698 |  |  | 89.49 |  | 1 |  | 1 | TAST- JALOEZIE BASIS 1000VA | BLI.CONT.INS. STANDARD 230V FM |  | Bli.cont.ins. standard 230V FM | [8 empty] | 09.07 | 1 | [8 empty] | 1 | 3606485009049 | 0 |  | 116 | 8 | 8 | 5 | 0.32 | [23 empty] | 10 | N | [12 empty] | MT4 | ML | 9107000090 | [14 empty] | Standaard inzetstuk rolluikbesturing, 1000 VA | Mécanisme standard poussoirs tactiles faible course 1000 W, 230 VCA, 50 Hz | [17 empty] | https://eref.se.com/be/nl/sis-tarif/product/MTN580698 | https://eref.se.com/be/fr/sis-tarif/product/MTN580698
Schneider Electric | Schneider Electric | 01022021 |  | Schneider Electric |  | SER | MTN580699 |  |  | 132.8 |  | 1 |  | 1 | TAST- JALOEZIE NEVENTOESTEL 1000VA | BLI.CONT.INS. W.EXTENS.INP. 230V FM |  | Bli.cont.ins. w.extens.inp. 230V FM | [8 empty] | 09.07 | 1 | [8 empty] | 1 | 3606485009131 | 0 |  | 120 | 8 | 8 | 5 | 0.32 |  | 1 | 120 | 7.6 | 7.6 | 5.3 | [17 empty] | 10 | N | [12 empty] | MT4 | ML | 9107000090 | [14 empty] | Inzetstuk rolluikbediening met uitbreiding input, 1000 VA | Mécanisme à entrée auxiliaire poussoirs tactiles faible course 1000 W | [17 empty] | https://eref.se.com/be/nl/sis-tarif/product/MTN580699 | https://eref.se.com/be/fr/sis-tarif/product/MTN580699
Schneider Electric | Schneider Electric | 01022021 |  | Schneider Electric |  | SER | MTN583699 |  |  | 135.64 |  | 1 |  | 1 | TOERENTAL/MOTOR REGELAAR | SPEED CONTROL INSERT 230V FM |  | Speed control insert 230V FM | [18 empty] | 1 | 3606485009155 | 0 |  | 152 | 8 | 8 | 6 | 0.384 |  | 1 | 152 | 7.6 | 7.6 | 6.2 | [17 empty] | 10 | N | [12 empty] | MT4 | ML | 8536508090 | [33 empty] | https://eref.se.com/be/nl/sis-tarif/product/MTN583699 | https://eref.se.com/be/fr/sis-tarif/product/MTN583699
Schneider Electric | Schneider Electric | 01022021 |  | Schneider Electric |  | SER | MTN584160 |  |  | 205 |  | 1 |  | 1 | INZPL JAL/TIJDSCH.KLOK ALU ARTEC/ANTIEK | BLI.TI.SW. ALU SYSD |  | BLI.TI.SW. ALU SYSD | [8 empty] | 09.07 | 1 | [8 empty] | 1 | 3606485099125 | 0 |  | 363 | 6.7 | 6.7 | 2.9 | 130.181 |  | 1 | 363 | 15.8 | 12.4 | 8 | [17 empty] | 8 | N | [12 empty] | MT4 | ML | 9107000090 | [14 empty] | Blinde tijdschakelaar, aluminium, Artec/Trancent/Antique | INTERRUPTEUR horaire, aluminium, Artec/Trancent/Antique | [17 empty] | https://eref.se.com/be/nl/sis-tarif/product/MTN584160 | https://eref.se.com/be/fr/sis-tarif/product/MTN584160
Schneider Electric | Schneider Electric | 01022021 |  | Schneider Electric |  | SER | MTN587014 |  |  | 13.55 |  | 1 |  | 1 | SYSTEEM-M LED-RAAM + FRAME ANTRACIET | FAÇADE CENTRALE SIGNALISATION LED ANTHR |  | Cen.pla. w. vis.win. TPm ant SysM | [18 empty] | 1 | 3606485010021 | 0 |  | 24 | 7 | 7 | 3 | 0.147 | [23 empty] | 8 | N | [12 empty] | MT4 | ML | 3925901000 | [14 empty] | Centraalplaat met venster voor LED lichtsignaalmodule, antraciet, System M | Façade centrale avec fenêtre pour module de signalis. LED, anthracite, System M | [17 empty] | https://eref.se.com/be/nl/sis-tarif/product/MTN587014 | https://eref.se.com/be/fr/sis-tarif/product/MTN587014
Schneider Electric | Schneider Electric | 01022021 |  | Schneider Electric |  | SER | MTN587060 |  |  | 13.55 |  | 1 |  | 100 | SYSTEEM-M LED-RAAM + FRAME ALUMINIUM | FAÇADE CENTRALE SIGNALISATION LED ALUM |  | Cen.pla. w. vis.win. TPm alu SysM | [18 empty] | 1 | 3606485010052 | 0 |  | 24 | 7 | 7 | 3 | 0.147 | 43606485010050 | 100 | 2810 | 40 | 30 | 18.5 | [17 empty] | 8 | N | [12 empty] | MT4 | ML | 3925901000 | [14 empty] | Centraalplaat met venster voor LED lichtsignaalmodule, aluminium, System M | Façade centrale avec fenêtre pour module de signalis. LED, aluminium, System M | [17 empty] | https://eref.se.com/be/nl/sis-tarif/product/MTN587060 | https://eref.se.com/be/fr/sis-tarif/product/MTN587060
Schneider Electric | Schneider Electric | 01022021 |  | Schneider Electric |  | SER | MTN587090 |  |  | 74.05 |  | 1 |  | 1 | LED SIGNALISATIEMODULE GROEN | BALISE SIGNALISATION LED VERT |  | LED l.sig.ins. FM 1color gn | [8 empty] | 09.07 | 1 | [8 empty] | 1 | 3606485009827 | 0 |  | 77 | 8 | 8 | 5 | 0.32 | [23 empty] | 8 | N | [12 empty] | MT4 | ML | 8536508090 | [15 empty] | Module de signalisation LED, vert, System M | [17 empty] | https://eref.se.com/be/nl/sis-tarif/product/MTN587090 | https://eref.se.com/be/fr/sis-tarif/product/MTN587090
Schneider Electric | Schneider Electric | 01022021 |  | Schneider Electric |  | SER | MTN587091 |  |  | 74.05 |  | 1 |  | 1 | LED SIGNALISATIEMODULE ROOD | BALISE SIGNALISATION LED ROUGE |  | LED l.sig.ins. FM 1color rd | [8 empty] | 09.07 | 1 | [8 empty] | 1 | 3606485009834 | 0 |  | 77 | 8 | 8 | 5 | 0.32 | [23 empty] | 8 | N | [12 empty] | MT4 | ML | 8536508090 | [15 empty] | Module de signalisation LED, rouge, System M | [17 empty] | https://eref.se.com/be/nl/sis-tarif/product/MTN587091 | https://eref.se.com/be/fr/sis-tarif/product/MTN587091
Schneider Electric | Schneider Electric | 01022021 |  | Schneider Electric |  | SER | MTN587092 |  |  | 74.05 |  | 1 |  | 1 | LED SIGNAL.MODULE ROOD/GROEN | BALISE SIGNAL LED 2 COULEURS ROUGE/VERT |  | LED l.sig.ins. FM 2color rd/gn | [8 empty] | 09.07 | 1 | [8 empty] | 1 | 3606485009841 | 0 |  | 77 | 8 | 8 | 5 | 0.32 | [23 empty] | 8 | N | [12 empty] | MT4 | ML | 8536508090 | [14 empty] | LED lichtsignaalmodule, tweekleurig rood/groen, System M | Module de signalisation LED 2 couleurs, rouge/vert, System M | [17 empty] | https://eref.se.com/be/nl/sis-tarif/product/MTN587092 | https://eref.se.com/be/fr/sis-tarif/product/MTN587092
Schneider Electric | Schneider Electric | 01022021 |  | Schneider Electric |  | SER | MTN587094 |  |  | 74.05 |  | 1 |  | 1 | LED SIGNALISATIEMODULE BLAUW | BALISE SIGNALISATION LED BLEU |  | LED l.sig.ins. FM 1color bl | [8 empty] | 09.07 | 1 | [8 empty] | 1 | 3606485010120 | 0 |  | 77 | 8 | 8 | 5 | 0.32 | [23 empty] | 2 | Y | [12 empty] | MT4 | ML | 8536508090 | [15 empty] | Module de signalisation LED, bleu, System M | [17 empty] | https://eref.se.com/be/nl/sis-tarif/product/MTN587094 | https://eref.se.com/be/fr/sis-tarif/product/MTN587094
Schneider Electric | Schneider Electric | 01022021 |  | Schneider Electric |  | SER | MTN587095 |  |  | 22.63 |  | 1 |  | 1 | FOLIE LED SIGNAL.MODULE POSITIEF SYSM | ETIQUETTE POS. BALISE SIGNALISATION LED |  | Foil set f. LED l.sig.ins. pos. SysM | [8 empty] | 09.07 | 1 | [8 empty] | 1 | 3606485010137 | 0 |  | 12 | 7 | 7 | 2 | 0.098 | [23 empty] | 8 | N | [12 empty] | MT4 | ML | 3921909000 | [14 empty] | Folieset positief voor LED lichtsignaalmodule, System M | Etiquettes positives pour module de signalisation LED, System M | [17 empty] | https://eref.se.com/be/nl/sis-tarif/product/MTN587095 | https://eref.se.com/be/fr/sis-tarif/product/MTN587095
Schneider Electric | Schneider Electric | 01022021 |  | Schneider Electric |  | SER | MTN587419 |  |  | 12.3 |  | 1 |  | 1 | SYSTEEM-M LED-RAAM + FRAME POLARWIT | FAÇADE CENTRALE SIGNAL LED BLC POL BRILL |  | Cen.pla. w. vis.win. TPb pw SysM | [18 empty] | 1 | 3606485099224 | 0 |  | 24 | 7 | 7 | 3 | 0.147 | [23 empty] | 8 | N | [12 empty] | MT4 | ML | 8531807000 | [14 empty] | Centraalplaat met venster voor LED lichtmodule, polarwit, glanzend, System M | Façade centrale avec fenêtre module de signalisation LED, blanc polaire,brillant | [17 empty] | https://eref.se.com/be/nl/sis-tarif/product/MTN587419 | https://eref.se.com/be/fr/sis-tarif/product/MTN587419
Schneider Electric | Schneider Electric | 01022021 |  | Schneider Electric |  | SER | MTN587425 |  |  | 13.55 |  | 1 |  | 1 | SYSTEEM-M LED-RAAM + FRAME ACTIEF WIT | FAÇADE CENTRALE SIGNAL LED BLC ACT BRILL |  | Cen.pla. w. vis.win. TPb aw SysM | [18 empty] | 1 | 3606485099231 | 0 |  | 24 | 7 | 7 | 3 | 0.147 | [23 empty] | 8 | N | [12 empty] | MT4 | ML | 8531807000 | [14 empty] | Centraalplaat met venster voor LED lichtmodule, actief wit, glanzend, System M | Façade centrale avec fenêtre module de signalisation LED, blanc actif, brillant | [17 empty] | https://eref.se.com/be/nl/sis-tarif/product/MTN587425 | https://eref.se.com/be/fr/sis-tarif/product/MTN587425
Schneider Electric | Schneider Electric | 01022021 |  | Schneider Electric |  | SER | MTN587444 |  |  | 12.3 |  | 1 |  | 1 | INZPL SIGNAL.LED IVR.WIT SYSM | FAÇADE CENTRALE SIGNAL LED BLC IVO BRILL |  | Cen.pla. w. vis.win. TPb w SysM | [18 empty] | 1 | 3606485104775 | 0 |  | 24 | 7 | 7 | 3 | 0.147 | [23 empty] | 2 | Y | [12 empty] | MT4 | ML | 3926909790 | [14 empty] | Centraalplaat met venster voor LED lichtmodule, wit ivoor, glanzend, System M | Façade centrale pour module de signalisation LED, blanc ivoire, brillant | [17 empty] | https://eref.se.com/be/nl/sis-tarif/product/MTN587444 | https://eref.se.com/be/fr/sis-tarif/product/MTN587444
Schneider Electric | Schneider Electric | 01022021 |  | Schneider Electric |  | SER | MTN6003-0001 |  |  | 140.13 |  | 1 |  | 1 | KNX SCHAKELACTOR 16A INB.+2 BIN.ING. | ACTIONNEUR KNX 16A ENCASTR.+2 ENTR.BIN |  | KNX Sw.Act. 16A w.2 inputs FM | [18 empty] | 1 | 3606480423963 | 0 |  | 131 | 8 | 8 | 6 | 0.384 | [23 empty] | 8 | N | [12 empty] | MT2 | MJ | 8536490099 | [14 empty] | KNX schakelactuator 16 A inbouw met 2 ingangen | Actionneur de commutation KNX 16 A encastré avec 2 entrées | [17 empty] | https://eref.se.com/be/nl/sis-tarif/product/MTN6003-0001 | https://eref.se.com/be/fr/sis-tarif/product/MTN6003-0001
Schneider Electric | Schneider Electric | 01022021 |  | Schneider Electric |  | SER | MTN6003-0002 |  |  | 164.52 |  | 1 |  | 1 | KNX SCHAKELACTOR 2X6A INB.+2 BIN.ING. | ACTIONNEUR KNX 2X6A ENCASTR.+2 ENTR.BIN |  | KNX Sw.Act. 2x6A w.2 inputs FM | [18 empty] | 1 | 3606480423970 | 0 |  | 171 | 8 | 8 | 6 | 0.384 | [23 empty] | 2 | Y | [12 empty] | MT2 | MJ | 8536490099 | [14 empty] | KNX schakelactuator 2-kanaals 6 A inbouw met 2 ingangen | Actionneur de commutation KNX 2 canaux 6 A encastré avec 2 entrées | [17 empty] | https://eref.se.com/be/nl/sis-tarif/product/MTN6003-0002 | https://eref.se.com/be/fr/sis-tarif/product/MTN6003-0002
Schneider Electric | Schneider Electric | 01022021 |  | Schneider Electric |  | SER | MTN6003-0003 |  |  | 226.06 |  | 1 |  | 1 | KNX UNIV.DIMACTOR 210VA INB.+2 BIN.ING. | VARIAT.UNIV. KNX 210VA ENCAS.+2 ENTR.BIN |  | KNX Uni.Dim.Act..50-210W w.2 inputs FM | [18 empty] | 1 | 3606480423987 | 0 |  | 152 | 8 | 8 | 6 | 0.384 | [23 empty] | 4 | N | [12 empty] | MT2 | MJ | 8536490099 | [14 empty] | KNX universele dimactuator 50-210 W/VA inbouw met 2 ingangen | Actionneur de variation universel KNX 50-210 W/VA encastré avec 2 entrées | [17 empty] | https://eref.se.com/be/nl/sis-tarif/product/MTN6003-0003 | https://eref.se.com/be/fr/sis-tarif/product/MTN6003-0003
Schneider Electric | Schneider Electric | 01022021 |  | Schneider Electric |  | SER | MTN6003-0004 |  |  | 162.39 |  | 1 |  | 1 | KNX JALOEZIEACTOR 3A INB.+3 BIN.ING. | ACTIONN.STORES KNX 3A ENCAS.+3 ENTR.BIN |  | KNX Blind Act. w.3 inputs FM | [18 empty] | 1 | 3606480423994 | 0 |  | 154 | 8 | 8 | 6 | 0.384 | [7 empty] | 43606480423992 | 40 | 6680 | 40 | 30 | 30 | [10 empty] | 2 | Y | [12 empty] | MT2 | MJ | 8536508090 | [14 empty] | KNX jaloezie-/rolluikactuator inbouw met 3 ingangen | Actionneur de stores/volets roulants KNX encastré avec 3 entrées | [17 empty] | https://eref.se.com/be/nl/sis-tarif/product/MTN6003-0004 | https://eref.se.com/be/fr/sis-tarif/product/MTN6003-0004
Schneider Electric | Schneider Electric | 01022021 |  | Schneider Electric |  | SER | MTN6003-0005 |  |  | 186.32 |  | 1 |  | 1 | KNX VERWARM.ACTOR 25MA INB.+3 BIN.ING. | ACTIONN.CHAUF.KNX 25MA ENCAS.+3 ENTR.BIN |  | KNX Heating Act. w.3 inputs FM | [18 empty] | 1 | 3606480424007 | 0 |  | 109 | 8 | 8 | 6 | 0.384 | [23 empty] | 8 | N | [12 empty] | MT2 | MJ | 8536490099 | [14 empty] | KNX verwarmingsactuator inbouw met 3 ingangen | Actionneur de chauffage KNX encastré avec 3 entrées | [17 empty] | https://eref.se.com/be/nl/sis-tarif/product/MTN6003-0005 | https://eref.se.com/be/fr/sis-tarif/product/MTN6003-0005
Schneider Electric | Schneider Electric | 01022021 |  | Schneider Electric |  | SER | MTN6003-0006 |  |  | 210.7 |  | 1 |  | 1 | KNX VERWARM./JALOEZIEACT.INB.+3 BIN.ING. | ACTIONN.CHAUF/STOR.KNX ENCAS.+3 ENTR.BIN |  | KNX Blind- a.Heating-Act.FM w.3 inputs | [18 empty] | 1 | 3606480424014 | 0 |  | 163 | 8 | 8 | 6 | 0.384 | [23 empty] | 8 | N | [12 empty] | MT2 | MJ | 8536490099 | [14 empty] | KNX jaloezie/rolluik- en verwarmingsactuator inbouw met 3 ingangen | Actionneur de stores/volets roulants et de chauffage KNX encastré avec 3 entrées | [17 empty] | https://eref.se.com/be/nl/sis-tarif/product/MTN6003-0006 | https://eref.se.com/be/fr/sis-tarif/product/MTN6003-0006
Schneider Electric | Schneider Electric | 01022021 |  | Schneider Electric |  | SER | MTN6005-0001 |  |  | 341.14 |  | 1 |  | 1 | KNX CO2, VOCHTIGHEID EN TEMP.SENSOR | CAPTEUR CO2, HUMIDITÉ ET TEMPÉRATURE KNX |  | KNX CO2,Humidity,Temp.Sensor surf.mount. | [18 empty] | 1 | 3606480370069 | 0 |  | 144 | 9 | 7 | 9 | 0.567 | [7 empty] | 43606480370067 | 32 | 5220 | 40 | 30 | 30 | [10 empty] | 8 | N | [12 empty] | MT1 | MI | 9025900090 | [14 empty] | KNX CO2, luchtvochtigheid- en temperatuursensor | Capteur de CO2, d'humidité et de température KNX | [17 empty] | https://eref.se.com/be/nl/sis-tarif/product/MTN6005-0001 | https://eref.se.com/be/fr/sis-tarif/product/MTN6005-0001
Schneider Electric | Schneider Electric | 01022021 |  | Schneider Electric |  | SER | MTN616719 |  |  | 277.54 |  | 1 |  | 1 | KNX THERMOST./4-V. DK-INTERF., PW,SYST M | THERMOSTAT KNX FM/PI+4 ENTR,BL.POL,SYSM |  | KNX-RTC FM/PI w.btn.inter.4f TPb pw SysM | [18 empty] | 1 | 3606485099323 | 0 |  | 111 | 8 | 8 | 6 | 0.384 | [23 empty] | 8 | N | [12 empty] | MT1 | MI | 9032108090 | [14 empty] | KNX thermostaat UP/PI met drukknopinterface 4 ing., polarwit, glanzend, System M | Thermostat KNX FM/PI + interf. pouss. 4 entrées, blanc polaire, brill., System M | [17 empty] | https://eref.se.com/be/nl/sis-tarif/product/MTN616719 | https://eref.se.com/be/fr/sis-tarif/product/MTN616719
Schneider Electric | Schneider Electric | 01022021 |  | Schneider Electric |  | SER | MTN616725 |  |  | 280.31 |  | 1 |  | 1 | KNX THERMOST./4-V. DK-INTERF., AW,SYST M | THERMOSTAT KNX FM/PI+4 ENTR,BL.ACT,SYSM |  | KNX-RTC FM/PI w.btn.inter.4f TPb aw SysM | [18 empty] | 1 | 3606485099330 | 0 |  | 111 | 8 | 8 | 6 | 0.384 | [23 empty] | 2 | Y | [12 empty] | MT1 | MI | 9032108090 | [14 empty] | KNX thermostaat UP/PI met drukknopinterface 4 ing., actief wit, glanz., System M | Thermostat KNX FM/PI + interf. pouss. 4 entrées, blanc actif, brillant, System M | [17 empty] | https://eref.se.com/be/nl/sis-tarif/product/MTN616725 | https://eref.se.com/be/fr/sis-tarif/product/MTN616725
Schneider Electric | Schneider Electric | 01022021 |  | Schneider Electric |  | SER | MTN616744 |  |  | 277.54 |  | 1 |  | 1 | KNX THERMOST./4-V. DK-INTERF.,WIT,SYST M | THERMOSTAT KNX FM/PI+4 ENTR, BL.IV,SYSM |  | KNX-RTC FM/PI w.btn.inter.4f TPb w SysM | [18 empty] | 1 | 3606480351709 | 0 |  | 112 | 8 | 8 | 6 | 0.384 | [23 empty] | 2 | Y | [12 empty] | MT1 | MI | 9032108090 | [14 empty] | KNX thermostaat UP/PI met drukknopinterface 4 ing., wit ivoor, glanz., System M | Thermostat KNX FM/PI + interf.pouss. 4 entrées, blanc ivoire, brillant, System M | [17 empty] | https://eref.se.com/be/nl/sis-tarif/product/MTN616744 | https://eref.se.com/be/fr/sis-tarif/product/MTN616744
Schneider Electric | Schneider Electric | 01022021 |  | Schneider Electric |  | SER | MTN616790 |  |  | 23.71 |  | 1 |  | 1 | TEMPERATUURVOELER, MET KABEL VAN 4 METER | SONDE DE TEMP POUR KNX FM/PI, 4 MÈTRES |  | Remote sensor f. KNX-RTC FM | [18 empty] | 1 | 3606485099347 | 0 |  | 169 | 9 | 3 | 16 | 0.432 |  | 1 | 169 | 9.2 | 2.6 | 16.3 |  | 43606485099345 | 48 | 8310 | 40 | 30 | 30 | [10 empty] | 8 | N | [12 empty] | MT1 | MI | 8536508090 | [14 empty] | Temperatuurvoeler op afstand voor ruimtethermostaat UP/PI, 4 meter | Sonde de température pour thermostat KNX FM/PI | [17 empty] | https://eref.se.com/be/nl/sis-tarif/product/MTN616790 | https://eref.se.com/be/fr/sis-tarif/product/MTN616790
Schneider Electric | Schneider Electric | 01022021 |  | Schneider Electric |  | SER | MTN616814 |  |  | 280.35 |  | 1 |  | 1 | KNX THERMOST./4-V. DK-INTERF,ANTR,SYST M | THERMOSTAT KNX FM/PI+4 ENTR, ANTHR,SYSM |  | KNX-RTC FM/PI w.btn.inte.4g TPm ant SysM | [18 empty] | 1 | 3606485099354 | 0 |  | 110 | 8 | 8 | 6 | 0.384 | [23 empty] | 8 | N | [12 empty] | MT1 | MI | 9032108090 | [14 empty] | KNX thermostaat UP/PI met drukknopinterface 4 ingangen, antraciet, System M | Thermostat KNX FM/PI avec interface poussoir 4 entrées, anthracite, System M | [17 empty] | https://eref.se.com/be/nl/sis-tarif/product/MTN616814 | https://eref.se.com/be/fr/sis-tarif/product/MTN616814
Schneider Electric | Schneider Electric | 01022021 |  | Schneider Electric |  | SER | MTN616860 |  |  | 283.43 |  | 1 |  | 1 | KNX THERMOST./4-V. DK-INTERF.,ALU,SYST M | THERMOSTAT KNX FM/PI+4 ENTR, ALU, SYSM |  | KNX-RTC FM/PI w.btn.int.4g TPm alu SysM | [18 empty] | 1 | 3606485099361 | 0 |  | 110 | 8 | 8 | 6 | 0.384 | [23 empty] | 2 | Y | [12 empty] | MT1 | MI | 9032108090 | [14 empty] | KNX thermostaat UP/PI met drukknopinterface 4 ingangen, aluminium, System M | Thermostat KNX FM/PI avec interface poussoir 4 entrées, aluminium, System M | [17 empty] | https://eref.se.com/be/nl/sis-tarif/product/MTN616860 | https://eref.se.com/be/fr/sis-tarif/product/MTN616860
Schneider Electric | Schneider Electric | 01022021 |  | Schneider Electric |  | SER | MTN617119 |  |  | 138.43 |  | 1 |  | 1 | KNX 1-VOUDIGE DRUKKNOP, PW, SYST M | B.POUSSOIR PLUS KNX SIMPLE ,BL.POL,SYSM |  | KNX push-btn.1g plus TPb pw SysM | [18 empty] | 1 | 3606485099415 | 0 |  | 71 | 7 | 4 | 7 | 0.196 |  | 1 | 71 | 7.4 | 4.2 | 7.4 |  | 43606485099413 | 60 | 4750 | 40 | 30 | 30 | [10 empty] | 10 | N | [12 empty] | MT1 | MI | 8536508090 | [14 empty] | KNX 1-voudige drukknop Plus, polarwit, glanzend, System M | Poussoir simple Plus KNX, blanc polaire, brillant, System M | [17 empty] | https://eref.se.com/be/nl/sis-tarif/product/MTN617119 | https://eref.se.com/be/fr/sis-tarif/product/MTN617119
Schneider Electric | Schneider Electric | 01022021 |  | Schneider Electric |  | SER | MTN617125 |  |  | 138.43 |  | 1 |  | 1 | KNX 1-VOUDIGE DRUKKNOP, AW, SYST M | B.POUSSOIR PLUS KNX SIMPLE ,BL.ACT,SYSM |  | KNX push-btn.1g plus TPb aw SysM | [18 empty] | 1 | 3606485099422 | 0 |  | 71 | 7 | 4 | 7 | 0.196 | [23 empty] | 8 | N | [12 empty] | MT1 | MI | 8536508090 | [14 empty] | KNX 1-voudige drukknop Plus, actief wit, glanzend, System M | Poussoir simple Plus KNX, blanc actif, brillant, System M | [17 empty] | https://eref.se.com/be/nl/sis-tarif/product/MTN617125 | https://eref.se.com/be/fr/sis-tarif/product/MTN617125
Schneider Electric | Schneider Electric | 01022021 |  | Schneider Electric |  | SER | MTN617144 |  |  | 138.43 |  | 1 |  | 1 | KNX 1-VOUDIGE DRUKKNOP, WIT, SYST M | B.POUSSOIR PLUS KNX SIMPLE , BL.IV,SYSM |  | KNX push-btn.1g plus TPb w SysM | [18 empty] | 1 | 3606480351716 | 0 |  | 66 | 7 | 4 | 7 | 0.196 | [23 empty] | 8 | N | [12 empty] | MT1 | MI | 8536508090 | [14 empty] | KNX 1-voudige drukknop Plus, wit ivoor glanzend, System M | Poussoir simple Plus KNX, blanc ivoire, brillant, System M | [17 empty] | https://eref.se.com/be/nl/sis-tarif/product/MTN617144 | https://eref.se.com/be/fr/sis-tarif/product/MTN617144
Schneider Electric | Schneider Electric | 01022021 |  | Schneider Electric |  | SER | MTN617219 |  |  | 150.22 |  | 1 |  | 1 | KNX 2-VOUDIGE DRUKKNOP, PW, SYST M | B.POUSSOIR PLUS KNX DOUBLE ,BL.POL,SYSM |  | KNX push-btn.2g plus TPb pw SysM | [18 empty] | 1 | 3606485099439 | 0 |  | 66 | 7 | 4 | 7 | 0.196 | [7 empty] | 43606485099437 | 60 | 4670 | 40 | 30 | 30 | [10 empty] | 2 | Y | [12 empty] | MT1 | MI | 8536508090 | [14 empty] | KNX 2-voudige drukknop Plus, polarwit, glanzend, System M | Poussoir double Plus KNX, blanc polaire, brillant, System M | [17 empty] | https://eref.se.com/be/nl/sis-tarif/product/MTN617219 | https://eref.se.com/be/fr/sis-tarif/product/MTN617219
Schneider Electric | Schneider Electric | 01022021 |  | Schneider Electric |  | SER | MTN617225 |  |  | 150.22 |  | 1 |  | 1 | KNX 2-VOUDIGE DRUKKNOP, AW, SYST M | B.POUSSOIR PLUS KNX DOUBLE ,BL.ACT,SYSM |  | KNX push-btn.2g plus TPb aw SysM | [18 empty] | 1 | 3606485099446 | 0 |  | 71 | 7 | 7 | 4 | 0.196 | [23 empty] | 8 | N | [12 empty] | MT1 | MI | 8536508090 | [14 empty] | KNX 2-voudige drukknop Plus, actief wit, glanzend, System M | Poussoir double Plus KNX, blanc actif, brillant, System M | [17 empty] | https://eref.se.com/be/nl/sis-tarif/product/MTN617225 | https://eref.se.com/be/fr/sis-tarif/product/MTN617225
Schneider Electric | Schneider Electric | 01022021 |  | Schneider Electric |  | SER | MTN617244 |  |  | 150.22 |  | 1 |  | 1 | KNX 2-VOUDIGE DRUKKNOP, WIT, SYST M | B.POUSSOIR PLUS KNX DOUBLE , BL.IV,SYSM |  | KNX push-btn.2g plus TPb w SysM | [18 empty] | 1 | 3606480351723 | 0 |  | 67 | 7 | 4 | 7 | 0.196 | [23 empty] | 8 | N | [12 empty] | MT1 | MI | 8536508090 | [14 empty] | KNX 2-voudige drukknop Plus, wit ivoor glanzend, System M | Poussoir double Plus KNX, blanc ivoire, brillant, System M | [17 empty] | https://eref.se.com/be/nl/sis-tarif/product/MTN617244 | https://eref.se.com/be/fr/sis-tarif/product/MTN617244
Schneider Electric | Schneider Electric | 01022021 |  | Schneider Electric |  | SER | MTN617419 |  |  | 197.46 |  | 1 |  | 1 | KNX 4-VOUDIGE DRUKKNOP, PW, SYST M | B.POUSSOIR PLUS KNX QUADR, BL.POL, SYSM |  | KNX push-btn.4g plus TPb pw SysM | [18 empty] | 1 | 3606485099453 | 0 |  | 71 | 7 | 7 | 4 | 0.196 |  | 1 | 71 | 7.4 | 7.4 | 4.2 |  | 43606485099451 | 60 | 4870 | 40 | 30 | 30 | [10 empty] | 10 | N | [12 empty] | MT1 | MI | 8536508090 | [14 empty] | KNX 4-voudige drukknop Plus, polarwit, glanzend, System M | Poussoir quadruple Plus KNX, blanc polaire, brillant, System M | [17 empty] | https://eref.se.com/be/nl/sis-tarif/product/MTN617419 | https://eref.se.com/be/fr/sis-tarif/product/MTN617419
Schneider Electric | Schneider Electric | 01022021 |  | Schneider Electric |  | SER | MTN617425 |  |  | 197.46 |  | 1 |  | 1 | KNX 4-VOUDIGE DRUKKNOP, AW, SYST M | B.POUSSOIR PLUS KNX QUADR, BL.ACT, SYSM |  | KNX push-btn.4g plus TPb aw SysM | [18 empty] | 1 | 3606485099460 | 0 |  | 71 | 7 | 7 | 4 | 0.196 | [23 empty] | 8 | N | [12 empty] | MT1 | MI | 3925901000 | [14 empty] | KNX 4-voudige drukknop Plus, actief wit, glanzend, System M | Poussoir quadruple Plus KNX, blanc actif, brillant, System M | [17 empty] | https://eref.se.com/be/nl/sis-tarif/product/MTN617425 | https://eref.se.com/be/fr/sis-tarif/product/MTN617425
Schneider Electric | Schneider Electric | 01022021 |  | Schneider Electric |  | SER | MTN617444 |  |  | 197.46 |  | 1 |  | 1 | KNX 4-VOUDIGE DRUKKNOP, WIT, SYST M | B.POUSSOIR PLUS KNX QUADR, BL.IV, SYSM |  | KNX push-btn.4g plus TPb w SysM | [18 empty] | 1 | 3606480351730 | 0 |  | 67 | 7 | 7 | 4 | 0.196 | [23 empty] | 4 | N | [12 empty] | MT1 | MI | 8536508090 | [14 empty] | KNX 4-voudige drukknop Plus, wit ivoor glanzend, System M | Poussoir quadruple Plus KNX, blanc ivoire, brillant, System M | [17 empty] | https://eref.se.com/be/nl/sis-tarif/product/MTN617444 | https://eref.se.com/be/fr/sis-tarif/product/MTN617444
Schneider Electric | Schneider Electric | 01022021 |  | Schneider Electric |  | SER | MTN617519 |  |  | 223.53 |  | 1 |  | 1 | KNX 4-VOUDIGE DRUKKNOP/IR, PW, SYST M | B.POUSSOIR PLUS KNX QUAD/IR,BL.POL,SYSM |  | KNX pu.btn.4g plus w.IR rec.TPb pw SysM | [18 empty] | 1 | 3606485099477 | 0 |  | 72 | 7 | 7 | 4 | 0.196 | [23 empty] | 8 | N | [12 empty] | MT1 | MI | 8536508090 | [14 empty] | KNX 4-voudige drukknop Plus met IR-ontvanger, polarwit, glanzend, System M | Poussoir quadruple Plus KNX avec récepteur IR, blanc polaire, brillant, System M | [17 empty] | https://eref.se.com/be/nl/sis-tarif/product/MTN617519 | https://eref.se.com/be/fr/sis-tarif/product/MTN617519
Schneider Electric | Schneider Electric | 01022021 |  | Schneider Electric |  | SER | MTN617525 |  |  | 223.53 |  | 1 |  | 1 | KNX 4-VOUDIGE DRUKKNOP/IR, AW, SYST M | B.POUSSOIR PLUS KNX QUAD/IR,BL.ACT,SYSM |  | KNX pu.btn.4g plus w.IR rec.TPb aw SysM | [18 empty] | 1 | 3606485099484 | 0 |  | 72 | 7 | 7 | 4 | 0.196 | [23 empty] | 8 | N | [12 empty] | MT1 | MI | 8536508090 | [14 empty] | KNX 4-voudige drukknop Plus met IR-ontvanger, actief wit, glanzend, System M | Poussoir quadruple Plus KNX avec récepteur IR, blanc actif, brillant, System M | [17 empty] | https://eref.se.com/be/nl/sis-tarif/product/MTN617525 | https://eref.se.com/be/fr/sis-tarif/product/MTN617525
Schneider Electric | Schneider Electric | 01022021 |  | Schneider Electric |  | SER | MTN617544 |  |  | 223.53 |  | 1 |  | 1 | KNX 4-VOUDIGE DRUKKNOP/IR, WIT, SYST M | B.POUSSOIR PLUS KNX QUAD/IR, BL.IV,SYSM |  | KNX pu.btn.4g plus w.IR rec.TPb w SysM | [18 empty] | 1 | 3606480351747 | 0 |  | 68 | 7 | 7 | 4 | 0.196 | [23 empty] | 2 | Y | [12 empty] | MT1 | MI | 8536508090 | [14 empty] | KNX 4-voudige drukknop Plus met IR-ontvanger, wit ivoor glanzend, System M | Poussoir quadruple Plus KNX avec récepteur IR, blanc ivoire, brillant, System M | [17 empty] | https://eref.se.com/be/nl/sis-tarif/product/MTN617544 | https://eref.se.com/be/fr/sis-tarif/product/MTN617544
Schneider Electric | Schneider Electric | 01022021 |  | Schneider Electric |  | SER | MTN6180-0319 |  |  | 151.97 |  | 1 |  | 1 | KNX KNX PUSH-BUTTON PRO 55X55 PW R9010 | B.POUSSOIR PRO KNX, BLANC POL., SYST M |  | KNX Push-button Pro TPb pw SysM | [18 empty] | 1 | 3606480917974 | 0 |  | 82 | 8 | 8 | 5 | 0.32 | [23 empty] | 8 | N | [12 empty] | MT1 | MI | 8536508090 | [14 empty] | KNX drukknop Pro, polarwit, glanzend, System M | Bouton-poussoir Pro KNX, blanc polaire, brillant, System M | [17 empty] | https://eref.se.com/be/nl/sis-tarif/product/MTN6180-0319 | https://eref.se.com/be/fr/sis-tarif/product/MTN6180-0319
Schneider Electric | Schneider Electric | 01022021 |  | Schneider Electric |  | SER | MTN6180-0325 |  |  | 151.97 |  | 1 |  | 1 | KNX KNX PUSH-BUTTON PRO 55X55 ACTIEF WIT | B.POUSSOIR PRO KNX, BLANC ACT., SYST M |  | KNX Push-button Pro TPb aw SysM | [18 empty] | 1 | 3606480985621 | 0 |  | 82 | 8 | 8 | 5 | 0.32 | [23 empty] | 8 | N | [12 empty] | MT1 | MI | 8536508090 | [14 empty] | KNX drukknop Pro, actief wit, glanzend, System M | Bouton-poussoir Pro KNX, blanc actif, brillant, System M | [17 empty] | https://eref.se.com/be/nl/sis-tarif/product/MTN6180-0325 | https://eref.se.com/be/fr/sis-tarif/product/MTN6180-0325
Schneider Electric | Schneider Electric | 01022021 |  | Schneider Electric |  | SER | MTN6180-0414 |  |  | 156.31 |  | 1 |  | 1 | KNX KNX PUSH-BUTTON PRO 55X55 ANTRACIET | B.POUSSOIR PRO KNX, ANTHRACITE, SYST M |  | KNX Push-button Pro TPm ant SysM | [18 empty] | 1 | 3606480917981 | 0 |  | 82 | 8 | 8 | 5 | 0.32 | [23 empty] | 8 | N | [12 empty] | MT1 | MI | 8536508090 | [15 empty] | Bouton-poussoir Pro KNX, anthracite, System M | [17 empty] | https://eref.se.com/be/nl/sis-tarif/product/MTN6180-0414 | https://eref.se.com/be/fr/sis-tarif/product/MTN6180-0414
Schneider Electric | Schneider Electric | 01022021 |  | Schneider Electric |  | SER | MTN6180-0460 |  |  | 156.31 |  | 1 |  | 1 | KNX KNX PUSH-BUTTON PRO 55X55 ALU | B.POUSSOIR PRO KNX, ALUMINIUM, SYST M |  | KNX Push-button Pro TPm alu SysM | [18 empty] | 1 | 3606480917998 | 0 |  | 82 | 8 | 8 | 5 | 0.32 | [23 empty] | 8 | N | [12 empty] | MT1 | MI | 8536508090 | [15 empty] | Bouton-poussoir Pro KNX, aluminium, System M | [17 empty] | https://eref.se.com/be/nl/sis-tarif/product/MTN6180-0460 | https://eref.se.com/be/fr/sis-tarif/product/MTN6180-0460
Schneider Electric | Schneider Electric | 01022021 |  | Schneider Electric |  | SER | MTN6180-6036 |  |  | 278.83 |  | 1 |  | 1 | KNX PUSH-BUTTON PRO STST SDSG | KNX druksensor Pro Acier Inoxydable |  | KNX Push-button Pro stst SDsg | [18 empty] | 1 | 3606480918063 | 0 |  | 100 | 8 | 8 | 5 | 0.32 | [23 empty] | 8 | N | [12 empty] | MT1 | MI | 8536508090 | [33 empty] | https://eref.se.com/be/nl/sis-tarif/product/MTN6180-6036 | https://eref.se.com/be/fr/sis-tarif/product/MTN6180-6036
Schneider Electric | Schneider Electric | 01022021 |  | Schneider Electric |  | SER | MTN6180-6050 |  |  | 282.99 |  | 1 |  | 1 | KNX Push-button Pro nm SDsg | KNX druksensor Pro Nickel Métallique |  | KNX Push-button Pro nim SDsg | [18 empty] | 1 | 3606480982989 | 0 |  | 100 | 8 | 8 | 5 | 0.32 | [23 empty] | 8 | N | [12 empty] | MT1 | MI | 8536508090 | [33 empty] | https://eref.se.com/be/nl/sis-tarif/product/MTN6180-6050 | https://eref.se.com/be/fr/sis-tarif/product/MTN6180-6050
Schneider Electric | Schneider Electric | 01022021 |  | Schneider Electric |  | SER | MTN618319 |  |  | 38.74 |  | 1 |  | 1 | TEKSTSTROOK 1/2/4V KNX SYST M DK, PW | ÈTIQUETTES POUR POUSS KNX, SYSM, BL.POL |  | Labell.sh. f. push-btn. pw SysM | [18 empty] | 1 | 3606485016917 | 0 |  | 49 | 31 | 22 | 0 | 0 | [23 empty] | 8 | N | [12 empty] | MT1 | MI | 4821909000 | [14 empty] | Tekststrook voor 1-, 2- en 4-voudige KNX System M drukknoppen, polarwit | Etiquettes pour poussoir KNX System M simple, double et quadruple, blanc polaire | [17 empty] | https://eref.se.com/be/nl/sis-tarif/product/MTN618319 | https://eref.se.com/be/fr/sis-tarif/product/MTN618319
Schneider Electric | Schneider Electric | 01022021 |  | Schneider Electric |  | SER | MTN618320 |  |  | 38.92 |  | 1 |  | 1 | TEKSTSTROOK 1/2/4V KNX SYST M DK,ZILVER | ÈTIQUETTES POUR POUSS KNX, SYSM, ARGENT |  | Labell.sh. f. push-btn. si SysM | [18 empty] | 1 | 3606485016924 | 0 |  | 49 | 31 | 22 | 0 | 0 | [23 empty] | 2 | Y | [12 empty] | MT1 | MI | 4821909000 | [14 empty] | Tekststrook voor 1-, 2- en 4-voudige KNX System M drukknoppen, zilver | Etiquettes pour poussoir KNX System M simple, double et quadruple, argent | [17 empty] | https://eref.se.com/be/nl/sis-tarif/product/MTN618320 | https://eref.se.com/be/fr/sis-tarif/product/MTN618320
Schneider Electric | Schneider Electric | 01022021 |  | Schneider Electric |  | SER | MTN618419 |  |  | 31.04 |  | 1 |  | 1 | TEKSTSTROOK 4V KNX SYST M DK+IR, PW | ÈTIQUET. POUR POUSS KNX/IR SYSM, BL.POL |  | Labell.sh. f.mul.funct.push-btn. pw SysM | [18 empty] | 1 | 3606485016931 | 0 |  | 49 | 31 | 22 | 0 | 0 | [23 empty] | 2 | Y | [12 empty] | MT1 | MI | 4821909000 | [14 empty] | Tekststrook voor 4-voudige KNX System M drukknoppen met IR-ontvanger, polarwit | Etiquettes pour poussoir KNX System M quadruple avec récepteur IR, blanc polaire | [17 empty] | https://eref.se.com/be/nl/sis-tarif/product/MTN618419 | https://eref.se.com/be/fr/sis-tarif/product/MTN618419
Schneider Electric | Schneider Electric | 01022021 |  | Schneider Electric |  | SER | MTN618420 |  |  | 31.04 |  | 1 |  | 1 | TEKSTSTROOK 4V KNX SYST M DK+IR, ZILVER | ÈTIQUET. POUR POUSS KNX/IR SYSM, ARGENT |  | Labell.sh. f.mul.funct.push-btn. si SysM | [18 empty] | 1 | 3606485016948 | 0 |  | 49 | 31 | 22 | 0 | 0 | [23 empty] | 2 | Y | [12 empty] | MT1 | MI | 4821909000 | [14 empty] | Tekststrook voor 4-voudige KNX System M drukknoppen met IR-ontvanger, zilver | Etiquettes pour poussoir KNX System M quadruple avec récepteur IR, argent | [17 empty] | https://eref.se.com/be/nl/sis-tarif/product/MTN618420 | https://eref.se.com/be/fr/sis-tarif/product/MTN618420
Schneider Electric | Schneider Electric | 01022021 |  | Schneider Electric |  | SER | MTN619119 |  |  | 2.92 |  | 1 |  | 1 | TUIMELAAR VR 1V DK-MODULE, PW, SYST M | ENJOL. MOD POUSS. KNX SIMPLE,BL.POL,SYSM |  | Rocker f. push-btn.mod. 1g TPb pw SysM | [18 empty] | 1 | 3606485099491 | 0 |  | 18 | 7 | 7 | 2 | 0.098 | [23 empty] | 8 | N | [12 empty] | MT1 | MI | 3925908000 | [14 empty] | Tuimelaar voor 1-voudige drukknopmodule, polarwit, glanzend, System M | Touche simple pour module bouton poussoir KNX, blanc polaire, brillant, System M | [17 empty] | https://eref.se.com/be/nl/sis-tarif/product/MTN619119 | https://eref.se.com/be/fr/sis-tarif/product/MTN619119
Schneider Electric | Schneider Electric | 01022021 |  | Schneider Electric |  | SER | MTN619125 |  |  | 2.92 |  | 1 |  | 1 | TUIMELAAR VR 1V DK-MODULE,AW, SYST M | ENJOL. MOD POUSS KNX SIMPLE,BL.ACT,SYSM |  | Rocker f. push-btn.mod. 1g TPb aw SysM | [18 empty] | 1 | 3606485099507 | 0 |  | 18 | 7 | 7 | 2 | 0.098 | [23 empty] | 8 | N | [12 empty] | MT1 | MI | 3925908000 | [14 empty] | Tuimelaar voor 1-voudige drukknopmodule, actief wit, glanzend, System M | Touche simple pour module bouton poussoir KNX, blanc actif, brillant, System M | [17 empty] | https://eref.se.com/be/nl/sis-tarif/product/MTN619125 | https://eref.se.com/be/fr/sis-tarif/product/MTN619125
Schneider Electric | Schneider Electric | 01022021 |  | Schneider Electric |  | SER | MTN619144 |  |  | 2.92 |  | 1 |  | 1 | TUIMELAAR VR 1V DK-MODULE, WIT, SYST M | ENJOL. MOD POUSS KNX SIMPLE,BL.IV,SYSM |  | Rocker f. push-btn.mod. 1g TPb w SysM | [18 empty] | 1 | 3606480351754 | 0 |  | 17 | 7 | 7 | 2 | 0.098 | [23 empty] | 2 | Y | [12 empty] | MT1 | MI | 85389099 | [14 empty] | Tuimelaar voor 1-voudige drukknopmodule, wit ivoor glanzend, System M | Touche simple pour module bouton poussoir KNX, blanc ivoire, brillant, System M | [17 empty] | https://eref.se.com/be/nl/sis-tarif/product/MTN619144 | https://eref.se.com/be/fr/sis-tarif/product/MTN619144
Schneider Electric | Schneider Electric | 01022021 |  | Schneider Electric |  | SER | MTN619219 |  |  | 5.24 |  | 1 |  | 1 | TUIMELAAR VR 2V DK-MODULE, PW, SYST M | ENJOL. MOD POUSS KNX DOUBLE,BL.POL,SYSM |  | Rockers f.push-btn.mod. 2g TPb pw SysM | [18 empty] | 1 | 3606485099514 | 0 |  | 18 | 7 | 7 | 2 | 0.098 |  | 1 | 17 | 7.4 | 7.3 | 2 |  | 43606485099512 | 150 | 3190 | 40 | 30 | 30 | [10 empty] | 8 | N | [12 empty] | MT1 | MI | 3925908000 | [14 empty] | Tuimelaar voor 2-voudige drukknopmodule, polarwit, glanzend, System M | Touche double pour module bouton poussoir KNX, blanc polaire, brillant, System M | [17 empty] | https://eref.se.com/be/nl/sis-tarif/product/MTN619219 | https://eref.se.com/be/fr/sis-tarif/product/MTN619219
Schneider Electric | Schneider Electric | 01022021 |  | Schneider Electric |  | SER | MTN619225 |  |  | 5.24 |  | 1 |  | 1 | TUIMELAAR VR 2V DK-MODULE,AW, SYST M | ENJOL. MOD POUSS KNX DOUBLE,BL.ACT,SYSM |  | Rockers f.push-btn.mod. 2g TPb aw SysM | [18 empty] | 1 | 3606485099521 | 0 |  | 18 | 7 | 7 | 2 | 0.098 | [23 empty] | 8 | N | [12 empty] | MT1 | MI | 3925908000 | [14 empty] | Tuimelaar voor 2-voudige drukknopmodule, actief wit, glanzend, System M | Touche double pour module bouton poussoir KNX, blanc actif, brillant, System M | [17 empty] | https://eref.se.com/be/nl/sis-tarif/product/MTN619225 | https://eref.se.com/be/fr/sis-tarif/product/MTN619225
Schneider Electric | Schneider Electric | 01022021 |  | Schneider Electric |  | SER | MTN619244 |  |  | 5.24 |  | 1 |  | 1 | TUIMELAAR VR 2V DK-MODULE, WIT, SYST M | ENJOL. MOD POUSS KNX DOUBLE, BL.IV,SYSM |  | Rockers f.push-btn.mod. 2g TPb w SysM | [18 empty] | 1 | 3606485104867 | 0 |  | 18 | 7 | 7 | 2 | 0.098 | [23 empty] | 2 | Y | [12 empty] | MT1 | MI | 3925908000 | [14 empty] | Tuimelaar voor 2-voudige drukknopmodule, wit ivoor, glanzend, System M | Touche double pour module bouton poussoir KNX, blanc ivoire, brillant, System M | [17 empty] | https://eref.se.com/be/nl/sis-tarif/product/MTN619244 | https://eref.se.com/be/fr/sis-tarif/product/MTN619244
Schneider Electric | Schneider Electric | 01022021 |  | Schneider Electric |  | SER | MTN619319 |  |  | 6.15 |  | 1 |  | 1 | TUIMELAAR 1/0 VR 1V DK-MODULE,PW,SYST M | ENJOL. 1/0 POUSS. KNX SIMPLE,BL.POL,SYSM |  | Rocker f.push-btn.mod.1g 1/0 TPb pw SysM | [18 empty] | 1 | 3606485099538 | 0 |  | 18 | 7 | 7 | 2 | 0.098 | [23 empty] | 8 | N | [12 empty] | MT1 | MI | 85389099 | [14 empty] | Tuimelaar opdruk 1/0 voor 1-voudige drukknopmodule, polarwit, glanzend, System M | Touche simple marq. 1/0 pour mod. pouss. KNX, blanc pol., brill., System M | [17 empty] | https://eref.se.com/be/nl/sis-tarif/product/MTN619319 | https://eref.se.com/be/fr/sis-tarif/product/MTN619319
Schneider Electric | Schneider Electric | 01022021 |  | Schneider Electric |  | SER | MTN619325 |  |  | 6.15 |  | 1 |  | 1 | TUIMELAAR 1/0 VR 1V DK-MODULE,AW,SYST M | ENJOL. 1/0 POUSS. KNX SIMPLE,BL.ACT,SYSM |  | Rocker f.push-btn.mod.1g 1/0 TPb aw SysM | [18 empty] | 1 | 3606485099545 | 0 |  | 18 | 7 | 7 | 2 | 0.098 | [23 empty] | 8 | N | [12 empty] | MT1 | MI | 85389099 | [14 empty] | Tuimelaar opdruk 1/0 voor 1-voudige drukknopmodule, actief wit, glanz., System M | Touche simple marq. 1/0 pour mod. pouss. KNX, blanc actif, brill., System M | [17 empty] | https://eref.se.com/be/nl/sis-tarif/product/MTN619325 | https://eref.se.com/be/fr/sis-tarif/product/MTN619325
Schneider Electric | Schneider Electric | 01022021 |  | Schneider Electric |  | SER | MTN619344 |  |  | 6.15 |  | 1 |  | 1 | TUIMELAAR 1/0 VR 1V DKMODULE,WIT,SYST M | ENJOL. 1/0 POUSS. KNX SIMPLE, BL.IV,SYSM |  | Rocker f.push-btn.mod.1g 1/0 TPb w SysM | [18 empty] | 1 | 3606480351761 | 0 |  | 17 | 7 | 7 | 2 | 0.098 | [23 empty] | 2 | Y | [12 empty] | MT1 | MI | 85389099 | [14 empty] | Tuimelaar opdruk 1/0 voor 1-voudige drukknopmodule, wit ivoor glanzend, System M | Touche simple marq. 1/0 pour mod. pouss. KNX, blanc ivoire, brill., System M | [17 empty] | https://eref.se.com/be/nl/sis-tarif/product/MTN619344 | https://eref.se.com/be/fr/sis-tarif/product/MTN619344
Schneider Electric | Schneider Electric | 01022021 |  | Schneider Electric |  | SER | MTN619419 |  |  | 6.15 |  | 1 |  | 1 | TUIMELAAR OP/NEER VR 1V DKMOD,PW,SYST M | ENJOL.FLÈCHE POUSS.KNX SIMPL,BL.POL,SYSM |  | Rocker f.push-btn.1g Up/Down TPb pw SysM | [18 empty] | 1 | 3606485099552 | 0 |  | 18 | 7 | 7 | 2 | 0.098 | [23 empty] | 8 | N | [12 empty] | MT1 | MI | 85389099 | [14 empty] | Tuimelaar opdruk pijlen voor 1-voudige drukknopmod., polarwit, glanz., System M | Touche simple marq. flèche pour mod. pouss. KNX, blanc polaire, brill., System M | [17 empty] | https://eref.se.com/be/nl/sis-tarif/product/MTN619419 | https://eref.se.com/be/fr/sis-tarif/product/MTN619419
Schneider Electric | Schneider Electric | 01022021 |  | Schneider Electric |  | SER | MTN619425 |  |  | 6.15 |  | 1 |  | 1 | TUIMELAAR OP/NEER VR 1V DKMOD,AW,SYST M | ENJOL.FLÈCHE POUSS.KNX SIMPL,BL.ACT,SYSM |  | Rocker f.push-btn.1g Up/Down TPb aw SysM | [18 empty] | 1 | 3606485099569 | 0 |  | 18 | 7 | 7 | 2 | 0.098 | [23 empty] | 8 | N | [12 empty] | MT1 | MI | 85389099 | [14 empty] | Tuimelaar opdruk pijlen voor 1-voud. drukknopmod., actief wit, glanz., System M | Touche simple marq. flèche pour mod. pouss. KNX, blanc actif, brill., System M | [17 empty] | https://eref.se.com/be/nl/sis-tarif/product/MTN619425 | https://eref.se.com/be/fr/sis-tarif/product/MTN619425
Schneider Electric | Schneider Electric | 01022021 |  | Schneider Electric |  | SER | MTN619444 |  |  | 6.15 |  | 1 |  | 1 | TUIMELAAR OP/NEER VR 1V DKMOD,WIT,SYSTM | ENJOL.FLÈCHE POUSS.KNX SIMPL,BL.IV,SYSM |  | Rocker f.push-btn.1g Up/Down TPb w SysM | [18 empty] | 1 | 3606480351778 | 0 |  | 17 | 7 | 7 | 2 | 0.098 | [23 empty] | 2 | Y | [12 empty] | MT1 | MI | 85389099 | [14 empty] | Tuimelaar opdruk pijlen voor 1-voudige drukknopmod., wit ivoor glanz., System M | Touche simple marq. flèche pour mod. pouss. KNX, blanc ivoire, brill., System M | [17 empty] | https://eref.se.com/be/nl/sis-tarif/product/MTN619444 | https://eref.se.com/be/fr/sis-tarif/product/MTN619444
Schneider Electric | Schneider Electric | 01022021 |  | Schneider Electric |  | SER | MTN619519 |  |  | 7.12 |  | 1 |  | 1 | TUIMELAAR 1/0+OP/NEER 2V DKMOD,PW,SYSTM | ENJOL.1/0+FLÈCH PSS.KNX DOUB,BL.POL,SYSM |  | Rockers f.pu.btn.mod.2g mark.TPb pw SysM | [18 empty] | 1 | 3606485099576 | 0 |  | 18 | 7 | 7 | 2 | 0.098 | [23 empty] | 8 | N | [12 empty] | MT1 | MI | 85389099 | [14 empty] | Tuimelaar opdruk 1/0 en pijlen voor drukknopmodule, polarwit, glanz., System M | Touche double marq. 1/0 + flèche mod.pouss. KNX, blanc polaire, brill., System M | [17 empty] | https://eref.se.com/be/nl/sis-tarif/product/MTN619519 | https://eref.se.com/be/fr/sis-tarif/product/MTN619519
Schneider Electric | Schneider Electric | 01022021 |  | Schneider Electric |  | SER | MTN619525 |  |  | 7.17 |  | 1 |  | 1 | TUIMELAAR 1/0+OP/NEER 2V DKMOD,AW,SYSTM | ENJOL.1/0+FLÈCH PSS.KNX DOUB,BL.ACT,SYSM |  | Rockers f.pu.btn.mod.2g mark.TPb aw SysM | [18 empty] | 1 | 3606485099583 | 0 |  | 18 | 7 | 7 | 2 | 0.098 | [23 empty] | 2 | Y | [12 empty] | MT1 | MI | 85389099 | [14 empty] | Tuimelaar opdruk 1/0 en pijlen voor drukknopmodule, actief wit, glanz., System M | Touche double marq. 1/0 + flèche mod. pouss. KNX, blanc actif, brill., System M | [17 empty] | https://eref.se.com/be/nl/sis-tarif/product/MTN619525 | https://eref.se.com/be/fr/sis-tarif/product/MTN619525
Schneider Electric | Schneider Electric | 01022021 |  | Schneider Electric |  | SER | MTN619544 |  |  | 7.12 |  | 1 |  | 1 | TUIMELAAR 1/0+OP/NEER 2V DKMOD,WIT,SYSTM | ENJOL.1/0+FLÈCH PSS.KNX DOUB, BL.IV,SYSM |  | Rockers f.pu.btn.mod.2g mark.TPb w SysM | [18 empty] | 1 | 3606480351785 | 0 |  | 18 | 7 | 7 | 2 | 0.098 | [23 empty] | 2 | Y | [12 empty] | MT1 | MI | 85389099 | [14 empty] | Tuimelaar opdruk 1/0 en pijlen voor drukknopmodule, wit ivoor glanzend, System M | Touche double marq. 1/0 + flèche mod. pouss. KNX, blanc ivoire, brill., System M | [17 empty] | https://eref.se.com/be/nl/sis-tarif/product/MTN619544 | https://eref.se.com/be/fr/sis-tarif/product/MTN619544
Schneider Electric | Schneider Electric | 01022021 |  | Schneider Electric |  | SER | MTN619619 |  |  | 7.17 |  | 1 |  | 1 | TUIMELAAR OP/NEER+1/0 2V DKMOD,PW,SYST M | ENJOL.FLÈCH+1/0 PSS.KNX DOUB,BL.POL,SYSM |  | Rockers f.pu.btn.mod.2g mark.TPb pw SysM | [18 empty] | 1 | 3606485099590 | 0 |  | 18 | 7 | 7 | 2 | 0.098 | [23 empty] | 4 | N | [12 empty] | MT1 | MI | 85389099 | [14 empty] | Tuimelaar opdruk pijlen en 1/0 voor drukknopmodule, polarwit, glanzend, System M | Touche double marq. flèche + 1/0 mod.pouss. KNX, blanc polaire, brill., System M | [17 empty] | https://eref.se.com/be/nl/sis-tarif/product/MTN619619 | https://eref.se.com/be/fr/sis-tarif/product/MTN619619
Schneider Electric | Schneider Electric | 01022021 |  | Schneider Electric |  | SER | MTN619625 |  |  | 7.23 |  | 1 |  | 1 | TUIMELAAR OP/NEER+1/0 2V DKMOD,AW,SYSTM | ENJOL.FLÈCH+1/0 PSS.KNX DOUB,BL.ACT,SYSM |  | Rockers f.pu.btn.mod.2g mark.TPb aw SysM | [18 empty] | 1 | 3606485099606 | 0 |  | 18 | 7 | 7 | 2 | 0.098 | [23 empty] | 2 | Y | [12 empty] | MT1 | MI | 85389099 | [14 empty] | Tuimelaar opdruk pijlen en 1/0 voor drukknopmodule, actief wit, glanz., System M | Touche double marq. flèche + 1/0 mod. pouss. KNX, blanc actif, brill., System M | [17 empty] | https://eref.se.com/be/nl/sis-tarif/product/MTN619625 | https://eref.se.com/be/fr/sis-tarif/product/MTN619625
Schneider Electric | Schneider Electric | 01022021 |  | Schneider Electric |  | SER | MTN619644 |  |  | 7.23 |  | 1 |  | 1 | TUIMELAAR OP/NEER+1/02V DKMOD,WIT,SYSTM | ENJOL.FLÈCH+1/0 PSS.KNX DOUB,BL.IV,SYSM |  | Rockers f.pu.btn.mod.2g mark.TPb w SysM | [18 empty] | 1 | 3606480351792 | 0 |  | 18 | 7 | 7 | 2 | 0.098 | [23 empty] | 2 | Y | [12 empty] | MT1 | MI | 85389099 | [14 empty] | Tuimelaar opdruk pijlen en 1/0 voor drukknopmodule, wit ivoor glanzend, System M | Touche double marq. flèche + 1/0 mod. pouss. KNX, blanc ivoire, brill., System M | [17 empty] | https://eref.se.com/be/nl/sis-tarif/product/MTN619644 | https://eref.se.com/be/fr/sis-tarif/product/MTN619644
Schneider Electric | Schneider Electric | 01022021 |  | Schneider Electric |  | SER | MTN619719 |  |  | 7.23 |  | 1 |  | 1 | TUIMELAAR OP/NEER 2V DK-MOD,PW,SYSTM | ENJOL.FLÈCHE POUSS. KNX DOUB,BL.POL,SYSM |  | Rockers 2g w.mark.Up/Down TPb pw SysM | [18 empty] | 1 | 3606485099613 | 0 |  | 18 | 7 | 7 | 2 | 0.098 |  | 1 | 18 | 7.4 | 7.4 | 2.2 |  | 43606485099611 | 150 | 3110 | 40 | 30 | 30 | [10 empty] | 8 | N | [12 empty] | MT1 | MI | 85389099 | [14 empty] | Tuimelaar opdruk pijlen voor 2-voudige drukknopmod., polarwit, glanz., System M | Touche double marq. flèche pour mod. pouss. KNX, blanc polaire, brill., System M | [17 empty] | https://eref.se.com/be/nl/sis-tarif/product/MTN619719 | https://eref.se.com/be/fr/sis-tarif/product/MTN619719
Schneider Electric | Schneider Electric | 01022021 |  | Schneider Electric |  | SER | MTN619725 |  |  | 7.23 |  | 1 |  | 1 | TUIMELAAR OP/NEER 2V DK-MOD, AW, SYST M | ENJOL.FLÈCHE POUSS. KNX DOUB,BL.ACT,SYSM |  | Rockers 2g w.mark.Up/Down TPb aw SysM | [18 empty] | 1 | 3606485099620 | 0 |  | 18 | 7 | 7 | 2 | 0.098 | [23 empty] | 2 | Y | [12 empty] | MT1 | MI | 85389099 | [14 empty] | Tuimelaar opdruk pijlen voor 2-voud. drukknopmod., actief wit, glanz., System M | Touche double marq. flèche pour mod. pouss. KNX, blanc actif, brill., System M | [17 empty] | https://eref.se.com/be/nl/sis-tarif/product/MTN619725 | https://eref.se.com/be/fr/sis-tarif/product/MTN619725
Schneider Electric | Schneider Electric | 01022021 |  | Schneider Electric |  | SER | MTN619744 |  |  | 7.23 |  | 1 |  | 1 | TUIMELAAR OP/NEER 2V DK-MOD, WIT, SYST M | ENJOL.FLÈCHE POUSS. KNX DOUB,BL.IV,SYSM |  | Rockers 2g w.mark.Up/Down TPb w SysM | [18 empty] | 1 | 3606480351808 | 0 |  | 18 | 7 | 7 | 2 | 0.098 | [23 empty] | 8 | N | [12 empty] | MT1 | MI | 85389099 | [14 empty] | Tuimelaar opdruk pijlen voor 2-voud. drukknopmodule, wit ivoor glanz., System M | Touche double marq. flèche pour mod. pouss. KNX, blanc ivoire, brill., System M | [17 empty] | https://eref.se.com/be/nl/sis-tarif/product/MTN619744 | https://eref.se.com/be/fr/sis-tarif/product/MTN619744
Schneider Electric | Schneider Electric | 01022021 |  | Schneider Electric |  | SER | MTN6212-0319 |  |  | 333.27 |  | 1 |  | 1 | KNX 2V DRUKKNOP+THERMOSTAAT, PW, SYST M | B.POUSS. KNX DOUB+THERMOSTAT,BL.POL,SYSM |  | KNX push-btn.2g plus w.RTC TPb pw SysM | [18 empty] | 1 | 3606480210679 | 0 |  | 91 | 8 | 8 | 5 | 0.32 |  | 1 | 116 | 7.5 | 7.5 | 5.3 |  | 43606480210677 | 50 | 5190 | 40 | 30 | 30 | [10 empty] | 10 | N | [12 empty] | MT1 | MI | 9032108090 | [14 empty] | KNX 2-voudige drukknop Plus met ruimtethermostaat, polarwit, glanzend, System M | Poussoir double Plus KNX avec thermostat, blanc polaire, brillant, System M | [17 empty] | https://eref.se.com/be/nl/sis-tarif/product/MTN6212-0319 | https://eref.se.com/be/fr/sis-tarif/product/MTN6212-0319
Schneider Electric | Schneider Electric | 01022021 |  | Schneider Electric |  | SER | MTN6212-0325 |  |  | 333.27 |  | 1 |  | 1 | KNX 2V DRUKKNOP+THERMOSTAAT, AW, SYST M | B.POUSS. KNX DOUB+THERMOSTAT,BL.ACT,SYSM |  | KNX push-btn.2g plus w.RTC TPb aw SysM | [18 empty] | 1 | 3606480210686 | 0 |  | 91 | 8 | 8 | 5 | 0.32 | [23 empty] | 8 | N | [12 empty] | MT1 | MI | 9032108090 | [14 empty] | KNX 2-voudige drukknop Plus met ruimtethermostaat, actief wit, glanz., System M | Poussoir double Plus KNX avec thermostat, blanc actif, brillant, System M | [17 empty] | https://eref.se.com/be/nl/sis-tarif/product/MTN6212-0325 | https://eref.se.com/be/fr/sis-tarif/product/MTN6212-0325
Schneider Electric | Schneider Electric | 01022021 |  | Schneider Electric |  | SER | MTN6212-0344 |  |  | 333.27 |  | 1 |  | 1 | KNX 2V DRUKKNOP+THERMOSTAAT, WIT, SYST M | B.POUSS.KNX DOUBLE+THERMOSTAT,BL.IV,SYSM |  | KNX push-btn.2g plus w.RTC TPb w SysM | [18 empty] | 1 | 3606480210693 | 0 |  | 91 | 8 | 8 | 5 | 0.32 | [23 empty] | 4 | N | [12 empty] | MT1 | MI | 9032108090 | [14 empty] | KNX 2-voudige drukknop Plus met ruimtethermostaat, wit ivoor, glanzend, System M | Poussoir double Plus avec thermostat, blanc ivoire, brillant, System M | [17 empty] | https://eref.se.com/be/nl/sis-tarif/product/MTN6212-0344 | https://eref.se.com/be/fr/sis-tarif/product/MTN6212-0344
Schneider Electric | Schneider Electric | 01022021 |  | Schneider Electric |  | SER | MTN6212-0414 |  |  | 336.33 |  | 1 |  | 1 | KNX 2V DRUKKNOP+THERMOSTAAT,ANTRA,SYST M | B.POUSS. KNX DOUB+THERMOSTAT,ANTHR, SYSM |  | KNX push-btn.2g plus w.RTC TPm ant SysM | [18 empty] | 1 | 3606480210709 | 0 |  | 91 | 8 | 8 | 5 | 0.32 |  | 1 | 91 | 7.6 | 7.6 | 5.3 |  | 43606480210707 | 50 | 5040 | 40 | 30 | 30 | [10 empty] | 8 | N | [12 empty] | MT1 | MI | 9032108090 | [14 empty] | KNX 2-voudige drukknop Plus met ruimtethermostaat, antraciet, System M | Poussoir double Plus KNX avec thermostat, anthracite, System M | [17 empty] | https://eref.se.com/be/nl/sis-tarif/product/MTN6212-0414 | https://eref.se.com/be/fr/sis-tarif/product/MTN6212-0414
Schneider Electric | Schneider Electric | 01022021 |  | Schneider Electric |  | SER | MTN6212-0460 |  |  | 341.46 |  | 1 |  | 1 | KNX 2V DRUKKNOP+THERMOSTAAT, ALU, SYST M | B.POUSS. KNX DOUB+THERMOSTAT, ALU, SYSM |  | KNX push-btn.2g plus w.RTC TPm alu SysM | [18 empty] | 1 | 3606480210730 | 0 |  | 91 | 8 | 8 | 5 | 0.32 |  | 1 | 91 | 7.6 | 7.6 | 5.3 |  | 43606480210738 | 50 | 4960 | 40 | 30 | 15 | [10 empty] | 8 | N | [12 empty] | MT1 | MI | 9032108090 | [14 empty] | KNX 2-voudige drukknop Plus met ruimtethermostaat, aluminium, System M | Poussoir double Plus KNX avec thermostat, aluminium, System M | [17 empty] | https://eref.se.com/be/nl/sis-tarif/product/MTN6212-0460 | https://eref.se.com/be/fr/sis-tarif/product/MTN6212-0460
Schneider Electric | Schneider Electric | 01022021 |  | Schneider Electric |  | SER | MTN6215-0310 |  |  | 329.82 |  | 1 |  | 1 | KNX MULTITOUCH PRO 55X55 AANRAAKSCHERM | MULTI-TOUCH PRO+THERMOSTAT KNX, SYST M |  | KNX Multitouch Pro TPb bk SysM | [18 empty] | 1 | 3606480918070 | 0 |  | 84 | 8 | 8 | 5 | 0.32 | [23 empty] | 2 | Y | [12 empty] | MT1 | MI | 9032890090 | [33 empty] | https://eref.se.com/be/nl/sis-tarif/product/MTN6215-0310 | https://eref.se.com/be/fr/sis-tarif/product/MTN6215-0310
Schneider Electric | Schneider Electric | 01022021 |  | Schneider Electric |  | SER | MTN6215-5910 |  |  | 378.92 |  | 1 |  | 1 | KNX Multitouch Pro 71x71 aanraakscherm | MULTI-TOUCH PRO+THERMOSTAT KNX, SYST D |  | KNX Multitouch Pro obk SDsg | [18 empty] | 1 | 3606480918087 | 0 |  | 103 | 8 | 8 | 5 | 0.32 | [23 empty] | 25 | N | [12 empty] | MT1 | MI | 9032108090 | [33 empty] | https://eref.se.com/be/nl/sis-tarif/product/MTN6215-5910 | https://eref.se.com/be/fr/sis-tarif/product/MTN6215-5910
Schneider Electric | Schneider Electric | 01022021 |  | Schneider Electric |  | SER | MTN6221-0319 |  |  | 218.39 |  | 1 |  | 1 | KNX THERMOSTAAT Z. BEDIENING,PW,SYST M | THERMOSTAT KNX SANS COMM LOC,BL.POL,SYSM |  | KNX Obj.RTC TPb pw SysM | [18 empty] | 1 | 3606480210532 | 0 |  | 78 | 8 | 8 | 5 | 0.32 |  | 1 | 78 | 7.6 | 7.6 | 5.3 |  | 43606480210530 | 50 | 4090 | 40 | 30 | 30 | [10 empty] | 8 | N | [12 empty] | MT1 | MI | 9032108090 | [14 empty] | KNX ruimtethermostaat zonder bedieningen, polarwit, glanzend, System M | Thermostat d'ambiance KNX sans comm. locales, blanc polaire, brillant, System M | [17 empty] | https://eref.se.com/be/nl/sis-tarif/product/MTN6221-0319 | https://eref.se.com/be/fr/sis-tarif/product/MTN6221-0319
Schneider Electric | Schneider Electric | 01022021 |  | Schneider Electric |  | SER | MTN6221-0325 |  |  | 218.39 |  | 1 |  | 1 | KNX THERMOSTAAT Z. BEDIENING, AW, SYST M | THERMOSTAT KNX SANS COMM LOC,BL.ACT,SYSM |  | KNX Obj.RTC TPb aw SysM | [18 empty] | 1 | 3606480210549 | 0 |  | 78 | 8 | 8 | 5 | 0.32 | [23 empty] | 4 | N | [12 empty] | MT1 | MI | 9032108090 | [14 empty] | KNX ruimtethermostaat zonder bedieningen, actief wit, glanzend, System M | Thermostat d'ambiance KNX sans comm. locales, blanc actif, brillant, System M | [17 empty] | https://eref.se.com/be/nl/sis-tarif/product/MTN6221-0325 | https://eref.se.com/be/fr/sis-tarif/product/MTN6221-0325
Schneider Electric | Schneider Electric | 01022021 |  | Schneider Electric |  | SER | MTN6221-0344 |  |  | 218.39 |  | 1 |  | 1 | KNX THERMOSTAAT Z. BEDIENING,WIT, SYST M | THERMOSTAT KNX SANS COMM LOC, BL.IV,SYSM |  | KNX Obj.RTC TPb w SysM | [18 empty] | 1 | 3606480210556 | 0 |  | 78 | 8 | 8 | 5 | 0.32 | [23 empty] | 2 | Y | [12 empty] | MT1 | MI | 9032108090 | [14 empty] | KNX ruimtethermostaat zonder bedieningen, wit ivoor, glanzend, System M | Thermostat d'ambiance KNX à usage collectif, blanc ivoire, brillant, System M | [17 empty] | https://eref.se.com/be/nl/sis-tarif/product/MTN6221-0344 | https://eref.se.com/be/fr/sis-tarif/product/MTN6221-0344
Schneider Electric | Schneider Electric | 01022021 |  | Schneider Electric |  | SER | MTN6221-0414 |  |  | 221.46 |  | 1 |  | 1 | KNX THERMOSTAAT Z.BEDIENING,ANTRA,SYST M | THERMOSTAT KNX SANS COMM LOC, ANTHR, YSM |  | KNX Obj.RTC TPm ant SysM | [18 empty] | 1 | 3606480210563 | 0 |  | 78 | 8 | 8 | 5 | 0.32 | [23 empty] | 8 | N | [12 empty] | MT1 | MI | 9032108090 | [14 empty] | KNX ruimtethermostaat zonder bedieningen, antraciet, System M | Thermostat d'ambiance KNX sans comm. locales, anthracite, System M | [17 empty] | https://eref.se.com/be/nl/sis-tarif/product/MTN6221-0414 | https://eref.se.com/be/fr/sis-tarif/product/MTN6221-0414
Schneider Electric | Schneider Electric | 01022021 |  | Schneider Electric |  | SER | MTN6221-0460 |  |  | 223.53 |  | 1 |  | 1 | KNX THERMOSTAAT Z. BEDIENING, ALU,SYST M | THERMOSTAT KNX SANS COMM LOC, ALU, SYSM |  | KNX Obj.RTC TPm alu SysM | [18 empty] | 1 | 3606480210594 | 0 |  | 78 | 8 | 8 | 5 | 0.32 | [23 empty] | 2 | Y | [12 empty] | MT1 | MI | 9032108090 | [14 empty] | KNX ruimtethermostaat zonder bedieningen, aluminium, System M | Thermostat d'ambiance KNX sans comm. locales, aluminium, System M | [17 empty] | https://eref.se.com/be/nl/sis-tarif/product/MTN6221-0460 | https://eref.se.com/be/fr/sis-tarif/product/MTN6221-0460
Schneider Electric | Schneider Electric | 01022021 |  | Schneider Electric |  | SER | MTN6241-0319 |  |  | 274.8 |  | 1 |  | 1 | KNX THERMOSTAAT/DISPLAY, PW, SYST M | THERMOSTAT KNX + AFFICHEUR, BL.POL, SYSM |  | KNX RTC TPb pw SysM | [18 empty] | 1 | 3606480210600 | 0 |  | 91 | 8 | 8 | 5 | 0.32 | [23 empty] | 8 | N | [12 empty] | MT1 | MI | 9032108090 | [14 empty] | KNX ruimtethermostaat met display, polarwit, glanzend, System M | Thermostat d'ambiance KNX avec afficheur, blanc polaire, brillant, System M | [17 empty] | https://eref.se.com/be/nl/sis-tarif/product/MTN6241-0319 | https://eref.se.com/be/fr/sis-tarif/product/MTN6241-0319
Schneider Electric | Schneider Electric | 01022021 |  | Schneider Electric |  | SER | MTN6241-0325 |  |  | 274.8 |  | 1 |  | 1 | KNX THERMOSTAAT/DISPLAY, AW, SYST M | THERMOSTAT KNX + AFFICHEUR, BL.ACT, SYSM |  | KNX RTC TPb aw SysM | [18 empty] | 1 | 3606480210617 | 0 |  | 91 | 8 | 8 | 5 | 0.32 | [23 empty] | 8 | N | [12 empty] | MT1 | MI | 9032108090 | [14 empty] | KNX ruimtethermostaat met display, actief wit, glanzend, System M | Thermostat d'ambiance KNX avec afficheur, blanc actif, brillant, System M | [17 empty] | https://eref.se.com/be/nl/sis-tarif/product/MTN6241-0325 | https://eref.se.com/be/fr/sis-tarif/product/MTN6241-0325
Schneider Electric | Schneider Electric | 01022021 |  | Schneider Electric |  | SER | MTN6241-0344 |  |  | 274.8 |  | 1 |  | 1 | KNX THERMOSTAAT/DISPLAY, WIT, SYST M | THERMOSTAT KNX + AFFICHEUR, BL.IV, SYSM |  | KNX RTC TPb w SysM | [18 empty] | 1 | 3606480210624 | 0 |  | 91 | 8 | 8 | 5 | 0.32 | [23 empty] | 8 | N | [12 empty] | MT1 | MI | 9032108090 | [14 empty] | KNX ruimtethermostaat met display, wit ivoor, glanzend, System M | Thermostat d'ambiance KNX avec écran, blanc ivoire, brillant, System M | [17 empty] | https://eref.se.com/be/nl/sis-tarif/product/MTN6241-0344 | https://eref.se.com/be/fr/sis-tarif/product/MTN6241-0344
Schneider Electric | Schneider Electric | 01022021 |  | Schneider Electric |  | SER | MTN6241-0414 |  |  | 279.94 |  | 1 |  | 1 | KNX THERMOSTAAT/DISPLAY, ANTRA, SYST M | THERMOSTAT KNX + AFFICHEUR, ANTHR, SYSM |  | KNX RTC TPm ant SysM | [18 empty] | 1 | 3606480210631 | 0 |  | 91 | 8 | 8 | 5 | 0.32 | [23 empty] | 8 | N | [12 empty] | MT1 | MI | 9032108090 | [14 empty] | KNX ruimtethermostaat met display, antraciet, System M | Thermostat d'ambiance KNX avec afficheur, anthracite, System M | [17 empty] | https://eref.se.com/be/nl/sis-tarif/product/MTN6241-0414 | https://eref.se.com/be/fr/sis-tarif/product/MTN6241-0414
Schneider Electric | Schneider Electric | 01022021 |  | Schneider Electric |  | SER | MTN6241-0460 |  |  | 282.01 |  | 1 |  | 1 | KNX THERMOSTAAT/DISPLAY, ALU, SYST M | THERMOSTAT KNX + AFFICHEUR, ALU, SYSM |  | KNX RTC TPm alu SysM | [18 empty] | 1 | 3606480210662 | 0 |  | 91 | 8 | 8 | 5 | 0.32 | [23 empty] | 2 | Y | [12 empty] | MT1 | MI | 9032108090 | [14 empty] | KNX ruimtethermostaat met display, aluminium, System M | Thermostat d'ambiance KNX avec afficheur, aluminium, System M | [17 empty] | https://eref.se.com/be/nl/sis-tarif/product/MTN6241-0460 | https://eref.se.com/be/fr/sis-tarif/product/MTN6241-0460
Schneider Electric | Schneider Electric | 01022021 |  | Schneider Electric |  | SER | MTN625114 |  |  | 3.71 |  | 1 |  | 1 | TUIMELAAR VR 1V DK-MODULE,ANTRA, SYST M | ENJOL. MOD POUSS. KNX SIMPLE, ANTHR,SYSM |  | Rocker f. push-btn.mod. 1g TPm ant SysM | [18 empty] | 1 | 3606485010380 | 0 |  | 16 | 7 | 7 | 2 | 0.098 | [23 empty] | 8 | N | [12 empty] | MT1 | MI | 3925908000 | [14 empty] | Tuimelaar voor 1-voudige drukknopmodule, antraciet, System M | Touche simple pour module bouton poussoir KNX, anthracite, System M | [17 empty] | https://eref.se.com/be/nl/sis-tarif/product/MTN625114 | https://eref.se.com/be/fr/sis-tarif/product/MTN625114
Schneider Electric | Schneider Electric | 01022021 |  | Schneider Electric |  | SER | MTN625160 |  |  | 5.34 |  | 1 |  | 1 | TUIMELAAR VR 1V DK-MODULE,ALU, SYST M | ENJOL. MOD POUSS. KNX SIMPLE, ALU, SYSM |  | Rocker f. push-btn.mod. 1g TPm alu SysM | [18 empty] | 1 | 3606485010519 | 0 |  | 16 | 7 | 7 | 2 | 0.098 | [23 empty] | 8 | N | [12 empty] | MT1 | MI | 3925908000 | [14 empty] | Tuimelaar voor 1-voudige drukknopmodule, aluminium, System M | Touche simple pour module bouton poussoir KNX, aluminium, System M | [17 empty] | https://eref.se.com/be/nl/sis-tarif/product/MTN625160 | https://eref.se.com/be/fr/sis-tarif/product/MTN625160
Schneider Electric | Schneider Electric | 01022021 |  | Schneider Electric |  | SER | MTN625199 |  |  | 78.44 |  | 1 |  | 1 | KNX DRUKKNOPMODULE 1VOUDIG, SYST M | MODULE BOUTON POUSSOIR KNX SIMPLE , SYSM |  | KNX push-btn.mod. 1g SysM | [18 empty] | 1 | 3606485010526 | 0 |  | 56 | 7 | 7 | 4 | 0.196 | [23 empty] | 2 | Y | [12 empty] | MT1 | MI | 8538909189 | [15 empty] | Module bouton poussoir KNX simple, System M | [17 empty] | https://eref.se.com/be/nl/sis-tarif/product/MTN625199 | https://eref.se.com/be/fr/sis-tarif/product/MTN625199
Schneider Electric | Schneider Electric | 01022021 |  | Schneider Electric |  | SER | MTN625214 |  |  | 6.36 |  | 1 |  | 1 | TUIMELAAR VR 2V DK-MODULE, ANTRA, SYST M | ENJOL. MOD POUSS. KNX DOUBLE, ANTHR,SYSM |  | Rocker f.push-btn.mod. 2g TPm ant SysM | [18 empty] | 1 | 3606485010533 | 0 |  | 16 | 7 | 7 | 2 | 0.098 |  | 1 | 16 | 7.4 | 7.4 | 2.2 |  | 43606485010531 | 150 | 3260 | 40 | 30 | 30 | [10 empty] | 8 | N | [12 empty] | MT1 | MI | 3925908000 | [14 empty] | Tuimelaar voor 2-voudige drukknopmodule, antraciet, System M | Touche double pour module bouton poussoir KNX, anthracite, System M | [17 empty] | https://eref.se.com/be/nl/sis-tarif/product/MTN625214 | https://eref.se.com/be/fr/sis-tarif/product/MTN625214
Schneider Electric | Schneider Electric | 01022021 |  | Schneider Electric |  | SER | MTN625260 |  |  | 7.69 |  | 1 |  | 1 | TUIMELAAR VR 2V DK-MODULE, ALU, SYST M | ENJOL. MOD POUSS. KNX DOUBLE, ALU, SYSM |  | Rocker f.push-btn.mod. 2g TPm alu SysM | [18 empty] | 1 | 3606485010564 | 0 |  | 16 | 7 | 7 | 2 | 0.098 | [23 empty] | 2 | Y | [12 empty] | MT1 | MI | 3925908000 | [14 empty] | Tuimelaar voor 2-voudige drukknopmodule, aluminium, System M | Touche double pour module bouton poussoir KNX, aluminium, System M | [17 empty] | https://eref.se.com/be/nl/sis-tarif/product/MTN625260 | https://eref.se.com/be/fr/sis-tarif/product/MTN625260
Schneider Electric | Schneider Electric | 01022021 |  | Schneider Electric |  | SER | MTN625299 |  |  | 89.24 |  | 1 |  | 1 | KNX DRUKKNOPMODULE 2-VOUDIG, SYST M | MODULE BOUTON POUSSOIR KNX DOUBLE , SYSM |  | KNX push-btn.mod. 2g SysM | [18 empty] | 1 | 3606485010571 | 0 |  | 56 | 7 | 7 | 4 | 0.196 |  | 1 | 56 | 7.4 | 7.4 | 4.2 |  | 43606485010579 | 60 | 3910 | 40 | 30 | 30 | [10 empty] | 10 | N | [12 empty] | MT1 | MI | 8538909189 | [15 empty] | Module bouton poussoir KNX double, System M | [17 empty] | https://eref.se.com/be/nl/sis-tarif/product/MTN625299 | https://eref.se.com/be/fr/sis-tarif/product/MTN625299
Schneider Electric | Schneider Electric | 01022021 |  | Schneider Electric |  | SER | MTN625414 |  |  | 7.53 |  | 1 |  | 1 | TUIMELAAR 1/0 1V DKMOD, ANTRACIET,SYST M | ENJOL. 1/0 POUSS. KNX SIMPLE,ANTHR,SYSM |  | Rocker f.pu.btn.mod. 1g 1/0 TPm ant SysM | [18 empty] | 1 | 3606485010588 | 0 |  | 16 | 7 | 7 | 2 | 0.098 | [23 empty] | 8 | N | [12 empty] | MT1 | MI | 3925908000 | [14 empty] | Tuimelaar met opdruk 1/0 voor 1-voudige drukknopmodule, antraciet, System M | Touche simple marq. 1/0 pour mod. pouss. KNX, anthracite, System M | [17 empty] | https://eref.se.com/be/nl/sis-tarif/product/MTN625414 | https://eref.se.com/be/fr/sis-tarif/product/MTN625414
Schneider Electric | Schneider Electric | 01022021 |  | Schneider Electric |  | SER | MTN625460 |  |  | 8.51 |  | 1 |  | 1 | TUIMELAAR 1/0 1V DK-MODULE, ALU, SYST M | ENJOL. 1/0 POUSS. KNX SIMPLE, ALU, SYSM |  | Rocker f.pu.btn.mod. 1g 1/0 TPm alu SysM | [18 empty] | 1 | 3606485010472 | 0 |  | 16 | 7 | 7 | 2 | 0.098 | [23 empty] | 2 | Y | [12 empty] | MT1 | MI | 3925908000 | [14 empty] | Tuimelaar met opdruk 1/0 voor 1-voudige drukknopmodule, aluminium, System M | Touche simple marq. 1/0 pour mod. pouss. KNX, aluminium, System M | [17 empty] | https://eref.se.com/be/nl/sis-tarif/product/MTN625460 | https://eref.se.com/be/fr/sis-tarif/product/MTN625460
Schneider Electric | Schneider Electric | 01022021 |  | Schneider Electric |  | SER | MTN625514 |  |  | 7.53 |  | 1 |  | 1 | TUIMELAAR OP/NEER 1V DKMOD,ANTRA, SYST M | ENJOL. FLÈCHE POUSS.KNX SIMPL,ANTHR,SYSM |  | Rocker f.pu.btn.1g Up/Down TPm ant SysM | [18 empty] | 1 | 3606485010489 | 0 |  | 16 | 7 | 7 | 2 | 0.098 |  | 1 | 16 | 7.4 | 7.4 | 2.2 |  | 43606485010487 | 150 | 3410 | 40 | 30 | 15 | [10 empty] | 8 | N | [12 empty] | MT1 | MI | 3925908000 | [14 empty] | Tuimelaar opdruk pijlen voor 1-voudige drukknopmodule, antraciet, System M | Touche simple marq. flèche pour mod. pouss. KNX, anthracite, System M | [17 empty] | https://eref.se.com/be/nl/sis-tarif/product/MTN625514 | https://eref.se.com/be/fr/sis-tarif/product/MTN625514
Schneider Electric | Schneider Electric | 01022021 |  | Schneider Electric |  | SER | MTN625560 |  |  | 8.51 |  | 1 |  | 1 | TUIMELAAR OP/NEER 1V DKMOD, ALU, SYST M | ENJOL. FLÈCHE POUSS.KNX SIMPLE, ALU,SYSM |  | Rocker f.pu.btn.1g Up/Down TPm alu SysM | [18 empty] | 1 | 3606485010618 | 0 |  | 16 | 7 | 7 | 2 | 0.098 | [23 empty] | 2 | Y | [12 empty] | MT1 | MI | 3925908000 | [14 empty] | Tuimelaar opdruk pijlen voor 1-voudige drukknopmodule, aluminium, System M | Touche simple marq. flèche pour mod. pouss. KNX, aluminium, System M | [17 empty] | https://eref.se.com/be/nl/sis-tarif/product/MTN625560 | https://eref.se.com/be/fr/sis-tarif/product/MTN625560
Schneider Electric | Schneider Electric | 01022021 |  | Schneider Electric |  | SER | MTN625614 |  |  | 8.66 |  | 1 |  | 1 | TUIMEL. 1/0 OP/NEER 2V DKMOD,ANTRA,SYSTM | ENJOL.1/0+FLÈCH PSS.KNX DOUB,ANTHR,SYSM |  | Rocker f.pu.btn.mod.2g pr. TPm ant SysM | [18 empty] | 1 | 3606485010625 | 0 |  | 16 | 7 | 7 | 2 | 0.098 | [23 empty] | 2 | Y | [12 empty] | MT1 | MI | 3925908000 | [14 empty] | Tuimelaar opdruk 1/0 en pijlen voor 2-voud. drukknopmodule, antraciet, System M | Touche double marq. 1/0 + flèche mod.pouss. KNX, anthracite, System M | [17 empty] | https://eref.se.com/be/nl/sis-tarif/product/MTN625614 | https://eref.se.com/be/fr/sis-tarif/product/MTN625614
Schneider Electric | Schneider Electric | 01022021 |  | Schneider Electric |  | SER | MTN625660 |  |  | 9.53 |  | 1 |  | 1 | TUIMEL.1/0+OP/NEER 2V DKMOD, ALU, SYST M | ENJOL.1/0+FLÈCH PSS.KNX DOUB, ALU, SYSM |  | Rocker f.pu.btn.mod.2g pr. TPm alu SysM | [18 empty] | 1 | 3606485010632 | 0 |  | 16 | 7 | 7 | 2 | 0.098 | [23 empty] | 2 | Y | [12 empty] | MT1 | MI | 3925908000 | [14 empty] | Tuimelaar opdruk 1/0 en pijlen voor 2-voud. drukknopmodule, aluminium, System M | Touche double marq. 1/0 + flèche mod. pouss. KNX, aluminium, System M | [17 empty] | https://eref.se.com/be/nl/sis-tarif/product/MTN625660 | https://eref.se.com/be/fr/sis-tarif/product/MTN625660
Schneider Electric | Schneider Electric | 01022021 |  | Schneider Electric |  | SER | MTN625714 |  |  | 8.66 |  | 1 |  | 1 | TUIMEL.OP/NEER+1/0 2V DKMOD,ANTRA,SYST M | ENJOL.FLÈCH+1/0 PSS.KNX DOUB, ANTHR,SYSM |  | ROCKER F.PU.BTN.MOD.2G PR. TPM ANT SYSM | [18 empty] | 1 | 3606485010649 | 0 |  | 20 | 8 | 8 | 2 | 0.128 |  | 1 | 16 | 7.4 | 7.4 | 2.2 | [17 empty] | 8 | N | [12 empty] | MT1 | MI | 85389099 | [14 empty] | Tuimelaar opdruk pijlen en 1/0 voor 2-voud. drukknopmodule, antraciet, System M | Touche double marq. flèche + 1/0 mod.pouss. KNX, anthracite, System M | [17 empty] | https://eref.se.com/be/nl/sis-tarif/product/MTN625714 | https://eref.se.com/be/fr/sis-tarif/product/MTN625714
Schneider Electric | Schneider Electric | 01022021 |  | Schneider Electric |  | SER | MTN625760 |  |  | 9.53 |  | 1 |  | 1 | TUIMEL. OP/NEER+1/0 2V DKMOD, ALU,SYST M | ENJOL.FLÈCH+1/0 PSS.KNX DOUB, ALU, SYSM |  | Rocker f.pu.btn.mod.2g pr. TPm alu SysM | [18 empty] | 1 | 3606485010724 | 0 |  | 16 | 7 | 7 | 2 | 0.098 | [23 empty] | 2 | Y | [12 empty] | MT1 | MI | 3925908000 | [14 empty] | Tuimelaar opdruk pijlen en 1/0 voor 2-voud. drukknopmodule, aluminium, System M | Touche double marq. flèche + 1/0 mod. pouss. KNX, aluminium, System M | [17 empty] | https://eref.se.com/be/nl/sis-tarif/product/MTN625760 | https://eref.se.com/be/fr/sis-tarif/product/MTN625760
Schneider Electric | Schneider Electric | 01022021 |  | Schneider Electric |  | SER | MTN625814 |  |  | 8.66 |  | 1 |  | 1 | TUIMELAAR OP/NEER 2V DKMOD, ANTRA,SYST M | ENJOL.FLÈCHE POUSS. KNX DOUB, ANTHR,SYSM |  | Rocker p.btn.mod.2g Up/Down TPm ant SysM | [18 empty] | 1 | 3606485013862 | 0 |  | 16 | 7 | 7 | 2 | 0.098 | [23 empty] | 8 | N | [12 empty] | MT1 | MI | 3925908000 | [14 empty] | Tuimelaar opdruk pijlen voor 2-voudige drukknopmodule, antraciet, System M | Touche double marq. flèche pour mod. pouss. KNX, anthracite, System M | [17 empty] | https://eref.se.com/be/nl/sis-tarif/product/MTN625814 | https://eref.se.com/be/fr/sis-tarif/product/MTN625814
Schneider Electric | Schneider Electric | 01022021 |  | Schneider Electric |  | SER | MTN625860 |  |  | 9.53 |  | 1 |  | 1 | TUIMELAAR OP/NEER 2V DKMOD, ALU, SYST M | ENJOL.FLÈCHE POUSS. KNX DOUB, ALU, SYSM |  | Rocker p.btn.mod.2g Up/Down TPm alu SysM | [18 empty] | 1 | 3606485013893 | 0 |  | 16 | 7 | 7 | 2 | 0.098 | [23 empty] | 8 | N | [12 empty] | MT1 | MI | 3925908000 | [14 empty] | Tuimelaar opdruk pijlen voor 2-voudige drukknopmodule, aluminium, System M | Touche double marq. flèche pour mod. pouss. KNX, aluminium, System M | [17 empty] | https://eref.se.com/be/nl/sis-tarif/product/MTN625860 | https://eref.se.com/be/fr/sis-tarif/product/MTN625860
Schneider Electric | Schneider Electric | 01022021 |  | Schneider Electric |  | SER | MTN6260-0307 |  |  | 1442.39 |  | 1 |  | 1 | U.MOTION CLIENT TOUCH 7" AANRAAKSCHERM | U,motion Client Touch 7 |  | U.motion Client Touch 7 | [18 empty] | 1 | 3606480684692 | 0 |  | 600 | 28 | 8 | 22 | 4.928 | [8 empty] | 9 | 10792 | 60 | 40 | 30 |  |  | 36 | 51668 | 60 | 80 | 77 |  |  |  | 6 | N | [12 empty] | MT6 | MN | 8537109899 | [33 empty] | https://eref.se.com/be/nl/sis-tarif/product/MTN6260-0307 | https://eref.se.com/be/fr/sis-tarif/product/MTN6260-0307
Schneider Electric | Schneider Electric | 01022021 |  | Schneider Electric |  | SER | MTN6260-0310 |  |  | 2342.34 |  | 1 |  | 1 | U.MOTION CLIENT TOUCH 10" AANRAAKSCHERM | U,motion Client Touch 10 |  | U.motion Client Touch 10 | [18 empty] | 1 | 3606480684708 | 0 |  | 3896 | 37 | 52 | 28 | 53.872 | [8 empty] | 1 | 4553 | 60 | 40 | 30 |  | 73606480684707 | 4 | 27804 | 80 | 60 | 77 |  |  |  | 6 | N | [12 empty] | MT6 | MN | 8537109899 | [33 empty] | https://eref.se.com/be/nl/sis-tarif/product/MTN6260-0310 | https://eref.se.com/be/fr/sis-tarif/product/MTN6260-0310
Schneider Electric | Schneider Electric | 01022021 |  | Schneider Electric |  | SER | MTN6260-0410 |  |  | 3885.24 |  | 1 |  | 1 | U.MOTION TOUCH 10 SCHERM MET SERVER PLUS | U,motion KNX Server Plus, Touch 10 |  | U.motion KNX Server Plus, Touch 10 | [18 empty] | 1 | 3606480684722 | 0 |  | 2200 | 51 | 27 | 36 | 49.572 | [14 empty] | 73606480684721 | 4 | 29508 | 6 | 8 | 7.7 |  |  |  | 6 | N | [12 empty] | MT6 | MN | 8537109899 | [33 empty] | https://eref.se.com/be/nl/sis-tarif/product/MTN6260-0410 | https://eref.se.com/be/fr/sis-tarif/product/MTN6260-0410
Schneider Electric | Schneider Electric | 01022021 |  | Schneider Electric |  | SER | MTN6260-0415 |  |  | 4884.59 |  | 1 |  | 1 | U.MOTION TOUCH 15 SCHERM MET SERVER PLUS | U,motion KNX Server Plus, Touch 15 |  | U.motion KNX Server Plus, Touch 15 | [18 empty] | 1 | 3606480684739 | 0 |  | 7775 | 70 | 47 | 28 | 92.12 | [14 empty] | 43606480684737 | 2 | 28550 | 60 | 80 | 73.5 |  |  |  | 6 | N | [12 empty] | MT6 | MN | 8537109899 | [33 empty] | https://eref.se.com/be/nl/sis-tarif/product/MTN6260-0415 | https://eref.se.com/be/fr/sis-tarif/product/MTN6260-0415
Schneider Electric | Schneider Electric | 01022021 |  | Schneider Electric |  | SER | MTN6270-0000 |  |  | 7.23 |  | 1 |  | 150 | Anti diefstal set KNX Push-button Pro | PROTECTION DEMONTAGE MULTI-TOUCH PRO KNX |  | Dismantling protection | [18 empty] | 1 | 3606480934674 | 0 |  | 8 | 7 | 7 | 2 | 0.098 | 43606480934672 | 150 | 1610 | 40 | 30 | 18.5 | [17 empty] | 8 | N | [12 empty] | MT1 | MI | 7320208190 | [33 empty] | https://eref.se.com/be/nl/sis-tarif/product/MTN6270-0000 | https://eref.se.com/be/fr/sis-tarif/product/MTN6270-0000
Schneider Electric | Schneider Electric | 01022021 |  | Schneider Electric |  | SER | MTN6270-0010 |  |  | 20.89 |  | 1 |  | 150 | Foilie set voor KNX Push-button Pro SysM | SYMBOLES POUR B. POUSSOIR PRO KNX SYS M |  | Foil set for KNX Push-button Pro SysM | [18 empty] | 1 | 3606480934681 | 0 |  | 100 | 7 | 7 | 2 | 0.098 | 43606480934689 | 150 | 15410 | 40 | 30 | 18.5 | [17 empty] | 8 | N | [12 empty] | MT1 | MI | 3921909000 | [15 empty] | Jeu de films pour bouton-poussoir Pro KNX, System M | [17 empty] | https://eref.se.com/be/nl/sis-tarif/product/MTN6270-0010 | https://eref.se.com/be/fr/sis-tarif/product/MTN6270-0010
Schneider Electric | Schneider Electric | 01022021 |  | Schneider Electric |  | SER | MTN6270-4060 |  |  | 63.91 |  | 1 |  | 1 | U.MOTION TOUCH 7 DESIGNELEMENTAFDEKKING | U,motion Touch 7 Élément de design |  | U.motion Touch 7 Design element | [18 empty] | 1 | 3606480684746 | 0 |  | 76 | 22 | 3 | 10 | 0.66 | [7 empty] | 43606480684744 | 9 | 1044 | 40 | 30 | 15 | [10 empty] | 6 | N | [12 empty] | MT6 | MN | 8537109899 | [33 empty] | https://eref.se.com/be/nl/sis-tarif/product/MTN6270-4060 | https://eref.se.com/be/fr/sis-tarif/product/MTN6270-4060
Schneider Electric | Schneider Electric | 01022021 |  | Schneider Electric |  | SER | MTN6270-4160 |  |  | 125.58 |  | 1 |  | 1 | U.MOTION TOUCH 10 DESIGNELEMENTAFDEKKING | U,motion Touch 10 Élément de design |  | U.motion Touch 10 Design element | [18 empty] | 1 | 3606480684753 | 0 |  | 226 | 28 | 16 | 3 | 1.344 | [7 empty] | 43606480684751 | 5 | 1462 | 40 | 30 | 15 | [10 empty] | 6 | N | [12 empty] | MT6 | MN | 8537109899 | [33 empty] | https://eref.se.com/be/nl/sis-tarif/product/MTN6270-4160 | https://eref.se.com/be/fr/sis-tarif/product/MTN6270-4160
Schneider Electric | Schneider Electric | 01022021 |  | Schneider Electric |  | SER | MTN6270-5001 |  |  | 54.42 |  | 1 |  | 1 | U.MOTION TOUCH 7 MONTAGESET | U,motion Touch 7 Kit de montage |  | U.motion Touch 7 Mounting set | [18 empty] | 1 | 3606480684777 | 0 |  | 250 | 22 | 14 | 10 | 3.08 | [7 empty] | 43606480684775 | 16 | 7260 | 60 | 40 | 30 | [10 empty] | 6 | N | [12 empty] | MT6 | MN | 8538100000 | [33 empty] | https://eref.se.com/be/nl/sis-tarif/product/MTN6270-5001 | https://eref.se.com/be/fr/sis-tarif/product/MTN6270-5001
Schneider Electric | Schneider Electric | 01022021 |  | Schneider Electric |  | SER | MTN6270-5004 |  |  | 122.14 |  | 1 |  | 1 | U.MOTION TOUCH 10 INBOUWDOOS HOLLEWAND | U,motion Touch 10 Boîte d'encastrement |  | U.motion Touch 10 Flush mounting box | [18 empty] | 1 | 3606480684784 | 0 |  | 1406 | 21 | 33 | 10 | 6.93 | [7 empty] | 43606480684782 | 7 | 10499 | 60 | 40 | 30 | [10 empty] | 6 | N | [12 empty] | MT6 | MN | 8538100000 | [33 empty] | https://eref.se.com/be/nl/sis-tarif/product/MTN6270-5004 | https://eref.se.com/be/fr/sis-tarif/product/MTN6270-5004
Schneider Electric | Schneider Electric | 01022021 |  | Schneider Electric |  | SER | MTN6270-5005 |  |  | 120.35 |  | 1 |  | 1 | U.MOTION TOUCH 10 INBOUWDOOS SPOUWMUUR | U,motion Touch 10 Kit parois creuses |  | U.motion Touch 10 Cavity wall set | [18 empty] | 1 | 3606480684814 | 0 |  | 615 | 38 | 26 | 3 | 2.964 | [7 empty] | 43606480684812 | 6 | 4562 | 60 | 40 | 30 | [10 empty] | 6 | N | [12 empty] | MT6 | MN | 8538100000 | [15 empty] | U.motion Touch 10 Kit d'installation pour parois creuses | [17 empty] | https://eref.se.com/be/nl/sis-tarif/product/MTN6270-5005 | https://eref.se.com/be/fr/sis-tarif/product/MTN6270-5005
Schneider Electric | Schneider Electric | 01022021 |  | Schneider Electric |  | SER | MTN6270-5006 |  |  | 120.35 |  | 1 |  | 1 | U.MOTION TOUCH 10 INBOUWDOOS VERZONKEN | U,motion Touch 10 Kit parois creuses |  | U.MOTION TOUCH 10 CAVITY WALL SET, FLUSH | [18 empty] | 1 | 3606480684838 | 0 |  | 1034 | 35 | 21 | 11 | 8.085 | [7 empty] | 43606480684836 | 5 | 6158 | 60 | 40 | 30 | [10 empty] | 6 | N | [12 empty] | MT6 | MN | 8538100000 | [14 empty] | U.motion Touch 10 Hollewandkit, inbouwmontage | U.motion Touch 10 Kit d'installation pour parois creuses, montage encastré | [17 empty] | https://eref.se.com/be/nl/sis-tarif/product/MTN6270-5006 | https://eref.se.com/be/fr/sis-tarif/product/MTN6270-5006
Schneider Electric | Schneider Electric | 01022021 |  | Schneider Electric |  | SER | MTN627514 |  |  | 142.58 |  | 1 |  | 1 | KNX 1-VOUDIGE DRUKKNOP, ANTRACIET,SYST M | B.POUSS. PLUS KNX SIMPLE , ANTHR, SYSM |  | KNX push-btn.1g plus TPm ant SysM | [18 empty] | 1 | 3606485010991 | 0 |  | 71 | 7 | 7 | 4 | 0.196 | [23 empty] | 8 | N | [12 empty] | MT1 | MI | 8536508090 | [14 empty] | KNX 1-voudige drukknop Plus, antraciet, System M | Poussoir simple Plus KNX, anthracite, System M | [17 empty] | https://eref.se.com/be/nl/sis-tarif/product/MTN627514 | https://eref.se.com/be/fr/sis-tarif/product/MTN627514
Schneider Electric | Schneider Electric | 01022021 |  | Schneider Electric |  | SER | MTN627560 |  |  | 145.63 |  | 1 |  | 1 | KNX 1-VOUDIGE DRUKKNOP, ALUMINIUM,SYST M | B.POUSS. PLUS KNX SIMPLE , ALU, SYSM |  | KNX push-btn.1g plus TPm alu SysM | [18 empty] | 1 | 3606485011110 | 0 |  | 71 | 7 | 7 | 4 | 0.196 |  | 1 | 71 | 7.4 | 7.4 | 4.2 |  | 43606485011118 | 60 | 5290 | 40 | 30 | 30 | [10 empty] | 8 | N | [12 empty] | MT1 | MI | 8536508090 | [14 empty] | KNX 1-voudige drukknop Plus, aluminium, System M | Poussoir simple Plus KNX, aluminium, System M | [17 empty] | https://eref.se.com/be/nl/sis-tarif/product/MTN627560 | https://eref.se.com/be/fr/sis-tarif/product/MTN627560
Schneider Electric | Schneider Electric | 01022021 |  | Schneider Electric |  | SER | MTN627591 |  |  | 2.7 |  | 1 |  | 240 | AFDEKKAP VOOR SENSOREN SYST M | CAPOT DE PROTECTION, SYSM |  | Finery protection cap SysM | [18 empty] | 1 | 3606485011059 | 0 |  | 2 | 6 | 7 | 0 | 0 | 43606485011057 | 240 | 1870 | 40 | 30 | 18.5 | [17 empty] | 8 | N | [12 empty] | MT1 | MI | 3926909790 | [14 empty] | Afdekkap bij schilder- en decoratiewerken voor sensoren System M | Capot de protection contre salissures, System M | [17 empty] | https://eref.se.com/be/nl/sis-tarif/product/MTN627591 | https://eref.se.com/be/fr/sis-tarif/product/MTN627591
Schneider Electric | Schneider Electric | 01022021 |  | Schneider Electric |  | SER | MTN627614 |  |  | 154.81 |  | 1 |  | 1 | KNX 2-VOUDIGE DRUKKNOP, ANTRACIET,SYST M | B.POUSS. PLUS KNX DOUBLE , ANTHR, SYSM |  | KNX push-btn.2g plus TPm ant SysM | [18 empty] | 1 | 3606485011066 | 0 |  | 71 | 7 | 7 | 4 | 0.196 | [23 empty] | 8 | N | [12 empty] | MT1 | MI | 8536508090 | [14 empty] | KNX 2-voudige drukknop Plus, antraciet, System M | Poussoir double Plus KNX, anthracite, System M | [17 empty] | https://eref.se.com/be/nl/sis-tarif/product/MTN627614 | https://eref.se.com/be/fr/sis-tarif/product/MTN627614
Schneider Electric | Schneider Electric | 01022021 |  | Schneider Electric |  | SER | MTN627660 |  |  | 158.96 |  | 1 |  | 1 | KNX 2-VOUDIGE DRUKKNOP, ALUMINIUM,SYST M | B.POUSS. PLUS KNX DOUBLE , ALU, SYSM |  | KNX push-btn.2g plus TPm alu SysM | [18 empty] | 1 | 3606485011127 | 0 |  | 71 | 7 | 7 | 4 | 0.196 | [23 empty] | 8 | N | [12 empty] | MT1 | MI | 8536508090 | [14 empty] | KNX 2-voudige drukknop Plus, aluminium, System M | Poussoir double Plus KNX, aluminium, System M | [17 empty] | https://eref.se.com/be/nl/sis-tarif/product/MTN627660 | https://eref.se.com/be/fr/sis-tarif/product/MTN627660
Schneider Electric | Schneider Electric | 01022021 |  | Schneider Electric |  | SER | MTN627814 |  |  | 200.94 |  | 1 |  | 1 | KNX 4-VOUDIGE DRUKKNOP, ANTRACIET,SYST M | B.POUSS. PLUS KNX QUADRUPLE , ANTHR,SYSM |  | KNX push-btn.4g plus TPm ant SysM | [18 empty] | 1 | 3606485011134 | 0 |  | 71 | 7 | 7 | 4 | 0.196 |  | 1 | 71 | 7.4 | 7.4 | 4.2 |  | 43606485011132 | 60 | 5210 | 40 | 30 | 15 | [10 empty] | 8 | N | [12 empty] | MT1 | MI | 8536508090 | [14 empty] | KNX 4-voudige drukknop Plus, antraciet, System M | Poussoir quadruple Plus KNX, anthracite, System M | [17 empty] | https://eref.se.com/be/nl/sis-tarif/product/MTN627814 | https://eref.se.com/be/fr/sis-tarif/product/MTN627814
Schneider Electric | Schneider Electric | 01022021 |  | Schneider Electric |  | SER | MTN627860 |  |  | 205.09 |  | 1 |  | 1 | KNX 4-VOUDIGE DRUKKNOP, ALUMINIUM,SYST M | B.POUSS. PLUS KNX QUADRUPLE , ALU, SYSM |  | KNX push-btn.4g plus TPm alu SysM | [18 empty] | 1 | 3606485011165 | 0 |  | 71 | 7 | 7 | 4 | 0.196 | [23 empty] | 8 | N | [12 empty] | MT1 | MI | 8536508090 | [14 empty] | KNX 4-voudige drukknop Plus, aluminium, System M | Poussoir quadruple Plus KNX, aluminium, System M | [17 empty] | https://eref.se.com/be/nl/sis-tarif/product/MTN627860 | https://eref.se.com/be/fr/sis-tarif/product/MTN627860
Schneider Electric | Schneider Electric | 01022021 |  | Schneider Electric |  | SER | MTN627914 |  |  | 226.59 |  | 1 |  | 1 | KNX 4-VOUDIGE DRUKKNOP/IR, ANTRA, SYST M | B.POUSS.PLUS KNX QUADRUPLE/IR,ANTHR,SYSM |  | KNX pu.btn.4g plus w.IR rec.TPm ant SysM | [18 empty] | 1 | 3606485011172 | 0 |  | 71 | 7 | 7 | 4 | 0.196 | [23 empty] | 4 | N | [12 empty] | MT1 | MI | 8536508090 | [14 empty] | KNX 4-voudige drukknop Plus met IR-ontvanger, antraciet, System M | Poussoir quadruple Plus KNX avec récepteur IR, anthracite, System M | [17 empty] | https://eref.se.com/be/nl/sis-tarif/product/MTN627914 | https://eref.se.com/be/fr/sis-tarif/product/MTN627914
Schneider Electric | Schneider Electric | 01022021 |  | Schneider Electric |  | SER | MTN627960 |  |  | 231.71 |  | 1 |  | 1 | KNX 4-VOUDIGE DRUKKNOP/IR, ALU, SYST M | B.POUSS. PLUS KNX QUADRUPLE/IR, ALU,SYSM |  | KNX pu.btn.4g plus w.IR rec.TPm alu SysM | [18 empty] | 1 | 3606485011202 | 0 |  | 71 | 7 | 7 | 4 | 0.196 | [23 empty] | 8 | N | [12 empty] | MT1 | MI | 8536508090 | [14 empty] | KNX 4-voudige drukknop Plus met IR-ontvanger, aluminium, System M | Poussoir quadruple Plus KNX avec récepteur IR, aluminium, System M | [17 empty] | https://eref.se.com/be/nl/sis-tarif/product/MTN627960 | https://eref.se.com/be/fr/sis-tarif/product/MTN627960
Schneider Electric | Schneider Electric | 01022021 |  | Schneider Electric |  | SER | MTN629993 |  |  | 121.58 |  | 1 |  | 1 | KNX ACTOR INBOUW 16A | ACTIONNEUR KNX ENCASTRÉ 230V/16A |  | KNX sw.act.FM/230/16 | [18 empty] | 1 | 3606485011493 | 0 |  | 56 | 7 | 7 | 3 | 0.147 |  | 1 | 56 | 7.4 | 7.4 | 3.2 |  | 43606485011491 | 100 | 5890 | 40 | 30 | 30 | [10 empty] | 2 | Y | [12 empty] | MT1 | MI | 8536490099 | [15 empty] | Actionneur de commutation KNX FM 230V/16A | [17 empty] | https://eref.se.com/be/nl/sis-tarif/product/MTN629993 | https://eref.se.com/be/fr/sis-tarif/product/MTN629993
Schneider Electric | Schneider Electric | 01022021 |  | Schneider Electric |  | SER | MTN6300-0001 |  |  | 32.96 |  | 1 |  | 1 | Protection Cage | Protection Cage |  | Protection Cage | [18 empty] | 1 | 3606489818760 | 0 |  | 177 | 18 | 18 | 10 | 3.24 | [7 empty] | 13606489818767 | 10 | 2254 | 40 | 30 | 30 | [10 empty] | 2 | Y | [12 empty] | MT3 | MK | 7326909890 | [33 empty] | https://eref.se.com/be/nl/sis-tarif/product/MTN6300-0001 | https://eref.se.com/be/fr/sis-tarif/product/MTN6300-0001
Schneider Electric | Schneider Electric | 01022021 |  | Schneider Electric |  | SER | MTN6300-0002 |  |  | 41.2 |  | 1 |  | 1 | Remote controller | Remote control |  | Remote control | [18 empty] | 1 | 3606489818777 | 0 |  | 90 | 13 | 9 | 5 | 0.585 | [7 empty] | 13606489818774 | 42 | 4210 | 40 | 30 | 30 | [10 empty] | 2 | Y | [12 empty] | MT3 | MK | 8537109899 | [33 empty] | https://eref.se.com/be/nl/sis-tarif/product/MTN6300-0002 | https://eref.se.com/be/fr/sis-tarif/product/MTN6300-0002
Schneider Electric | Schneider Electric | 01022021 |  | Schneider Electric |  | SER | MTN6302-6036 |  |  | 190.74 |  | 1 |  | 1 | KNX ARG PRESENCE 180/2,2M FM TPB ES SYSD | Détecteur de présence Acier Inoxydable |  | KNX ARG Presence 180/2.20 m FM stst SDsg | [18 empty] | 1 | 3606480919534 | 0 |  | 99 | 8 | 8 | 9 | 0.576 |  | 1 | 99 | 7.6 | 7.6 | 8.9 | [17 empty] | 8 | N | [12 empty] | MT1 | MI | 8536508090 | [33 empty] | https://eref.se.com/be/nl/sis-tarif/product/MTN6302-6036 | https://eref.se.com/be/fr/sis-tarif/product/MTN6302-6036
Schneider Electric | Schneider Electric | 01022021 |  | Schneider Electric |  | SER | MTN6302-6050 |  |  | 197.68 |  | 1 |  | 1 | KNX ARG PRESENCE 180/2,2M NM TPB ES SYSD | Détecteur de présence Nickelmetalic |  | KNX ARG Presence 180/2.20 m FM nim SDsg | [18 empty] | 1 | 3606480919541 | 0 |  | 99 | 8 | 8 | 9 | 0.576 |  | 1 | 99 | 7.5 | 7.5 | 8.9 | [17 empty] | 8 | N | [12 empty] | MT1 | MI | 8536508090 | [33 empty] | https://eref.se.com/be/nl/sis-tarif/product/MTN6302-6050 | https://eref.se.com/be/fr/sis-tarif/product/MTN6302-6050
Schneider Electric | Schneider Electric | 01022021 |  | Schneider Electric |  | SER | MTN6303-0019 |  |  | 175.1 |  | 1 |  | 1 | KNX Mini Presence Detector | KNX Détecteur de présence Mini |  | KNX Mini presence detector | [18 empty] | 1 | 3606489818739 | 0 |  | 93 | 12 | 9 | 8 | 0.864 | [7 empty] | 13606489818736 | 30 | 3272 | 40 | 30 | 30 | [10 empty] | 2 | Y | [12 empty] | MT3 | MK | 8536508090 | [33 empty] | https://eref.se.com/be/nl/sis-tarif/product/MTN6303-0019 | https://eref.se.com/be/fr/sis-tarif/product/MTN6303-0019
Schneider Electric | Schneider Electric | 01022021 |  | Schneider Electric |  | SER | MTN6304-0019 |  |  | 175.1 |  | 1 |  | 1 | KNX High Bay Presence Detector Flush | KNX Détecteur de présence hauteur |  | KNX High Bay Presence Detector | [18 empty] | 1 | 3606489818715 | 0 |  | 278 | 16 | 13 | 9 | 1.872 | [7 empty] | 13606489818712 | 13 | 4133 | 40 | 30 | 30 | [10 empty] | 6 | N | [12 empty] | MT3 | MK | 8536508090 | [33 empty] | https://eref.se.com/be/nl/sis-tarif/product/MTN6304-0019 | https://eref.se.com/be/fr/sis-tarif/product/MTN6304-0019
Schneider Electric | Schneider Electric | 01022021 |  | Schneider Electric |  | SER | MTN630419 |  |  | 209.24 |  | 1 |  | 1 | KNX ARGUS PRESENCE 180, 2.20M, PW,SYST M | DÉT.PRÉS.KNX ARGUS 180/2.2M,BL.POL,SYSM |  | KNX ARG Presence 180/2,2m FM TPb pw SysM | [18 empty] | 1 | 3606485099729 | 0 |  | 92 | 8 | 8 | 9 | 0.576 |  | 1 | 92 | 7.6 | 7.6 | 8.9 |  | 43606485099727 | 30 | 3590 | 40 | 30 | 30 | [10 empty] | 8 | N | [12 empty] | MT1 | MI | 8536508090 | [14 empty] | KNX aanwezigheidsmelder ARGUS Presence 180/2.2m, polarwit, glanzend, System M | Détecteur de présence KNX ARGUS 180/2.2m, blanc polaire, brillant, System M | [17 empty] | https://eref.se.com/be/nl/sis-tarif/product/MTN630419 | https://eref.se.com/be/fr/sis-tarif/product/MTN630419
Schneider Electric | Schneider Electric | 01022021 |  | Schneider Electric |  | SER | MTN630425 |  |  | 209.24 |  | 1 |  | 1 | KNX ARGUS PRESENCE 180, 2.20M, AW,SYST M | DÉT.PRÉS. KNX ARGUS 180/2.2M,BL.ACT,SYSM |  | KNX ARG Presence 180/2,2m FM TPb aw SysM | [18 empty] | 1 | 3606485099736 | 0 |  | 92 | 8 | 8 | 9 | 0.576 | [23 empty] | 8 | N | [12 empty] | MT1 | MI | 8536508090 | [14 empty] | KNX aanwezigheidsmelder ARGUS Presence 180/2.2m, actief wit, glanzend, System M | Détecteur de présence KNX ARGUS 180/2.2m, blanc actif, brillant, System M | [17 empty] | https://eref.se.com/be/nl/sis-tarif/product/MTN630425 | https://eref.se.com/be/fr/sis-tarif/product/MTN630425
Schneider Electric | Schneider Electric | 01022021 |  | Schneider Electric |  | SER | MTN630444 |  |  | 209.24 |  | 1 |  | 1 | KNX ARGUS PRESENCE 180, 2.20M,WIT,SYST M | DÉT.PRÉS. KNX ARGUS 180/2.2M,BL.IV,SYSM |  | KNX ARG Presence 180/2,2m FM TPb w SysM | [18 empty] | 1 | 3606480351815 | 0 |  | 93 | 8 | 8 | 9 | 0.576 | [23 empty] | 2 | Y | [12 empty] | MT1 | MI | 8536508090 | [14 empty] | KNX aanwezigheidsmelder ARGUS Presence 180/2.2m, wit ivoor glanzend, System M | Détecteur de présence KNX ARGUS 180/2.2m, blanc ivoire, brillant, System M | [17 empty] | https://eref.se.com/be/nl/sis-tarif/product/MTN630444 | https://eref.se.com/be/fr/sis-tarif/product/MTN630444
Schneider Electric | Schneider Electric | 01022021 |  | Schneider Electric |  | SER | MTN6305-0019 |  |  | 200.85 |  | 1 |  | 1 | KNX Lng Corridor Presence Detector Flush | KNX Détecteur de présence couloir |  | KNX Corridor Presence Detector | [18 empty] | 1 | 3606489818722 | 0 |  | 275 | 16 | 13 | 9 | 1.872 | [7 empty] | 13606489818729 | 13 | 4096 | 40 | 30 | 30 | [10 empty] | 6 | N | [12 empty] | MT3 | MK | 8536508090 | [33 empty] | https://eref.se.com/be/nl/sis-tarif/product/MTN6305-0019 | https://eref.se.com/be/fr/sis-tarif/product/MTN6305-0019
Schneider Electric | Schneider Electric | 01022021 |  | Schneider Electric |  | SER | MTN630614 |  |  | 213.29 |  | 1 |  | 1 | KNX ARGUS PRESENCE 180, 2.2M,ANTRA,SYSTM | DÉT.PRÉS. KNX ARGUS 180/2.2M,ANTHR,SYSM |  | KNX ARG Presence 180/2,2 FM TPm ant SysM | [18 empty] | 1 | 3606485099743 | 0 |  | 92 | 8 | 8 | 9 | 0.576 | [23 empty] | 8 | N | [12 empty] | MT1 | MI | 8536508090 | [14 empty] | KNX aanwezigheidsmelder ARGUS Presence 180/2.2m, antraciet, System M | Détecteur de présence KNX ARGUS 180/2.2m, anthracite, System M | [17 empty] | https://eref.se.com/be/nl/sis-tarif/product/MTN630614 | https://eref.se.com/be/fr/sis-tarif/product/MTN630614
Schneider Electric | Schneider Electric | 01022021 |  | Schneider Electric |  | SER | MTN630660 |  |  | 216.33 |  | 1 |  | 1 | KNX ARGUS PRESENCE 180, 2.20M,ALU,SYST M | DÉTECT.PRÉS. KNX ARGUS 180/2.2M,ALU,SYSM |  | KNX ARG Presence 180/2,2 FM TPm alu SysM | [18 empty] | 1 | 3606485099750 | 0 |  | 92 | 8 | 8 | 9 | 0.576 | [23 empty] | 2 | Y | [12 empty] | MT1 | MI | 8536508090 | [14 empty] | KNX aanwezigheidsmelder ARGUS Presence 180/2.2m, aluminium, System M | Détecteur de présence KNX ARGUS 180/2.2m, aluminium, System M | [17 empty] | https://eref.se.com/be/nl/sis-tarif/product/MTN630660 | https://eref.se.com/be/fr/sis-tarif/product/MTN630660
Schneider Electric | Schneider Electric | 01022021 |  | Schneider Electric |  | SER | MTN630719 |  |  | 194.19 |  | 1 |  | 1 | KNX ARGUS PRESENCE BASIC, POLAR WIT | DÉTECT.PRÉS. KNX ARGUS PRES BASIC,BL.POL |  | KNX ARG Presence Basic pw | [18 empty] | 1 | 3606485099767 | 0 |  | 192 | 14 | 10 | 18 | 2.52 |  | 1 | 192 | 18 | 14.2 | 10 |  | 43606485099765 | 6 | 1640 | 40 | 30 | 30 | [10 empty] | 10 | N | [12 empty] | MT3 | MK | 8536508090 | [14 empty] | KNX aanwezigheidsmelder ARGUS Presence Basic, plafondmontage, polarwit | Détecteur de présence KNX ARGUS Presence Basic, blanc polaire | [17 empty] | https://eref.se.com/be/nl/sis-tarif/product/MTN630719 | https://eref.se.com/be/fr/sis-tarif/product/MTN630719
Schneider Electric | Schneider Electric | 01022021 |  | Schneider Electric |  | SER | MTN630760 |  |  | 199.64 |  | 1 |  | 1 | KNX ARGUS PRESENCE BASIC, ALUMINIUM | DÉTECT.PRÉS. KNX ARGUS PRES BASIC,ALU |  | KNX ARG Presence Basic alu | [18 empty] | 1 | 3606485099774 | 0 |  | 192 | 14 | 10 | 18 | 2.52 | [23 empty] | 4 | N | [12 empty] | MT3 | MK | 8536508090 | [14 empty] | KNX aanwezigheidsmelder ARGUS Presence Basic, plafondmontage, aluminium | Détecteur de présence KNX ARGUS Presence Basic, aluminium | [17 empty] | https://eref.se.com/be/nl/sis-tarif/product/MTN630760 | https://eref.se.com/be/fr/sis-tarif/product/MTN630760
Schneider Electric | Schneider Electric | 01022021 |  | Schneider Electric |  | SER | MTN630819 |  |  | 218.19 |  | 1 |  | 1 | KNX ARGUS PRESENCE, POLAR WIT | DÉTECT.PRÉS. KNX ARGUS PRESENCE,BL.POL |  | KNX ARG Presence pw | [18 empty] | 1 | 3606485099781 | 0 |  | 193 | 14 | 10 | 18 | 2.52 |  | 1 | 195 | 14.2 | 10 | 18 |  | 43606485099789 | 6 | 1690 | 40 | 30 | 30 | [10 empty] | 10 | N | [12 empty] | MT3 | MK | 8536508090 | [14 empty] | KNX aanwezigheidsmelder ARGUS Presence, plafondmontage, polarwit | Détecteur de présence KNX ARGUS Presence, blanc polaire | [17 empty] | https://eref.se.com/be/nl/sis-tarif/product/MTN630819 | https://eref.se.com/be/fr/sis-tarif/product/MTN630819
Schneider Electric | Schneider Electric | 01022021 |  | Schneider Electric |  | SER | MTN630860 |  |  | 223.65 |  | 1 |  | 1 | KNX ARGUS PRESENCE, ALUMINIUM | DÉTECT.PRÉS. KNX ARGUS PRESENCE,ALU |  | KNX ARG Presence alu | [18 empty] | 1 | 3606485099798 | 0 |  | 193 | 14 | 10 | 18 | 2.52 | [23 empty] | 4 | N | [12 empty] | MT3 | MK | 8536508090 | [14 empty] | KNX aanwezigheidsmelder ARGUS Presence, plafondmontage, aluminium | Détecteur de présence KNX ARGUS Presence, aluminium | [17 empty] | https://eref.se.com/be/nl/sis-tarif/product/MTN630860 | https://eref.se.com/be/fr/sis-tarif/product/MTN630860
Schneider Electric | Schneider Electric | 01022021 |  | Schneider Electric |  | SER | MTN630919 |  |  | 242.19 |  | 1 |  | 1 | KNX ARGUS PRESENCE MET LICHTREG/ IR, PW | DÉTECT.PRÉS.KNX ARGUS CONT.LUM+IR,BL.POL |  | KNX ARG Presence w. light cont.+IR pw | [18 empty] | 1 | 3606485099804 | 0 |  | 193 | 14 | 10 | 18 | 2.52 | [7 empty] | 43606485099802 | 6 | 1660 | 40 | 30 | 30 | [10 empty] | 2 | Y | [12 empty] | MT3 | MK | 8536508090 | [14 empty] | KNX aanwezigheidsmelder ARGUS Presence met lichtregeling en IR-ontv., polar wit | Détecteur de présence KNX ARGUS Presence avec contrôle lum.+ IR, blanc polaire | [17 empty] | https://eref.se.com/be/nl/sis-tarif/product/MTN630919 | https://eref.se.com/be/fr/sis-tarif/product/MTN630919
Schneider Electric | Schneider Electric | 01022021 |  | Schneider Electric |  | SER | MTN630960 |  |  | 247.64 |  | 1 |  | 1 | KNX ARGUS PRESENCE MET LICHTREG/ IR, ALU | DÉTECT.PRÉS.KNX ARGUS CONT.LUM+IR,ALU |  | KNX ARG Presence w. light cont.+IR alu | [18 empty] | 1 | 3606485099811 | 0 |  | 193 | 14 | 10 | 18 | 2.52 | [23 empty] | 8 | N | [12 empty] | MT3 | MK | 8536508090 | [14 empty] | KNX aanwezigheidsmelder ARGUS Presence met lichtregeling en IR-ontv., aluminium | Détecteur de présence KNX ARGUS Presence avec contrôle lum.+ IR, aluminium | [17 empty] | https://eref.se.com/be/nl/sis-tarif/product/MTN630960 | https://eref.se.com/be/fr/sis-tarif/product/MTN630960
Schneider Electric | Schneider Electric | 01022021 |  | Schneider Electric |  | SER | MTN631619 |  |  | 198.44 |  | 1 |  | 1 | KNX BEWEGINGSMELDER ARGUS 180, PW,SYST M | DÉTECT.MOUV. KNX ARGUS 180, BL.POL, SYSM |  | KNX ARG 180 FM TPb pw SysM | [18 empty] | 1 | 3606485099828 | 0 |  | 84 | 8 | 8 | 9 | 0.576 | [23 empty] | 10 | N | [12 empty] | MT1 | MI | 8536508090 | [14 empty] | KNX bewegingsmelder ARGUS 180, inbouw, polarwit, glanzend, System M | Détecteur de mouvement KNX ARGUS 180, blanc polaire, brillant, System M | [17 empty] | https://eref.se.com/be/nl/sis-tarif/product/MTN631619 | https://eref.se.com/be/fr/sis-tarif/product/MTN631619
Schneider Electric | Schneider Electric | 01022021 |  | Schneider Electric |  | SER | MTN631625 |  |  | 198.98 |  | 1 |  | 1 | KNX BEWEGINGSMELDER ARGUS 180, AW,SYST M | DÉTECT.MOUV. KNX ARGUS 180, BL.ACT, SYSM |  | KNX ARG 180 FM TPb aw SysM | [18 empty] | 1 | 3606485099835 | 0 |  | 84 | 8 | 8 | 9 | 0.576 | [23 empty] | 10 | N | [12 empty] | MT1 | MI | 8536508090 | [14 empty] | KNX bewegingsmelder ARGUS 180, inbouw, actief wit, glanzend, System M | Détecteur de mouvement KNX ARGUS 180, blanc actif, brillant, System M | [17 empty] | https://eref.se.com/be/nl/sis-tarif/product/MTN631625 | https://eref.se.com/be/fr/sis-tarif/product/MTN631625
Schneider Electric | Schneider Electric | 01022021 |  | Schneider Electric |  | SER | MTN631644 |  |  | 198.44 |  | 1 |  | 30 | KNX BEWEGINGSMELDER ARGUS 180,WIT,SYST M | DÉTECT.MOUV. KNX ARGUS 180, BL.IV, SYSM |  | KNX ARG 180 FM TPb w SysM | [18 empty] | 1 | 3606485102580 | 0 |  | 84 | 8 | 8 | 9 | 0.576 | 43606485102588 | 30 | 2930 | 40 | 30 | 18.5 | [17 empty] | 2 | Y | [12 empty] | MT1 | MI | 8536508090 | [14 empty] | KNX bewegingsmelder ARGUS 180, inbouw, wit ivoor glanzend, System M | Détecteur de mouvement KNX ARGUS 180, blanc ivoire, brillant, System M | [17 empty] | https://eref.se.com/be/nl/sis-tarif/product/MTN631644 | https://eref.se.com/be/fr/sis-tarif/product/MTN631644
Schneider Electric | Schneider Electric | 01022021 |  | Schneider Electric |  | SER | MTN631719 |  |  | 196.36 |  | 1 |  | 1 | KNX BEWEGINGSM.ARGUS 180,2.20M,PW,SYST M | DÉT.MOUV.KNX ARGUS 180/2.2M,BL.POL,SYSM |  | KNX ARG 180/2,2m FM TPb pw SysM | [18 empty] | 1 | 3606485099842 | 0 |  | 92 | 8 | 8 | 9 | 0.576 |  | 1 | 107 | 9 | 7.5 | 7.5 |  | 43606485099840 | 30 | 3370 | 40 | 30 | 30 | [10 empty] | 8 | N | [12 empty] | MT1 | MI | 8536508090 | [14 empty] | KNX bewegingsmelder ARGUS 180, inbouwhoogte 2.2m, polarwit, glanzend, System M | Détecteur de mouvement KNX ARGUS 180/2.2m, blanc polaire, brillant, System M | [17 empty] | https://eref.se.com/be/nl/sis-tarif/product/MTN631719 | https://eref.se.com/be/fr/sis-tarif/product/MTN631719
Schneider Electric | Schneider Electric | 01022021 |  | Schneider Electric |  | SER | MTN631725 |  |  | 196.91 |  | 1 |  | 1 | KNX BEWEGINGSM.ARGUS 180,2.20M,AW,SYST M | DÉT.MOUV. KNX ARGUS 180/2.2M,BL.ACT,SYSM |  | KNX ARG 180/2,2m FM TPb aw SysM | [18 empty] | 1 | 3606485099859 | 0 |  | 92 | 8 | 8 | 9 | 0.576 | [23 empty] | 8 | N | [12 empty] | MT1 | MI | 8536508090 | [14 empty] | KNX bewegingsmelder ARGUS 180, inbouwhoogte 2.2m, actief wit, glanzend, System M | Détecteur de mouvement KNX ARGUS 180/2.2m, blanc actif, brillant, System M | [17 empty] | https://eref.se.com/be/nl/sis-tarif/product/MTN631725 | https://eref.se.com/be/fr/sis-tarif/product/MTN631725
Schneider Electric | Schneider Electric | 01022021 |  | Schneider Electric |  | SER | MTN631744 |  |  | 196.36 |  | 1 |  | 1 | KNX BEWEGINGSM.ARGUS 180,2.20M,WIT,SYSTM | DÉT.MOUV. KNX ARGUS 180/2.2M,BL.IV,SYSM |  | KNX ARG 180/2,2m FM TPb w SysM | [18 empty] | 1 | 3606485102597 | 0 |  | 92 | 8 | 8 | 9 | 0.576 | [23 empty] | 8 | N | [12 empty] | MT1 | MI | 8536508090 | [14 empty] | KNX bewegingsmelder ARGUS 180, inbouwhoogte 2.2m, wit ivoor, glanzend, System M | Détecteur de mouvement KNX ARGUS 180/2.2m, blanc ivoire, brillant, System M | [17 empty] | https://eref.se.com/be/nl/sis-tarif/product/MTN631744 | https://eref.se.com/be/fr/sis-tarif/product/MTN631744
Schneider Electric | Schneider Electric | 01022021 |  | Schneider Electric |  | SER | MTN632515 |  |  | 260.03 |  | 1 |  | 1 | KNX IP55 ARGUS 220, OPBOUW, DONKERBRUIN | DÉT.MOUV. KNX IP55 ARGUS 220,MARRON |  | KNX ARG 220 dbr | [18 empty] | 1 | 3606485104874 | 0 |  | 372 | 18 | 14 | 10 | 2.52 | [23 empty] | 8 | N | [12 empty] | MT3 | MK | 8531103000 | [14 empty] | KNX bewegingsmelder ARGUS 220, opbouw, donkerbruin | Détecteur de mouvement KNX ARGUS 220, marron foncé | [17 empty] | https://eref.se.com/be/nl/sis-tarif/product/MTN632515 | https://eref.se.com/be/fr/sis-tarif/product/MTN632515
Schneider Electric | Schneider Electric | 01022021 |  | Schneider Electric |  | SER | MTN632519 |  |  | 260.03 |  | 1 |  | 1 | KNX IP55 ARGUS 220, OPBOUW, POLARWIT | DÉTECT.MOUV. KNX IP55 ARGUS 220, BL.POL |  | KNX ARG 220 pw | [18 empty] | 1 | 3606485104881 | 0 |  | 372 | 18 | 14 | 10 | 2.52 | [23 empty] | 2 | Y | [12 empty] | MT3 | MK | 8536508090 | [14 empty] | KNX bewegingsmelder ARGUS 220, opbouw, polarwit | Détecteur de mouvement KNX ARGUS 220, blanc polaire | [17 empty] | https://eref.se.com/be/nl/sis-tarif/product/MTN632519 | https://eref.se.com/be/fr/sis-tarif/product/MTN632519
Schneider Electric | Schneider Electric | 01022021 |  | Schneider Electric |  | SER | MTN632569 |  |  | 274.36 |  | 1 |  | 1 | KNX IP55 ARGUS 220, OPBOUW, ALUMINIUM | DÉTECT.MOUV. KNX IP55 ARGUS 220, ALU |  | KNX ARG 220 alu | [18 empty] | 1 | 3606485104898 | 0 |  | 372 | 18 | 14 | 10 | 2.52 |  | 1 | 372 | 18 | 14.2 | 10 |  | 43606485104896 | 6 | 2950 | 40 | 30 | 30 | [10 empty] | 10 | N | [12 empty] | MT3 | MK | 8531103000 | [14 empty] | KNX bewegingsmelder ARGUS 220, opbouw, aluminium | Détecteur de mouvement KNX ARGUS 220, aluminium | [17 empty] | https://eref.se.com/be/nl/sis-tarif/product/MTN632569 | https://eref.se.com/be/fr/sis-tarif/product/MTN632569
Schneider Electric | Schneider Electric | 01022021 |  | Schneider Electric |  | SER | MTN632614 |  |  | 203.56 |  | 1 |  | 1 | KNX BEWEGINGSM. ARGUS 180, ANTRA, SYSTM | DÉTECT.MOUV. KNX ARGUS 180, ANTHR, SYSM |  | KNX ARG 180 FM TPm ant SysM | [18 empty] | 1 | 3606485099903 | 0 |  | 89 | 8 | 8 | 9 | 0.576 | [23 empty] | 10 | N | [12 empty] | MT1 | MI | 8536508090 | [14 empty] | KNX bewegingsmelder ARGUS 180, inbouw, antraciet, System M | Détecteur de mouvement KNX ARGUS 180, anthracite, System M | [17 empty] | https://eref.se.com/be/nl/sis-tarif/product/MTN632614 | https://eref.se.com/be/fr/sis-tarif/product/MTN632614
Schneider Electric | Schneider Electric | 01022021 |  | Schneider Electric |  | SER | MTN632660 |  |  | 207.16 |  | 1 |  | 1 | KNX BEWEGINGSM. ARGUS 180, ALU, SYST M | DÉTECT.MOUV. KNX ARGUS 180, ALU, SYSM |  | KNX ARG 180 FM TPm alu SysM | [18 empty] | 1 | 3606485099910 | 0 |  | 89 | 8 | 8 | 9 | 0.576 | [23 empty] | 10 | N | [12 empty] | MT1 | MI | 8536508090 | [14 empty] | KNX bewegingsmelder ARGUS 180, inbouw, aluminium, System M | Détecteur de mouvement KNX ARGUS 180, aluminium, System M | [17 empty] | https://eref.se.com/be/nl/sis-tarif/product/MTN632660 | https://eref.se.com/be/fr/sis-tarif/product/MTN632660
Schneider Electric | Schneider Electric | 01022021 |  | Schneider Electric |  | SER | MTN632714 |  |  | 198.44 |  | 1 |  | 1 | KNX BEW. ARGUS 180 2.20M, ANTRA, SYST M | DÉT.MOUV. KNX ARGUS 180/2.2M,ANTHR,SYSM |  | KNX ARG 180/2,2m FM TPm ant SysM | [18 empty] | 1 | 3606485099927 | 0 |  | 92 | 8 | 8 | 9 | 0.576 | [23 empty] | 8 | N | [12 empty] | MT1 | MI | 8536508090 | [14 empty] | KNX bewegingsmelder ARGUS 180, inbouwhoogte 2.2m, antraciet, System M | Détecteur de mouvement KNX ARGUS 180/2.2m, anthracite, System M | [17 empty] | https://eref.se.com/be/nl/sis-tarif/product/MTN632714 | https://eref.se.com/be/fr/sis-tarif/product/MTN632714
Schneider Electric | Schneider Electric | 01022021 |  | Schneider Electric |  | SER | MTN632760 |  |  | 200.94 |  | 1 |  | 1 | KNX BEW. ARGUS 180 2.20M, ALUM, SYST M | DÉTECT.MOUV. KNX ARGUS 180/2.2M,ALU,SYSM |  | KNX ARG 180/2,2m FM TPm alu SysM | [18 empty] | 1 | 3606485099934 | 0 |  | 92 | 8 | 8 | 9 | 0.576 | [23 empty] | 8 | N | [12 empty] | MT1 | MI | 8536508090 | [14 empty] | KNX bewegingsmelder ARGUS 180, inbouwhoogte 2.2m, aluminium, System M | Détecteur de mouvement KNX ARGUS 180/2.2m, aluminium, System M | [17 empty] | https://eref.se.com/be/nl/sis-tarif/product/MTN632760 | https://eref.se.com/be/fr/sis-tarif/product/MTN632760
Schneider Electric | Schneider Electric | 01022021 |  | Schneider Electric |  | SER | MTN6354-0019 |  |  | 175.1 |  | 1 |  | 1 | KNX High Bay Presence Detector Surface | KNX Détecteur de présence hauteur |  | KNX High Bay presence detector | [18 empty] | 1 | 3606489818746 | 0 |  | 295 | 16 | 13 | 8 | 1.664 | [7 empty] | 13606489818743 | 13 | 4183 | 40 | 30 | 30 | [10 empty] | 6 | N | [12 empty] | MT3 | MK | 8536508090 | [33 empty] | https://eref.se.com/be/nl/sis-tarif/product/MTN6354-0019 | https://eref.se.com/be/fr/sis-tarif/product/MTN6354-0019
Schneider Electric | Schneider Electric | 01022021 |  | Schneider Electric |  | SER | MTN6355-0019 |  |  | 204.26 |  | 1 |  | 1 | KNX Long Corridor Presence Detector Surf | KNX Détecteur de présence couloir |  | KNX Corridor presence detector | [18 empty] | 1 | 3606489818753 | 0 |  | 293 | 16 | 13 | 8 | 1.664 | [7 empty] | 13606489818750 | 13 | 4315 | 40 | 30 | 30 | [10 empty] | 6 | N | [12 empty] | MT3 | MK | 8536508090 | [33 empty] | https://eref.se.com/be/nl/sis-tarif/product/MTN6355-0019 | https://eref.se.com/be/fr/sis-tarif/product/MTN6355-0019
Schneider Electric | Schneider Electric | 01022021 |  | Schneider Electric |  | SER | MTN639125 |  |  | 40.46 |  | 1 |  | 1 | THER.ELEKTROVENTIELAANDRIJVING 230 V, PW | SERVO-MOTEUR THERM PR VANNE,230V,BL.POL |  | KNX thermoelectric valve drive 230 V pw | [18 empty] | 1 | 3606485011561 | 0 |  | 134 | 9 | 6 | 10 | 0.54 |  | 1 | 134 | 8.5 | 5.5 | 10.2 |  | 43606485011569 | 35 | 5430 | 40 | 30 | 30 | [10 empty] | 8 | N | [12 empty] | MT1 | MI | 9032900090 | [14 empty] | KNX thermo-elektrische ventielaandrijving 230V, polarwit | Servo-moteur thermique pour vanne, 230V, blanc polaire | [17 empty] | https://eref.se.com/be/nl/sis-tarif/product/MTN639125 | https://eref.se.com/be/fr/sis-tarif/product/MTN639125
Schneider Electric | Schneider Electric | 01022021 |  | Schneider Electric |  | SER | MTN639126 |  |  | 40.46 |  | 1 |  | 1 | THER.ELEKTROVENTIELAANDRIJVING 24 V, PW | SERVO-MOTEUR THERM PR VANNE,24V, BL.POL |  | KNX thermoelectric valve drive 24 V pw | [18 empty] | 1 | 3606485099989 | 0 |  | 134 | 9 | 6 | 10 | 0.54 | [23 empty] | 8 | N | [12 empty] | MT1 | MI | 85389099 | [14 empty] | KNX thermo-elektrische ventielaandrijving 24V, polarwit | Servo-moteur thermique pour vanne, 24V blanc polaire | [17 empty] | https://eref.se.com/be/nl/sis-tarif/product/MTN639126 | https://eref.se.com/be/fr/sis-tarif/product/MTN639126
Schneider Electric | Schneider Electric | 01022021 |  | Schneider Electric |  | SER | MTN639150 |  |  | 7.18 |  | 1 |  | 1 | VENTIELADAPTER VA50 (1ST=5) | ADAPTATEUR DE VANNE VA50 (5 PIÈCES) |  | Valve adapter VA50 | [18 empty] | 1 | 3606485011578 | 0 |  | 40 | 8 | 8 | 2 | 0.128 | [23 empty] | 2 | Y | [12 empty] | MT1 | MI | 85389099 | [33 empty] | https://eref.se.com/be/nl/sis-tarif/product/MTN639150 | https://eref.se.com/be/fr/sis-tarif/product/MTN639150
Schneider Electric | Schneider Electric | 01022021 |  | Schneider Electric |  | SER | MTN639178 |  |  | 15.05 |  | 1 |  | 1 | VENTIELADAPTER VA78 ( 1ST=5) | ADAPTATEUR DE VANNE VA78 (5 PIÈCES) |  | Valve adapter VA78 | [18 empty] | 1 | 3606485011585 | 0 |  | 101 | 10 | 8 | 3 | 0.24 | [23 empty] | 8 | N | [12 empty] | MT1 | MI | 85389099 | [33 empty] | https://eref.se.com/be/nl/sis-tarif/product/MTN639178 | https://eref.se.com/be/fr/sis-tarif/product/MTN639178
Schneider Electric | Schneider Electric | 01022021 |  | Schneider Electric |  | SER | MTN639180 |  |  | 7.18 |  | 1 |  | 1 | VENTIELADAPTER VA80 ( 1ST=5) | ADAPTATEUR DE VANNE VA80 (5 PIÈCES) |  | Valve adapter VA80 | [18 empty] | 1 | 3606485011653 | 0 |  | 40 | 12 | 8 | 2 | 0.192 |  | 1 | 40 | 11.5 | 8 | 1.5 |  | 43606485011651 | 80 | 3610 | 40 | 30 | 30 | [10 empty] | 8 | N | [12 empty] | MT1 | MI | 85389099 | [33 empty] | https://eref.se.com/be/nl/sis-tarif/product/MTN639180 | https://eref.se.com/be/fr/sis-tarif/product/MTN639180
Schneider Electric | Schneider Electric | 01022021 |  | Schneider Electric |  | SER | MTN639190 |  |  | 10.79 |  | 1 |  | 10 | PROGRAMMEERMAGNEET VOOR ARGUS 220 | AIMANT DE PROGRAMMAT. POUR ARGUS 220 KNX |  | KNX program.magnet f.EMO valve drive | [18 empty] | 1 | 3606485011660 | 0 |  | 11 | 3 | 3 | 1 | 0.009 | 13606485011667 | 10 | 115 | 8.4 | 8.4 | 12.8 |  | 43606485011668 | 180 | 2560 | 40 | 30 | 30 | [10 empty] | 10 | N | [12 empty] | MT1 | MI | 85389099 | [14 empty] | KNX programmeermagneet voor ARGUS 220 bewegingsmelders opbouw | Aimant de programmation pour détecteur de mouvement ARGUS 220 | [17 empty] | https://eref.se.com/be/nl/sis-tarif/product/MTN639190 | https://eref.se.com/be/fr/sis-tarif/product/MTN639190
Schneider Electric | Schneider Electric | 01022021 |  | Schneider Electric |  | SER | MTN644492 |  |  | 254.55 |  | 1 |  | 1 | BINAIRE INGANG 4 IN POTENTIAALVRIJE CONT | ENTRÉE BINAIRE 4 ENTR. LIBRES DE POTENT. |  | Binary input REG-K/4x10 lgr | [18 empty] | 1 | 3606485099996 | 0 |  | 149 | 10 | 7 | 7 | 0.49 |  | 1 | 157 | 9.6 | 7.2 | 6.6 |  | 43606485099994 | 30 | 5050 | 40 | 30 | 30 | [10 empty] | 2 | Y | [12 empty] | MT2 | MJ | 8536901000 | [33 empty] | https://eref.se.com/be/nl/sis-tarif/product/MTN644492 | https://eref.se.com/be/fr/sis-tarif/product/MTN644492
Schneider Electric | Schneider Electric | 01022021 |  | Schneider Electric |  | SER | MTN644592 |  |  | 382.27 |  | 1 |  | 1 | BINAIRE INGANG 8 IN POTENTIAALVRIJE CONT | ENTRÉE BINAIRE 8 ENTR. LIBRES DE POTENT. |  | KNX binary input REG-K/8x10 | [18 empty] | 1 | 3606485011608 | 0 |  | 253 | 16 | 12 | 8 | 1.536 |  | 1 | 293 | 15.8 | 12.4 | 8 |  | 43606485011606 | 10 | 2860 | 40 | 30 | 30 | [10 empty] | 2 | Y | [12 empty] | MT2 | MJ | 8536901000 | [33 empty] | https://eref.se.com/be/nl/sis-tarif/product/MTN644592 | https://eref.se.com/be/fr/sis-tarif/product/MTN644592
Schneider Electric | Schneider Electric | 01022021 |  | Schneider Electric |  | SER | MTN644692 |  |  | 382.27 |  | 1 |  | 1 | BINAIRE INGANG 8 IN 230V AC | ENTRÉE BINAIRE 8 ENTRÉES 230V AC |  | KNX binary input REG-K/8X230 | [18 empty] | 1 | 3606485011714 | 0 |  | 264 | 16 | 12 | 8 | 1.536 |  | 1 | 264 | 15.8 | 12.4 | 8 |  | 43606485011712 | 10 | 3090 | 40 | 30 | 30 | [10 empty] | 8 | N | [12 empty] | MT2 | MJ | 8536901000 | [33 empty] | https://eref.se.com/be/nl/sis-tarif/product/MTN644692 | https://eref.se.com/be/fr/sis-tarif/product/MTN644692
Schneider Electric | Schneider Electric | 01022021 |  | Schneider Electric |  | SER | MTN644792 |  |  | 382.27 |  | 1 |  | 1 | BINAIRE INGANG 8 IN 24V AC/DC | ENTRÉE BINAIRE 8 ENTRÉES 24V AC/DC |  | KNX binary input REG-K/8X24 | [18 empty] | 1 | 3606485011684 | 0 |  | 254 | 16 | 12 | 8 | 1.536 |  | 1 | 254 | 15.8 | 12.4 | 8 |  | 43606485011682 | 10 | 2930 | 40 | 30 | 30 | [10 empty] | 8 | N | [12 empty] | MT2 | MJ | 8536901000 | [33 empty] | https://eref.se.com/be/nl/sis-tarif/product/MTN644792 | https://eref.se.com/be/fr/sis-tarif/product/MTN644792
Schneider Electric | Schneider Electric | 01022021 |  | Schneider Electric |  | SER | MTN644892 |  |  | 254.55 |  | 1 |  | 1 | BINAIRE INGANG 4 IN 24V AC/DC | ENTRÉE BINAIRE 4 ENTRÉES 24V AC/DC |  | Binary input REG-K/4x24 lgr | [18 empty] | 1 | 3606485100005 | 0 |  | 155 | 10 | 7 | 7 | 0.49 |  | 1 | 155 | 9.6 | 7.3 | 6.7 |  | 43606485100003 | 30 | 5210 | 40 | 30 | 30 | [10 empty] | 8 | N | [12 empty] | MT2 | MJ | 8536901000 | [33 empty] | https://eref.se.com/be/nl/sis-tarif/product/MTN644892 | https://eref.se.com/be/fr/sis-tarif/product/MTN644892
Schneider Electric | Schneider Electric | 01022021 |  | Schneider Electric |  | SER | MTN644992 |  |  | 254.55 |  | 1 |  | 1 | BINAIRE INGANG 4 IN 230V AC | ENTRÉE BINAIRE 4 ENTRÉES 230V AC |  | Binary input REG-K/4x230 lgr | [18 empty] | 1 | 3606485100012 | 0 |  | 156 | 10 | 7 | 7 | 0.49 |  | 1 | 156 | 9.6 | 7.3 | 6.7 |  | 43606485100010 | 30 | 5170 | 40 | 30 | 30 | [10 empty] | 8 | N | [12 empty] | MT2 | MJ | 85389099 | [33 empty] | https://eref.se.com/be/nl/sis-tarif/product/MTN644992 | https://eref.se.com/be/fr/sis-tarif/product/MTN644992
Schneider Electric | Schneider Electric | 01022021 |  | Schneider Electric |  | SER | MTN645094 |  |  | 364.58 |  | 1 |  | 1 | KNX FAN COIL ACTUATOR MET 2 BINAIRE ING. | ACTIONN.VENTILO-CONVECT. KNX+2 ENTR.BIN |  | KNX Fan Coil Aktor REG-K | [18 empty] | 1 | 3606485100029 | 0 |  | 352 | 16 | 12 | 8 | 1.536 |  | 1 | 352 | 15.8 | 12.4 | 8 |  | 43606485100027 | 10 | 3890 | 40 | 30 | 30 | [10 empty] | 8 | N | [12 empty] | MT2 | MJ | 8536508090 | [15 empty] | Actionneur pour ventilo-convecteurs KNX REG-K | [17 empty] | https://eref.se.com/be/nl/sis-tarif/product/MTN645094 | https://eref.se.com/be/fr/sis-tarif/product/MTN645094
Schneider Electric | Schneider Electric | 01022021 |  | Schneider Electric |  | SER | MTN646704 |  |  | 292.25 |  | 1 |  | 1 | KNX JALOEZIE/ROLLUIKACTOR 4-KAN. 6A/230V | ACTIONN.VOLETS/STORES KNX 4 X6A/230V AC |  | KNX bli.act. REG-K/4x/6 | [18 empty] | 1 | 3606485011813 | 0 |  | 368 | 16 | 12 | 8 | 1.536 | [23 empty] | 6 | N | [12 empty] | MT2 | MJ | 8536490099 | [15 empty] | Actionneur de volets/stores KNX REG-K 4x6A | [17 empty] | https://eref.se.com/be/nl/sis-tarif/product/MTN646704 | https://eref.se.com/be/fr/sis-tarif/product/MTN646704
Schneider Electric | Schneider Electric | 01022021 |  | Schneider Electric |  | SER | MTN646808 |  |  | 319.35 |  | 1 |  | 1 | KNX ACTOR 8 UITGANGEN 6A | ACTIONNEUR KNX 8 SORTIES 6A |  | KNX sw.act. REG-K/8x230/6 | [18 empty] | 1 | 3606485011820 | 0 |  | 359 | 16 | 12 | 8 | 1.536 | [23 empty] | 10 | N | [12 empty] | MT2 | MJ | 8536490099 | [33 empty] | https://eref.se.com/be/nl/sis-tarif/product/MTN646808 | https://eref.se.com/be/fr/sis-tarif/product/MTN646808
Schneider Electric | Schneider Electric | 01022021 |  | Schneider Electric |  | SER | MTN646991 |  |  | 387.42 |  | 1 |  | 1 | KNX BEST.EENHEID 0-10V 3-KAN. MAN.BED. | UNITÉ DE CONTR. 3X0-10V KNX À ACTION.MAN |  | Cont.un. 0-10V REG-K/3g w. man.mode | [18 empty] | 1 | 3606485100036 | 0 |  | 347 | 16 | 12 | 8 | 1.536 |  | 1 | 362 | 15.8 | 12.4 | 8 |  | 43606485100034 | 10 | 3730 | 40 | 30 | 30 | [10 empty] | 8 | N | [12 empty] | MT2 | MJ | 8537109199 | [14 empty] | KNX besturingseenheid 0-10V REG-K 3-kanaals met handmatige bediening | Unité de contrôle 0-10V KNX REG-K 3 sorties à actionnement manuel | [17 empty] | https://eref.se.com/be/nl/sis-tarif/product/MTN646991 | https://eref.se.com/be/fr/sis-tarif/product/MTN646991
Schneider Electric | Schneider Electric | 01022021 |  | Schneider Electric |  | SER | MTN647091 |  |  | 250.39 |  | 1 |  | 1 | KNX BEST.EENHEID 0-10V 1 KAN. MAN.BED. | UNITÉ DE CONT. 0-10V KNX À ACTION.MAN |  | Cont.un. 0-10V REG-K/1g w. man.mode | [18 empty] | 1 | 3606485100043 | 0 |  | 242 | 16 | 12 | 8 | 1.536 |  | 1 | 242 | 15.8 | 12.4 | 8 |  | 43606485100041 | 10 | 2910 | 40 | 30 | 30 | [10 empty] | 8 | N | [12 empty] | MT2 | MJ | 8536490099 | [14 empty] | KNX besturingseenheid 0-10V REG-K 1 kanaal met handmatige bediening | Unité de commande 0-10V KNX REG-K 1 sortie à actionnement manuel | [17 empty] | https://eref.se.com/be/nl/sis-tarif/product/MTN647091 | https://eref.se.com/be/fr/sis-tarif/product/MTN647091
Schneider Electric | Schneider Electric | 01022021 |  | Schneider Electric |  | SER | MTN647393 |  |  | 266.95 |  | 1 |  | 1 | KNX ACTOR 2 UITGANGEN 16A MAN.BED. | ACTIONNEUR KNX 2 SORT. 16A À ACTION.MAN |  | KNX sw.act.REG-K/2X230/16 w.man.mode | [18 empty] | 1 | 3606485011776 | 0 |  | 219 | 10 | 7 | 7 | 0.49 | [23 empty] | 8 | N | [12 empty] | MT2 | MJ | 8537109899 | [14 empty] | KNX schakelactuator REG-K 2x16A met handmatige bediening | Actionneur de commutation KNX REG-K 2x16A à actionnement manuel | [17 empty] | https://eref.se.com/be/nl/sis-tarif/product/MTN647393 | https://eref.se.com/be/fr/sis-tarif/product/MTN647393
Schneider Electric | Schneider Electric | 01022021 |  | Schneider Electric |  | SER | MTN647395 |  |  | 314.13 |  | 1 |  | 1 | KNX ACTOR 2 UITG. 16A STROOMDET/MAN.BED. | ACTIONNEUR KNX 2X16A+DÉT.COUR/ACTION.MAN |  | KNX switch act.REG-K 2g w.curr.detec. | [18 empty] | 1 | 3606485100050 | 0 |  | 223 | 10 | 7 | 7 | 0.49 |  | 1 | 223 | 9.6 | 7.3 | 6.7 |  | 43606485100058 | 30 | 7250 | 40 | 30 | 15 | [10 empty] | 8 | N | [12 empty] | MT2 | MJ | 8537109899 | [14 empty] | KNX schakelactuator REG-K 2x16A met stroomdetectie en handmatige bediening | Actionneur commut. KNX REG-K 2x16A avec détection de courant & actionn. manuel | [17 empty] | https://eref.se.com/be/nl/sis-tarif/product/MTN647395 | https://eref.se.com/be/fr/sis-tarif/product/MTN647395
Schneider Electric | Schneider Electric | 01022021 |  | Schneider Electric |  | SER | MTN647593 |  |  | 355.77 |  | 1 |  | 1 | KNX ACTOR 4 UITGANGEN 16A MAN.BED. | ACTIONNEUR KNX 4 X16A À ACTION.MAN |  | KNX sw.act.REG-K/4X230/16 w.man.mode | [18 empty] | 1 | 3606485011783 | 0 |  | 378 | 16 | 12 | 8 | 1.536 |  | 1 | 389 | 15.8 | 12.4 | 8 |  | 43606485011781 | 10 | 3920 | 40 | 30 | 30 | [10 empty] | 2 | Y | [12 empty] | MT2 | MJ | 8537109899 | [14 empty] | KNX schakelactuator REG-K 4x16A met handmatige bediening | Actionneur de commutation KNX REG-K 4x16A à actionnement manuel | [17 empty] | https://eref.se.com/be/nl/sis-tarif/product/MTN647593 | https://eref.se.com/be/fr/sis-tarif/product/MTN647593
Schneider Electric | Schneider Electric | 01022021 |  | Schneider Electric |  | SER | MTN647595 |  |  | 428.91 |  | 1 |  | 1 | KNX ACTOR 4 UITG. 16A STROOMDET/MAN.BED. | ACTIONNEUR KNX 4X16A+DÉT.COUR/ACTION.MAN |  | KNX switch act.REG-K 4g w.curr.detec. | [18 empty] | 1 | 3606485100067 | 0 |  | 385 | 16 | 12 | 8 | 1.536 | [23 empty] | 8 | N | [12 empty] | MT2 | MJ | 8537109899 | [14 empty] | KNX schakelactuator REG-K 4x16A met stroomdetectie en handmatige bediening | Actionneur commut. KNX REG-K 4x16A avec détection de courant & actionn. manuel | [17 empty] | https://eref.se.com/be/nl/sis-tarif/product/MTN647595 | https://eref.se.com/be/fr/sis-tarif/product/MTN647595
Schneider Electric | Schneider Electric | 01022021 |  | Schneider Electric |  | SER | MTN647893 |  |  | 477.3 |  | 1 |  | 1 | KNX ACTOR 8 UITGANGEN 16A MAN.BED. | ACTIONNEUR KNX 8X16A À ACTION.MAN |  | KNX sw.act.REG-K/8x230/16 w.man.mode | [18 empty] | 1 | 3606485011790 | 0 |  | 692 | 27 | 13 | 8 | 2.808 |  | 1 | 701 | 27 | 12.5 | 7.5 |  | 43606485011798 | 6 | 4300 | 40 | 30 | 30 | [10 empty] | 2 | Y | [12 empty] | MT2 | MJ | 8537109899 | [14 empty] | KNX schakelactuator REG-K 8x16A met handmatige bediening | Actionneur de commutation KNX REG-K 8x16A à actionnement manuel | [17 empty] | https://eref.se.com/be/nl/sis-tarif/product/MTN647893 | https://eref.se.com/be/fr/sis-tarif/product/MTN647893
Schneider Electric | Schneider Electric | 01022021 |  | Schneider Electric |  | SER | MTN647895 |  |  | 555.3 |  | 1 |  | 1 | KNX ACTOR 8 UITG. 16A STROOMDET/MAN.BED. | ACTIONNEUR KNX 8X16A+DÉT.COUR/ACTION.MAN |  | KNX switch act.REG-K 8g w.curr.detec. | [18 empty] | 1 | 3606485100074 | 0 |  | 740 | 28 | 12 | 8 | 2.688 | [23 empty] | 8 | N | [12 empty] | MT2 | MJ | 8537109899 | [14 empty] | KNX schakelactuator REG-K 8x16A met stroomdetectie en handmatige bediening | Actionneur commut. KNX REG-K 8x16A avec détection de courant & actionn. manuel | [17 empty] | https://eref.se.com/be/nl/sis-tarif/product/MTN647895 | https://eref.se.com/be/fr/sis-tarif/product/MTN647895
Schneider Electric | Schneider Electric | 01022021 |  | Schneider Electric |  | SER | MTN648493 |  |  | 626.24 |  | 1 |  | 1 | KNX ACTOR 12 UITGANGEN 16A MAN.BED. | ACTIONNEUR KNX 12X16A AVEC ACTION.MAN |  | KNX sw.act.REG-K/12x230/16 w.man.mode | [18 empty] | 1 | 3606485011806 | 0 |  | 958 | 27 | 13 | 8 | 2.808 |  | 1 | 958 | 27 | 12.5 | 7.5 |  | 43606485011804 | 6 | 5723 | 40 | 30 | 30 | [10 empty] | 2 | Y | [12 empty] | MT2 | MJ | 8537109899 | [14 empty] | KNX schakelactuator REG-K 12x16A met handmatige bediening | Actionneur de commutation KNX REG-K 12x16A à actionnement manuel | [17 empty] | https://eref.se.com/be/nl/sis-tarif/product/MTN648493 | https://eref.se.com/be/fr/sis-tarif/product/MTN648493
Schneider Electric | Schneider Electric | 01022021 |  | Schneider Electric |  | SER | MTN648495 |  |  | 706.64 |  | 1 |  | 1 | KNX ACTOR 12 UITG. 16A STROOMDET/MAN.BED | ACTIONN. KNX 12X16A+DÉT.COUR/ACTION.MAN |  | KNX switch act.REG-K 12 g w.curr.detec. | [18 empty] | 1 | 3606485100081 | 0 |  | 1020 | 27 | 13 | 8 | 2.808 |  | 1 | 1020 | 27 | 12.5 | 7.5 |  | 43606485100089 | 6 | 6610 | 40 | 30 | 30 | [10 empty] | 8 | N | [12 empty] | MT2 | MJ | 8536508090 | [14 empty] | KNX schakelactuator REG-K 12x16A met stroomdetectie en handmatige bediening | Actionneur commut. KNX REG-K 12x16A avec détection de courant & actionn. manuel | [17 empty] | https://eref.se.com/be/nl/sis-tarif/product/MTN648495 | https://eref.se.com/be/fr/sis-tarif/product/MTN648495
Schneider Electric | Schneider Electric | 01022021 |  | Schneider Electric |  | SER | MTN648704 |  |  | 367.62 |  | 1 |  | 1 | KNX JAL/ROLACTOR 4-KAN. 6A/24V MAN.BED. | ACTIONN. STORES KNX 4 X6A/24V ACTION.MAN |  | Bli.act. REG-K/4x/24V w.man.mode | [18 empty] | 1 | 3606485011912 | 0 |  | 390 | 16 | 12 | 8 | 1.536 |  | 1 | 390 | 15.8 | 12.4 | 8 |  | 43606485011910 | 10 | 4400 | 40 | 30 | 30 | [10 empty] | 8 | N | [12 empty] | MT2 | MJ | 8536490099 | [14 empty] | KNX jaloezie/rolluik-actuator REG-K 4x24V/6A met handmatige bediening | Actionneur de volets/stores KNX REG-K 4x24V/6A à actionnement manuel | [17 empty] | https://eref.se.com/be/nl/sis-tarif/product/MTN648704 | https://eref.se.com/be/fr/sis-tarif/product/MTN648704
Schneider Electric | Schneider Electric | 01022021 |  | Schneider Electric |  | SER | MTN649202 |  |  | 246.17 |  | 1 |  | 1 | KNX ACTOR 2 UITGANGEN 10A MAN.BED. | ACTIONNEUR KNX 2 X 10A À ACTION.MAN |  | KNX sw.act. REG-K/2x/10 w.man.mode | [18 empty] | 1 | 3606485011929 | 0 |  | 255 | 16 | 12 | 8 | 1.536 |  | 1 | 255 | 15.8 | 12.4 | 8 |  | 43606485011927 | 10 | 2800 | 40 | 30 | 30 | [10 empty] | 8 | N | [12 empty] | MT2 | MJ | 8536490099 | [14 empty] | KNX schakelactuator REG-K 2x10A met handmatige bediening | Actionneur de commutation KNX REG-K 2x10A à actionnement manuel | [17 empty] | https://eref.se.com/be/nl/sis-tarif/product/MTN649202 | https://eref.se.com/be/fr/sis-tarif/product/MTN649202
Schneider Electric | Schneider Electric | 01022021 |  | Schneider Electric |  | SER | MTN649204 |  |  | 289.79 |  | 1 |  | 1 | KNX ACTOR 4 UITGANGEN 10A MAN.BED. | ACTIONNEUR KNX 4 X 10A À ACTION.MAN |  | KNX sw.act.REG-K/4x/10 w.man.mode | [18 empty] | 1 | 3606485011936 | 0 |  | 313 | 16 | 12 | 8 | 1.536 |  | 1 | 324 | 15.8 | 12.4 | 8 |  | 43606485011934 | 10 | 3510 | 40 | 30 | 30 | [10 empty] | 2 | Y | [12 empty] | MT2 | MJ | 8536490099 | [14 empty] | KNX schakelactuator REG-K 4x10A met handmatige bediening | Actionneur de commutation KNX REG-K 4x10A à actionnement manuel | [17 empty] | https://eref.se.com/be/nl/sis-tarif/product/MTN649204 | https://eref.se.com/be/fr/sis-tarif/product/MTN649204
Schneider Electric | Schneider Electric | 01022021 |  | Schneider Electric |  | SER | MTN649208 |  |  | 445.59 |  | 1 |  | 1 | KNX ACTOR 8 UITGANGEN 10A MAN.BED. | ACTIONNEUR KNX 8 X 10A À ACTION.MAN |  | KNX sw.act.REG-K/8x/10 w.man.mode | [18 empty] | 1 | 3606485011943 | 0 |  | 389 | 16 | 12 | 8 | 1.536 |  | 1 | 400 | 15.8 | 12.5 | 8 |  | 43606485011941 | 10 | 4270 | 40 | 30 | 30 | [10 empty] | 2 | Y | [12 empty] | MT2 | MJ | 8536490099 | [14 empty] | KNX schakelactuator REG-K 8x10A met handmatige bediening | Actionneur de commutation KNX REG-K 8x10A à actionnement manuel | [17 empty] | https://eref.se.com/be/nl/sis-tarif/product/MTN649208 | https://eref.se.com/be/fr/sis-tarif/product/MTN649208
Schneider Electric | Schneider Electric | 01022021 |  | Schneider Electric |  | SER | MTN649212 |  |  | 541.38 |  | 1 |  | 1 | KNX ACTOR 12 UITGANGEN 10A MAN.BED. | ACTIONNEUR KNX 12 X 10A À ACTION.MAN |  | KNX sw.act.REG-K/12x/10 w.man.mode | [18 empty] | 1 | 3606485011837 | 0 |  | 559 | 16 | 12 | 8 | 1.536 |  | 1 | 570 | 15.8 | 12.4 | 8 |  | 43606485011835 | 10 | 5810 | 40 | 30 | 30 | [10 empty] | 10 | N | [12 empty] | MT2 | MJ | 8536490099 | [14 empty] | KNX schakelactuator REG-K 12x10A met handmatige bediening | Actionneur de commutation KNX REG-K 12x10A à actionnement manuel | [17 empty] | https://eref.se.com/be/nl/sis-tarif/product/MTN649212 | https://eref.se.com/be/fr/sis-tarif/product/MTN649212
Schneider Electric | Schneider Electric | 01022021 |  | Schneider Electric |  | SER | MTN649310 |  |  | 398.84 |  | 1 |  | 1 | KNX UNIV. DIMMER 1 UITG. 1000W MAN.BED. | ACTIONN.DE VARIATION UNIV. KNX 1X1000W |  | Uni.dim.act.REG-K/230/1000W | [18 empty] | 1 | 3606485100098 | 0 |  | 285 | 16 | 12 | 8 | 1.536 |  | 1 | 285 | 16 | 12.5 | 8 |  | 43606485100096 | 10 | 3340 | 40 | 30 | 30 | [10 empty] | 10 | N | [12 empty] | MT2 | MJ | 8536508090 | [14 empty] | KNX universele dimactuator REG-K 230V/1000W | Actionneur de variation universel KNX REG-K 230V/1000W | [17 empty] | https://eref.se.com/be/nl/sis-tarif/product/MTN649310 | https://eref.se.com/be/fr/sis-tarif/product/MTN649310
Schneider Electric | Schneider Electric | 01022021 |  | Schneider Electric |  | SER | MTN649315 |  |  | 504.38 |  | 1 |  | 1 | KNX UNIV. DIMMER 4 UITG. 150W MAN.BED. | ACTIONNEUR DE VARIATION UNIV. KNX 4X150W |  | KNX Uni.dim.act.REG-K/4x230/150W | [18 empty] | 1 | 3606485011950 | 0 |  | 413 | 16 | 12 | 8 | 1.536 | [23 empty] | 10 | N | [12 empty] | MT2 | MJ | 8536490099 | [14 empty] | KNX universele dimactuator REG-K 4x230V/150W | Actionneur de variation universel KNX REG-K 4x230V/150W | [17 empty] | https://eref.se.com/be/nl/sis-tarif/product/MTN649315 | https://eref.se.com/be/fr/sis-tarif/product/MTN649315
Schneider Electric | Schneider Electric | 01022021 |  | Schneider Electric |  | SER | MTN649350 |  |  | 310.15 |  | 1 |  | 1 | KNX UNIV. DIMMER 1 UITG. 500W MAN.BED. | ACTIONNEUR DE VARIATION UNIV. KNX 1X500W |  | KNX Uni.dim.act.REG-K/230/500W | [18 empty] | 1 | 3606485011974 | 0 |  | 273 | 16 | 12 | 8 | 1.536 |  | 1 | 291 | 15.7 | 12.5 | 8 |  | 43606485011972 | 10 | 3060 | 40 | 30 | 30 | [10 empty] | 10 | N | [12 empty] | MT2 | MJ | 8536490099 | [14 empty] | KNX universele dimactuator REG-K 230V/500W | Actionneur de variation universel KNX REG-K 230V/500W | [17 empty] | https://eref.se.com/be/nl/sis-tarif/product/MTN649350 | https://eref.se.com/be/fr/sis-tarif/product/MTN649350
Schneider Electric | Schneider Electric | 01022021 |  | Schneider Electric |  | SER | MTN649704 |  |  | 275.59 |  | 1 |  | 1 | KNX ROLLUIKACTOR 4-KAN.10A/230V MAN.BED. | ACTIONN.VOLETS KNX 4X10A/230V ACTION.MAN |  | KNX rol.shut.act.REG-K/4x/10 w.man.mode | [18 empty] | 1 | 3606485011981 | 0 |  | 390 | 16 | 12 | 8 | 1.536 | [23 empty] | 2 | Y | [12 empty] | MT2 | MJ | 8536490099 | [14 empty] | KNX rolluikactuator REG-K 4x10A met handmatige bediening | Actionneur de volets roulants KNX REG-K 4x10A à actionnement manuel | [17 empty] | https://eref.se.com/be/nl/sis-tarif/product/MTN649704 | https://eref.se.com/be/fr/sis-tarif/product/MTN649704
Schneider Electric | Schneider Electric | 01022021 |  | Schneider Electric |  | SER | MTN649802 |  |  | 253.61 |  | 1 |  | 1 | KNX JAL/ROLACTOR 2-KAN.10A/230V MAN.BED. | ACTIONN.STORES KNX 2X10A/230V ACTION.MAN |  | KNX bli.act.REG-K/2x/10 w.man.mode | [18 empty] | 1 | 3606485011844 | 0 |  | 313 | 16 | 12 | 8 | 1.536 |  | 1 | 323 | 15.7 | 12.5 | 8 |  | 43606485011842 | 10 | 3421 | 40 | 30 | 30 | [10 empty] | 8 | N | [12 empty] | MT2 | MJ | 8536490099 | [14 empty] | KNX jaloezie/rolluik-actuator REG-K 2x10A met handmatige bediening | Actionneur de volets/stores KNX REG-K 2x10A à actionnement manuel | [17 empty] | https://eref.se.com/be/nl/sis-tarif/product/MTN649802 | https://eref.se.com/be/fr/sis-tarif/product/MTN649802
Schneider Electric | Schneider Electric | 01022021 |  | Schneider Electric |  | SER | MTN649804 |  |  | 358.31 |  | 1 |  | 1 | KNX JAL/ROLACTOR 4-KAN.10A/230V MAN.BED. | ACTIONN.STORES KNX 4X10A/230V ACTION.MAN |  | KNX bli.act.REG-K/4x/10 w.man.mode | [18 empty] | 1 | 3606485011998 | 0 |  | 389 | 16 | 12 | 8 | 1.536 |  | 1 | 389 | 15.8 | 12.4 | 8 |  | 43606485011996 | 10 | 4170 | 40 | 30 | 30 | [10 empty] | 10 | N | [12 empty] | MT2 | MJ | 8536490099 | [14 empty] | KNX jaloezie/rolluik-actuator REG-K 4x10A met handmatige bediening | Actionneur de volets/stores KNX REG-K 4x 10A à actionnement manuel | [17 empty] | https://eref.se.com/be/nl/sis-tarif/product/MTN649804 | https://eref.se.com/be/fr/sis-tarif/product/MTN649804
Schneider Electric | Schneider Electric | 01022021 |  | Schneider Electric |  | SER | MTN649808 |  |  | 618.92 |  | 1 |  | 1 | KNX JAL/ROLACTOR 8-KAN.10A/230V MAN.BED. | ACTIONN.STORES KNX 8X10A/230V ACTION.MAN |  | KNX bli.act.REG-K/8x/10 w.man.mode | [18 empty] | 1 | 3606485012001 | 0 |  | 748 | 28 | 12 | 8 | 2.688 |  | 1 | 748 | 28 | 12 | 8 |  | 43606485012009 | 6 | 4810 | 40 | 30 | 30 | [10 empty] | 10 | N | [12 empty] | MT2 | MJ | 8536490099 | [14 empty] | KNX jaloezie/rolluik-actuator REG-K 8x10A met handmatige bediening | Actionneur de volets/stores KNX REG-K 8x10A à actionnement manuel, gris clair | [17 empty] | https://eref.se.com/be/nl/sis-tarif/product/MTN649808 | https://eref.se.com/be/fr/sis-tarif/product/MTN649808
Schneider Electric | Schneider Electric | 01022021 |  | Schneider Electric |  | SER | MTN649908 |  |  | 729.21 |  | 1 |  | 1 | KNX 8XJALOEZIE/16X ACTOR, 10A MAN.BED. | ACTION.KNX 8XSTORE/16XM/A 10A ACTION.MAN |  | KNX bl.sw.act.REG-K/8x/16/10 w.man.mode | [18 empty] | 1 | 3606485012018 | 0 |  | 746 | 28 | 12 | 8 | 2.688 |  | 1 | 771 | 27.8 | 12.4 | 8 |  | 43606485012016 | 6 | 4810 | 40 | 30 | 30 | [10 empty] | 10 | N | [12 empty] | MT2 | MJ | 8536490099 | [14 empty] | KNX jaloezie-/schakelactuator REG-K 8x/16x10A met handmatige bediening | Actionneur de stores/commutation KNX REG-K 8x/16x10A à actionnement manuel | [17 empty] | https://eref.se.com/be/nl/sis-tarif/product/MTN649908 | https://eref.se.com/be/fr/sis-tarif/product/MTN649908
Schneider Electric | Schneider Electric | 01022021 |  | Schneider Electric |  | SER | MTN649912 |  |  | 977.81 |  | 1 |  | 1 | KNX 12XJALOEZIE/24X ACTOR, 10A MAN.BED. | ACTION.KNX 12XSTOR/24XM/A 10A ACTION.MAN |  | KNX bl.sw.act.REG-K/12x/24x/10 w.man.mo | [18 empty] | 1 | 3606485012025 | 0 |  | 1010 | 28 | 12 | 8 | 2.688 |  | 1 | 1035 | 27.8 | 12.4 | 8 |  | 43606485012023 | 6 | 6330 | 40 | 30 | 30 | [10 empty] | 10 | N | [12 empty] | MT2 | MJ | 8536490099 | [14 empty] | KNX jaloezie-/schakelactuator REG-K 12x/24x10A met handmatige bediening | Actionneur de stores/commutation KNX REG-K 12x/24x10A à actionnement manuel | [17 empty] | https://eref.se.com/be/nl/sis-tarif/product/MTN649912 | https://eref.se.com/be/fr/sis-tarif/product/MTN649912
Schneider Electric | Schneider Electric | 01022021 |  | Schneider Electric |  | SER | MTN6500-0101 |  |  | 402 |  | 1 |  | 1 | KNX Secure Coupler | SpaceLogic KNX Coupler |  | SpaceLogic KNX Coupler | [18 empty] | 1 | 3606489917876 | 0 |  | 92 | 10 | 7 | 6 | 0.42 | [7 empty] | 13606489917873 | 60 | 6142 | 40 | 30 | 30 |  |  | 480 | 57628 | 60 | 80 | 75 |  |  |  | 2 | Y | [12 empty] | MT2 | MJ | 8517620000 | [33 empty] | https://eref.se.com/be/nl/sis-tarif/product/MTN6500-0101 | https://eref.se.com/be/fr/sis-tarif/product/MTN6500-0101
Schneider Electric | Schneider Electric | 01022021 |  | Schneider Electric |  | SER | MTN6500-0103 |  |  | 535 |  | 1 |  | 1 | KNX Secure IP Router | SpaceLogic KNX IP Router |  | SpaceLogic KNX IP Router | [18 empty] | 1 | 3606489917845 | 0 |  | 90 | 10 | 7 | 6 | 0.42 | [7 empty] | 13606489917842 | 60 | 6030 | 40 | 30 | 30 |  |  | 480 | 55708 | 60 | 80 | 75 |  |  |  | 2 | Y | [12 empty] | MT2 | MJ | 8517620000 | [33 empty] | https://eref.se.com/be/nl/sis-tarif/product/MTN6500-0103 | https://eref.se.com/be/fr/sis-tarif/product/MTN6500-0103
Schneider Electric | Schneider Electric | 01022021 |  | Schneider Electric |  | SER | MTN6501-0001 |  |  | 1115.66 |  | 1 |  | 1 | U.MOTION KNX SERVER BASIC | U,motion - KNX Server |  | U.motion KNX Server | [18 empty] | 1 | 3606480684661 | 0 |  | 420 | 21 | 11 | 7 | 1.617 | [7 empty] | 43606480684669 | 6 | 2957 | 40 | 30 | 15 | [10 empty] | 6 | N | [12 empty] | MT6 | MN | 8471500000 | [33 empty] | https://eref.se.com/be/nl/sis-tarif/product/MTN6501-0001 | https://eref.se.com/be/fr/sis-tarif/product/MTN6501-0001
Schneider Electric | Schneider Electric | 01022021 |  | Schneider Electric |  | SER | MTN6501-0002 |  |  | 1748.87 |  | 1 |  | 1 | U.MOTION KNX SERVER PLUS | U,motion - KNX Server Plus |  | U.motion KNX Server Plus | [18 empty] | 1 | 3606480684678 | 0 |  | 421 | 21 | 11 | 7 | 1.617 | [7 empty] | 43606480684676 | 6 | 2981 | 15 | 40 | 30 | [10 empty] | 40 | N | [12 empty] | MT6 | MN | 8471500000 | [33 empty] | https://eref.se.com/be/nl/sis-tarif/product/MTN6501-0002 | https://eref.se.com/be/fr/sis-tarif/product/MTN6501-0002
Schneider Electric | Schneider Electric | 01022021 |  | Schneider Electric |  | SER | MTN6502-0101 |  |  | 265 |  | 1 |  | 1 | KNX Secure USB Interface | SpaceLogic KNX USB Interface |  | SpaceLogic KNX USB Interface | [18 empty] | 1 | 3606489917869 | 0 |  | 82 | 10 | 7 | 6 | 0.42 | [7 empty] | 13606489917866 | 60 | 5548 | 40 | 30 | 30 |  |  | 480 | 53788 | 60 | 80 | 75 |  |  |  | 2 | Y | [12 empty] | MT2 | MJ | 8517620000 | [33 empty] | https://eref.se.com/be/nl/sis-tarif/product/MTN6502-0101 | https://eref.se.com/be/fr/sis-tarif/product/MTN6502-0101
Schneider Electric | Schneider Electric | 01022021 |  | Schneider Electric |  | SER | MTN6502-0105 |  |  | 265 |  | 1 |  | 1 | KNX Secure IP Interface | SpaceLogic KNX IP Interface |  | SpaceLogic KNX IP Interface | [18 empty] | 1 | 3606489917852 | 0 |  | 86 | 10 | 7 | 6 | 0.42 | [7 empty] | 13606489917859 | 60 | 5798 | 40 | 30 | 30 |  |  | 480 | 55228 | 60 | 80 | 75 |  |  |  | 6 | N | [12 empty] | MT2 | MJ | 8517620000 | [33 empty] | https://eref.se.com/be/nl/sis-tarif/product/MTN6502-0105 | https://eref.se.com/be/fr/sis-tarif/product/MTN6502-0105
Schneider Electric | Schneider Electric | 01022021 |  | Schneider Electric |  | SER | MTN6503-0201 |  |  | 433.32 |  | 1 |  | 10 | KNX METERING GATEWAY | KNX METERING GATEWAY |  | KNX Metering Gateway | [18 empty] | 1 | 3606480573446 | 0 |  | 251 | 16 | 12 | 8 | 1.536 | 43606480573444 | 10 | 2920 | 40 | 30 | 18.5 | [17 empty] | 10 | N | [12 empty] | MT2 | MJ | 8536901000 | [33 empty] | https://eref.se.com/be/nl/sis-tarif/product/MTN6503-0201 | https://eref.se.com/be/fr/sis-tarif/product/MTN6503-0201
Schneider Electric | Schneider Electric | 01022021 |  | Schneider Electric |  | SER | MTN6513-1201 |  |  | 451.15 |  | 1 |  | 1 | SpaceLogic KNX Power Supply 1280mA | SpaceLogic KNX Spannungsversorgung 1280 |  | SpaceLogic KNX Power Supply 1280mA | [18 empty] | 1 | 3606481902818 | 0 |  | 506 | 16 | 13 | 8 | 1.664 | [7 empty] | 13606481902815 | 22 | 11813 | 60 | 40 | 30 |  |  | 176 | 106504 | 120 | 80 | 75 |  |  |  | 2 | Y | [12 empty] | MT2 | MJ | 8504409090 | [33 empty] | https://eref.se.com/be/nl/sis-tarif/product/MTN6513-1201 | https://eref.se.com/be/fr/sis-tarif/product/MTN6513-1201
Schneider Electric | Schneider Electric | 01022021 |  | Schneider Electric |  | SER | MTN6513-1202 |  |  | 355.25 |  | 1 |  | 1 | SpaceLogic KNX Power Supply 640mA | SpaceLogic KNX Spannungsversorgung 640mA |  | SpaceLogic KNX Power Supply 640mA | [18 empty] | 1 | 3606481902825 | 0 |  | 351 | 16 | 13 | 8 | 1.664 | [7 empty] | 13606481902822 | 28 | 10419 | 60 | 40 | 30 |  |  | 224 | 95352 | 120 | 80 | 75 |  |  |  | 2 | Y | [12 empty] | MT2 | MJ | 8504409090 | [33 empty] | https://eref.se.com/be/nl/sis-tarif/product/MTN6513-1202 | https://eref.se.com/be/fr/sis-tarif/product/MTN6513-1202
Schneider Electric | Schneider Electric | 01022021 |  | Schneider Electric |  | SER | MTN6513-1203 |  |  | 221.25 |  | 1 |  | 1 | SpaceLogic KNX Power Supply 320mA | SpaceLogic KNX Spannungsversorgung 320mA |  | SpaceLogic KNX Power Supply 320mA | [18 empty] | 1 | 3606481902832 | 0 |  | 342 | 16 | 12 | 8 | 1.536 | [7 empty] | 13606481902839 | 27 | 9234 | 60 | 40 | 30 |  |  | 112 | 42304 | 120 | 80 | 75 |  |  |  | 2 | Y | [12 empty] | MT2 | MJ | 8504409090 | [33 empty] | https://eref.se.com/be/nl/sis-tarif/product/MTN6513-1203 | https://eref.se.com/be/fr/sis-tarif/product/MTN6513-1203
Schneider Electric | Schneider Electric | 01022021 |  | Schneider Electric |  | SER | MTN6600-0603 |  |  | 241.35 |  | 1 |  | 1 | KNX ENERGIEMETER REG-K/3X230V/16A | COMPTEUR ENERGIE KNX REG-K/3X230V/16A |  | KNX Energy Meter REG-K/3x230V/16A | [18 empty] | 1 | 3606480512261 | 0 |  | 277 | 16 | 12 | 8 | 1.536 |  | 1 | 1 | 15.8 | 8 | 12.4 |  | 43606480512269 | 10 | 3260 | 40 | 30 | 30 | [10 empty] | 8 | N | [12 empty] | MT2 | MJ | 9030337000 | [14 empty] | Merten KNX - Energiemeter - 3 x 230V - 16A | KNX - compteur d'énergie - 3 x 230 V - 16 A | [17 empty] | https://eref.se.com/be/nl/sis-tarif/product/MTN6600-0603 | https://eref.se.com/be/fr/sis-tarif/product/MTN6600-0603
Schneider Electric | Schneider Electric | 01022021 |  | Schneider Electric |  | SER | MTN6606-0008 |  |  | 439.52 |  | 1 |  | 6 | KNX JAARKLOK TIJDSCHAKELAAR REG-K/8/800 | HORLOGE PROGRAMMABLE KNX 8 CANAUX/DCF-77 |  | KNX year ti.sw. REG-K/8/800 | [18 empty] | 1 | 3606480573378 | 0 |  | 369 | 11 | 10 | 10 | 1.1 | 43606480573376 | 6 | 2620 | 40 | 30 | 18.5 | [17 empty] | 10 | N | [12 empty] | MT2 | MJ | 9107000090 | [15 empty] | Horloge programmable annuelle REG-K/8/800 | [17 empty] | https://eref.se.com/be/nl/sis-tarif/product/MTN6606-0008 | https://eref.se.com/be/fr/sis-tarif/product/MTN6606-0008
Schneider Electric | Schneider Electric | 01022021 |  | Schneider Electric |  | SER | MTN6606-0070 |  |  | 115.19 |  | 1 |  | 1 | DCF-77 ANTENNE V2, WANDMONTAGE | ANTENNE DCF-77 V2, MONTAGE MURAL |  | DCF-77 antenna V2 | [18 empty] | 1 | 3606480573385 | 0 |  | 183 | 11 | 8 | 8 | 0.704 | [23 empty] | 8 | N | [12 empty] | MT1 | MI | 8529106900 | [33 empty] | https://eref.se.com/be/nl/sis-tarif/product/MTN6606-0070 | https://eref.se.com/be/fr/sis-tarif/product/MTN6606-0070
Schneider Electric | Schneider Electric | 01022021 |  | Schneider Electric |  | SER | MTN6606-0071 |  |  | 157.32 |  | 1 |  | 1 | GPS ANTENNE VOOR KNX JAARSCHAKELKLOK | ANTENNE GPS POUR HORLOGE PROGRAMM. KNX |  | GPS antenna | [18 empty] | 1 | 3606480573392 | 0 |  | 222 | 14 | 11 | 6 | 0.924 | [23 empty] | 10 | N | [12 empty] | MT1 | MI | 8529106900 | [33 empty] | https://eref.se.com/be/nl/sis-tarif/product/MTN6606-0071 | https://eref.se.com/be/fr/sis-tarif/product/MTN6606-0071
Schneider Electric | Schneider Electric | 01022021 |  | Schneider Electric |  | SER | MTN663529 |  |  | 108.54 |  | 1 |  | 1 | TRANSFORMATOR REG, 24 V AC/1 A | ALIMENTATION 24V CA/1A |  | Pow.sup. REG/24V AC/1A | [18 empty] | 1 | 3606485012100 | 0 |  | 795 | 16 | 12 | 8 | 1.536 |  | 1 | 795 | 15.8 | 12.4 | 8 |  | 43606485012108 | 10 | 8410 | 40 | 30 | 30 | [10 empty] | 10 | N | [12 empty] | MT2 | MJ | 8538909189 | [33 empty] | https://eref.se.com/be/nl/sis-tarif/product/MTN663529 | https://eref.se.com/be/fr/sis-tarif/product/MTN663529
Schneider Electric | Schneider Electric | 01022021 |  | Schneider Electric |  | SER | MTN663591 |  |  | 419.34 |  | 1 |  | 1 | WINDSENSOR MET 0-10V INTERFACE, POLARWIT | ANÉNOMÈTRE AVEC INTERFACE 0-10V, BL.POL |  | KNX wind sen. w.0-10V interface pw. | [18 empty] | 1 | 3606485012117 | 0 |  | 818 | 26 | 25 | 16 | 10.4 | [23 empty] | 10 | N | [12 empty] | MT1 | MI | 9015808000 | [15 empty] | Anénomètre avec interface 0-10V, blanc polaire | [17 empty] | https://eref.se.com/be/nl/sis-tarif/product/MTN663591 | https://eref.se.com/be/fr/sis-tarif/product/MTN663591
Schneider Electric | Schneider Electric | 01022021 |  | Schneider Electric |  | SER | MTN663592 |  |  | 447.9 |  | 1 |  | 2 | WINDSENSOR MET 0-10V INTERFACE+VERW., PW | ANÉNOMÈTRE 0-10V ET CHAUFFAGE, BL.POL |  | KNX wind sen. w.0-10V interface a.heat | [18 empty] | 1 | 3606485012124 | 0 |  | 818 | 26 | 25 | 16 | 10.4 | 43606485012122 | 2 | 2080 | 40 | 30 | 32.5 | [17 empty] | 8 | N | [12 empty] | MT1 | MI | 9015808000 | [14 empty] | Windsensor met 0-10V interface, inclusief verwarming, polarwit | Anénomètre avec interface 0-10V et chauffage, blanc polaire | [17 empty] | https://eref.se.com/be/nl/sis-tarif/product/MTN663592 | https://eref.se.com/be/fr/sis-tarif/product/MTN663592
Schneider Electric | Schneider Electric | 01022021 |  | Schneider Electric |  | SER | MTN663593 |  |  | 144.72 |  | 1 |  | 1 | LICHTSTERKTESENSOR MET UITGANG 0-10V | CAPTEUR DE LUMINOSITÉ 0-10V |  | KNX brig.sen. lgr | [18 empty] | 1 | 3606485012131 | 0 |  | 102 | 8 | 4 | 9 | 0.288 | [23 empty] | 8 | N | [12 empty] | MT1 | MI | 8536508090 | [33 empty] | https://eref.se.com/be/nl/sis-tarif/product/MTN663593 | https://eref.se.com/be/fr/sis-tarif/product/MTN663593
Schneider Electric | Schneider Electric | 01022021 |  | Schneider Electric |  | SER | MTN663594 |  |  | 151.15 |  | 1 |  | 1 | SCHEMERSCHAKELAAR MET UITGANG 0-10V | CAPTEUR CRÉPUSCULAIRE 0-10V |  | KNX twilight sensor lgr | [18 empty] | 1 | 3606485012148 | 0 |  | 103 | 8 | 4 | 9 | 0.288 | [23 empty] | 8 | N | [12 empty] | MT1 | MI | 8536508090 | [33 empty] | https://eref.se.com/be/nl/sis-tarif/product/MTN663594 | https://eref.se.com/be/fr/sis-tarif/product/MTN663594
Schneider Electric | Schneider Electric | 01022021 |  | Schneider Electric |  | SER | MTN663595 |  |  | 316.88 |  | 1 |  | 1 | REGENSENSOR MET UITGANG 0/10V | DÉTECTEUR DE PLUIE AVEC SORTIE 0/10 V |  | KNX rain sen. | [18 empty] | 1 | 3606485012155 | 0 |  | 463 | 13 | 10 | 7 | 0.91 |  | 1 | 463 | 13 | 9.8 | 7 |  | 43606485012153 | 16 | 7570 | 40 | 30 | 30 | [10 empty] | 10 | N | [12 empty] | MT1 | MI | 9025804089 | [33 empty] | https://eref.se.com/be/nl/sis-tarif/product/MTN663595 | https://eref.se.com/be/fr/sis-tarif/product/MTN663595
Schneider Electric | Schneider Electric | 01022021 |  | Schneider Electric |  | SER | MTN663596 |  |  | 152.59 |  | 1 |  | 1 | TEMPERATUURSENSOR MET UITGANG 0-10V | CAPTEUR THERMIQUE AVEC INTERFACE 0-10V |  | KNX temperature sensor lgr | [18 empty] | 1 | 3606485011868 | 0 |  | 104 | 8 | 4 | 9 | 0.288 | [23 empty] | 8 | N | [12 empty] | MT1 | MI | 8536508090 | [33 empty] | https://eref.se.com/be/nl/sis-tarif/product/MTN663596 | https://eref.se.com/be/fr/sis-tarif/product/MTN663596
Schneider Electric | Schneider Electric | 01022021 |  | Schneider Electric |  | SER | MTN663692 |  |  | 893.3 |  | 1 |  | 1 | WEER-COMBISENSOR/DCF77, ZWART | CAPTEUR MÉTÉOROLOGIQ. COMBINÉ/DCF77,NOIR |  | Weather combi sen. / DCF77 bk | [18 empty] | 1 | 3606485011875 | 0 |  | 1680 | 33 | 21 | 21 | 14.553 | [23 empty] | 8 | N | [12 empty] | MT1 | MI | 8541409000 | [15 empty] | Capteur météorologique combiné / DCF77, noir | [17 empty] | https://eref.se.com/be/nl/sis-tarif/product/MTN663692 | https://eref.se.com/be/fr/sis-tarif/product/MTN663692
Schneider Electric | Schneider Electric | 01022021 |  | Schneider Electric |  | SER | MTN663991 |  |  | 359.57 |  | 1 |  | 1 | KNX LICHTSTERKTE- EN TEMPERATUURSENSOR | CAPTEUR THERMIQUE ET DE LUMINOSITÉ KNX |  | KNX brightness- a. temperature sensor | [18 empty] | 1 | 3606485100142 | 0 |  | 153 | 13 | 7 | 7 | 0.637 | [23 empty] | 8 | N | [12 empty] | MT1 | MI | 9031808000 | [33 empty] | https://eref.se.com/be/nl/sis-tarif/product/MTN663991 | https://eref.se.com/be/fr/sis-tarif/product/MTN663991
Schneider Electric | Schneider Electric | 01022021 |  | Schneider Electric |  | SER | MTN668990 |  |  | 60.24 |  | 1 |  | 10 | LOOD-GEL ACCU 12V 7.2 AH | BATTERIE PLOMB GEL, 12V 7.2 AH |  | Lead gel battery | [18 empty] | 10 | 3606485011905 | 0 |  | 2920 | 16 | 12 | 8 | 1.536 | [23 empty] | 2 | Y | [12 empty] | MT1 | MI | 8507208090 | [33 empty] | https://eref.se.com/be/nl/sis-tarif/product/MTN668990 | https://eref.se.com/be/fr/sis-tarif/product/MTN668990
Schneider Electric | Schneider Electric | 01022021 |  | Schneider Electric |  | SER | MTN668991 |  |  | 117.2 |  | 1 |  | 1 | LOOD-GEL ACCU 12V 18AH | BATTERIE PLOMB GEL 12V 18 AH |  | Lead gel battery 12V 18Ah | [18 empty] | 1 | 3606485100166 | 0 |  | 6720 | 27 | 18 | 10 | 4.86 | [23 empty] | 8 | N | [12 empty] | MT1 | MI | 8507208090 | [33 empty] | https://eref.se.com/be/nl/sis-tarif/product/MTN668991 | https://eref.se.com/be/fr/sis-tarif/product/MTN668991
Schneider Electric | Schneider Electric | 01022021 |  | Schneider Electric |  | SER | MTN6705-0008 |  |  | 425.55 |  | 1 |  | 1 | SpaceLogic KNX Switch/Blind Master | SpaceLogic KNX Master Schalter/Jalousie, |  | SpaceLogic KNX Switch/Blind Master | [18 empty] | 1 | 3606481816962 | 0 |  | 378 | 16 | 12 | 8 | 1.536 | [7 empty] | 13606481816969 | 24 | 9775 | 60 | 40 | 30 |  |  | 112 | 51100 | 120 | 80 | 45 |  |  |  | 2 | Y | [12 empty] | MT2 | MJ | 8537109899 | [33 empty] | https://eref.se.com/be/nl/sis-tarif/product/MTN6705-0008 | https://eref.se.com/be/fr/sis-tarif/product/MTN6705-0008
Schneider Electric | Schneider Electric | 01022021 |  | Schneider Electric |  | SER | MTN670802 |  |  | 61.76 |  | 1 |  | 1 | KNX DKINTERFACE 2 IN EN 2 LED-UITG, PW | INTERF.POUSS. KNX - 2 ENTR/2 LED, BL.POL |  | KNX push-btn.interface 2g plus pw | [18 empty] | 1 | 3606485012216 | 0 |  | 31 | 7 | 7 | 2 | 0.098 |  | 1 | 37 | 7.4 | 7.4 | 2.2 |  | 43606485012214 | 150 | 4990 | 40 | 30 | 30 | [10 empty] | 2 | Y | [12 empty] | MT1 | MI | 8538901100 | [14 empty] | KNX drukknopinterface 2-voudig Plus, polarwit | Interface poussoir double Plus KNX, blanc polaire | [17 empty] | https://eref.se.com/be/nl/sis-tarif/product/MTN670802 | https://eref.se.com/be/fr/sis-tarif/product/MTN670802
Schneider Electric | Schneider Electric | 01022021 |  | Schneider Electric |  | SER | MTN670804 |  |  | 103.64 |  | 1 |  | 1 | KNX DKINTERFACE 4 IN EN 4 LED-UITG, PW | INTERF.POUSS. KNX - 4 ENTR/4 LED, BL.POL |  | KNX push-btn.interface 4g plus pw | [18 empty] | 1 | 3606485012223 | 0 |  | 33 | 7 | 7 | 2 | 0.098 |  | 1 | 40 | 7.4 | 7.4 | 2.2 |  | 43606485012221 | 150 | 5290 | 40 | 30 | 30 | [10 empty] | 2 | Y | [12 empty] | MT1 | MI | 8538901100 | [14 empty] | KNX drukknopinterface 4-voudig Plus, polarwit | Interface poussoir quadruple Plus KNX, blanc polaire | [17 empty] | https://eref.se.com/be/nl/sis-tarif/product/MTN670804 | https://eref.se.com/be/fr/sis-tarif/product/MTN670804
Schneider Electric | Schneider Electric | 01022021 |  | Schneider Electric |  | SER | MTN6710-0002 |  |  | 407.05 |  | 1 |  | 10 | KNX UNIVERSELE DIMACTOR LED REGK/2X300W | ACTION. DE VARIATION UNIV. KNX LL 2X300W |  | KNX uni.dim.actuat. LL REG-K/2x230/300 W | [18 empty] | 1 | 3606480701351 | 0 |  | 299 | 16 | 12 | 8 | 1.536 | 43606480701359 | 10 | 3395 | 40 | 30 | 18.5 |  | 43606480701359 | 10 | 3354 | 40 | 30 | 30 | [10 empty] | 10 | N | [12 empty] | MT2 | MJ | 8536490099 | [14 empty] | KNX universele dimactuator LL REG-K/2x230/300W | Actionneur de variation KNX universel LL REG-K/2x230/300W | [17 empty] | https://eref.se.com/be/nl/sis-tarif/product/MTN6710-0002 | https://eref.se.com/be/fr/sis-tarif/product/MTN6710-0002
Schneider Electric | Schneider Electric | 01022021 |  | Schneider Electric |  | SER | MTN6710-0004 |  |  | 515.74 |  | 1 |  | 6 | KNX UNIVERSELE DIMACTOR LED REGK/4X250W | ACTION. DE VARIATION UNIV. KNX LL 4X250W |  | KNX uni.dim.actuat. LL REG-K/4x230/250 W | [18 empty] | 1 | 3606480701368 | 0 |  | 530 | 28 | 12 | 8 | 2.688 | 43606480701366 | 6 | 3585 | 40 | 30 | 18.5 |  | 43606480701366 | 6 | 3750 | 40 | 30 | 30 | [10 empty] | 10 | N | [12 empty] | MT2 | MJ | 8536490099 | [14 empty] | KNX universele dimactuator LL REG-K/4x230/250W | Actionneur de variation KNX universel LL REG-K/4x230/250W | [17 empty] | https://eref.se.com/be/nl/sis-tarif/product/MTN6710-0004 | https://eref.se.com/be/fr/sis-tarif/product/MTN6710-0004
Schneider Electric | Schneider Electric | 01022021 |  | Schneider Electric |  | SER | MTN6710-0102 |  |  | 375.75 |  | 1 |  | 1 | SpaceLogic KNX Universal Dimming Master | SpaceLogic KNX Master Dimmer, 2-fach |  | SpaceLogic KNX Universal Dimming Master | [18 empty] | 1 | 3606481816986 | 0 |  | 269 | 16 | 13 | 8 | 1.664 | [7 empty] | 13606481816983 | 28 | 7591 | 60 | 40 | 30 |  |  | 112 | 42364 | 120 | 80 | 45 |  |  |  | 6 | N | [12 empty] | MT2 | MJ | 8537109899 | [33 empty] | https://eref.se.com/be/nl/sis-tarif/product/MTN6710-0102 | https://eref.se.com/be/fr/sis-tarif/product/MTN6710-0102
Schneider Electric | Schneider Electric | 01022021 |  | Schneider Electric |  | SER | MTN6725-0001 |  |  | 641.71 |  | 1 |  | 1 | DALI GATEWAY REG-K/1/16(64)/64/IP1 | PASSERELL DALI KNX REG-K/1/16(64)/64/IP1 |  | KNX DALI-Gateway REG-K/1/16(64)/64/IP1 | [18 empty] | 1 | 3606480492167 | 0 |  | 256 | 16 | 12 | 8 | 1.536 | [7 empty] | 43606480492165 | 10 | 2900 | 40 | 30 | 30 | [10 empty] | 2 | Y | [12 empty] | MT2 | MJ | 8517620000 | [15 empty] | Passerelle KNX DALI REG-K/1/16(64)/64/IP1 | [17 empty] | https://eref.se.com/be/nl/sis-tarif/product/MTN6725-0001 | https://eref.se.com/be/fr/sis-tarif/product/MTN6725-0001
Schneider Electric | Schneider Electric | 01022021 |  | Schneider Electric |  | SER | MTN6725-0004 |  |  | 668.41 |  | 1 |  | 10 | KNX DALI-Gateway Basic REG-K/2/16/64 | KNX DALI-Gateway Basic REG-K/2/16/64 |  | KNX DALI-Gateway Basic REG-K/2/16/64 | [18 empty] | 1 | 3606489484057 | 0 |  | 228 | 16 | 12 | 8 | 1.536 |  | 10 | 2685 | 40 | 30 | 18.5 |  | 43606489484055 | 10 | 2740 | 40 | 30 | 30 | [10 empty] | 2 | Y | [12 empty] | MT2 | MJ | 8517620000 | [33 empty] | https://eref.se.com/be/nl/sis-tarif/product/MTN6725-0004 | https://eref.se.com/be/fr/sis-tarif/product/MTN6725-0004
Schneider Electric | Schneider Electric | 01022021 |  | Schneider Electric |  | SER | MTN6730-0001 |  |  | 310.52 |  | 1 |  | 1 | KNX VERWARMINGSACTUATOR 6 UIT 24/230V AC | ACTIONN.CHAUFFAGE KNX 6 SORT. 24/230V AC |  | KNX Heating Act. REG-K/6x24/230/0.16A | [18 empty] | 1 | 3606480768996 | 0 |  | 316 | 16 | 12 | 8 | 1.536 | [7 empty] | 43606480768994 | 10 | 3570 | 40 | 30 | 30 | [10 empty] | 2 | Y | [12 empty] | MT2 | MJ | 8537109899 | [14 empty] | Verwarmingsactuator REG-K/6x230/0,16 A, lichtgrijs | Actionneur de chauffage REG-K/6x230/0,16 A, gris pâle | [17 empty] | https://eref.se.com/be/nl/sis-tarif/product/MTN6730-0001 | https://eref.se.com/be/fr/sis-tarif/product/MTN6730-0001
Schneider Electric | Schneider Electric | 01022021 |  | Schneider Electric |  | SER | MTN676090 |  |  | 277.7 |  | 1 |  | 1 | KNX LOGICAMODULE BASIS REG-K | MODULE LOGIQUE KNX BASIC REG-K |  | KNX logic module Basic REG-K | [18 empty] | 1 | 3606480072932 | 0 |  | 143 | 10 | 7 | 7 | 0.49 |  | 1 | 143 | 9.6 | 7.3 | 6.7 |  | 43606480072930 | 30 | 4780 | 40 | 30 | 30 | [10 empty] | 10 | N | [12 empty] | MT2 | MJ | 8542319000 | [33 empty] | https://eref.se.com/be/nl/sis-tarif/product/MTN676090 | https://eref.se.com/be/fr/sis-tarif/product/MTN676090
Schneider Electric | Schneider Electric | 01022021 |  | Schneider Electric |  | SER | MTN677290 |  |  | 151.01 |  | 1 |  | 1 | KNX TIJDGEVER | ÉMETTEUR D'HEURE KNX |  | KNX time emitter | [18 empty] | 1 | 3606485100173 | 0 |  | 116 | 9 | 6 | 10 | 0.54 | [23 empty] | 8 | N | [12 empty] | MT2 | MJ | 8536490099 | [33 empty] | https://eref.se.com/be/nl/sis-tarif/product/MTN677290 | https://eref.se.com/be/fr/sis-tarif/product/MTN677290
Schneider Electric | Schneider Electric | 01022021 |  | Schneider Electric |  | SER | MTN680329 |  |  | 555.49 |  | 1 |  | 1 | KNX IP-ROUTER REG-K | ROUTEUR-IP KNX REG-K |  | KNX IP-Router REG-K | [18 empty] | 1 | 3606485100197 | 0 |  | 108 | 9 | 6 | 10 | 0.54 | [23 empty] | 10 | N | [12 empty] | MT2 | MJ | 8517620000 | [33 empty] | https://eref.se.com/be/nl/sis-tarif/product/MTN680329 | https://eref.se.com/be/fr/sis-tarif/product/MTN680329
Schneider Electric | Schneider Electric | 01022021 |  | Schneider Electric |  | SER | MTN6805-0008 |  |  | 255.35 |  | 1 |  | 1 | SpaceLogic KNX Switch/Blind Extension | SpaceLogic KNX Erweiterung Schalt/Jal |  | SpaceLogic KNX Switch/Blind Extension | [18 empty] | 1 | 3606481816979 | 0 |  | 365 | 16 | 12 | 8 | 1.536 | [7 empty] | 13606481816976 | 24 | 9439 | 60 | 40 | 30 |  |  | 96 | 49756 | 120 | 80 | 45 |  |  |  | 2 | Y | [12 empty] | MT2 | MJ | 8537109899 | [33 empty] | https://eref.se.com/be/nl/sis-tarif/product/MTN6805-0008 | https://eref.se.com/be/fr/sis-tarif/product/MTN6805-0008
Schneider Electric | Schneider Electric | 01022021 |  | Schneider Electric |  | SER | MTN6810-0102 |  |  | 201.45 |  | 1 |  | 1 | SpaceLogic KNX Uni. Dimming Extension | SpaceLogic KNX Erweiterung Dimmer |  | SpaceLogic KNX Uni. Dimming Extension | [18 empty] | 1 | 3606481816993 | 0 |  | 259 | 16 | 13 | 8 | 1.664 | [7 empty] | 13606481816990 | 28 | 7647 | 60 | 40 | 30 |  |  | 112 | 42588 | 120 | 80 | 45 |  |  |  | 6 | N | [12 empty] | MT2 | MJ | 8537109899 | [33 empty] | https://eref.se.com/be/nl/sis-tarif/product/MTN6810-0102 | https://eref.se.com/be/fr/sis-tarif/product/MTN6810-0102
Schneider Electric | Schneider Electric | 01022021 |  | Schneider Electric |  | SER | MTN681799 |  |  | 241.96 |  | 1 |  | 1 | KNX USB INTERFACE, INBOUW, SYST M | INTERFACE USB ENCASTRÉE KNX, SYSM |  | KNX USB interface FM | [18 empty] | 1 | 3606485012285 | 0 |  | 77 | 8 | 8 | 5 | 0.32 | [23 empty] | 10 | N | [12 empty] | MT1 | MI | 85389099 | [33 empty] | https://eref.se.com/be/nl/sis-tarif/product/MTN681799 | https://eref.se.com/be/fr/sis-tarif/product/MTN681799
Schneider Electric | Schneider Electric | 01022021 |  | Schneider Electric |  | SER | MTN681829 |  |  | 260.19 |  | 1 |  | 1 | KNX USB INTERFACE REG-K | INTERFACE USB KNX REG-K |  | KNX USB interface REG-K | [18 empty] | 1 | 3606485012292 | 0 |  | 101 | 9 | 6 | 10 | 0.54 | [23 empty] | 10 | N | [12 empty] | MT2 | MJ | 85389099 | [33 empty] | https://eref.se.com/be/nl/sis-tarif/product/MTN681829 | https://eref.se.com/be/fr/sis-tarif/product/MTN681829
Schneider Electric | Schneider Electric | 01022021 |  | Schneider Electric |  | SER | MTN682191 |  |  | 314.64 |  | 1 |  | 1 | KNX ANALOGE INGANGSMODULE 4 INGANGEN | MODULE D'ENTRÉES ANALOG. KNX 4 ENTRÉES |  | Analog input REG-K/4g | [18 empty] | 1 | 3606485100210 | 0 |  | 243 | 16 | 12 | 8 | 1.536 |  | 1 | 243 | 15.8 | 12.4 | 8 |  | 43606485100218 | 10 | 2870 | 40 | 30 | 30 | [10 empty] | 8 | N | [12 empty] | MT2 | MJ | 8536490099 | [14 empty] | KNX analoge ingangsmodule REG-K 4-voudig | Module d'entrées analogiques KNX REG-K 4 entrées | [17 empty] | https://eref.se.com/be/nl/sis-tarif/product/MTN682191 | https://eref.se.com/be/fr/sis-tarif/product/MTN682191
Schneider Electric | Schneider Electric | 01022021 |  | Schneider Electric |  | SER | MTN682291 |  |  | 454.27 |  | 1 |  | 1 | KNX ANALOGE ACTUATOR 4 UITGANGEN | ACTIONNEUR ANALOGIQUE KNX 4 SORTIES |  | Analog act.REG-K/4g | [18 empty] | 1 | 3606485100234 | 0 |  | 269 | 16 | 12 | 8 | 1.536 | [23 empty] | 8 | N | [12 empty] | MT2 | MJ | 8536490099 | [15 empty] | Actionneur analogique KNX REG-K 4 sorties | [17 empty] | https://eref.se.com/be/nl/sis-tarif/product/MTN682291 | https://eref.se.com/be/fr/sis-tarif/product/MTN682291
Schneider Electric | Schneider Electric | 01022021 |  | Schneider Electric |  | SER | MTN682991 |  |  | 742.71 |  | 1 |  | 1 | KNX WEERSTATION 4 KAN. | STATION MÉTÉOROLOGIQUE KNX 4 ENTRÉES |  | Weather station REG-K/4-gang lgr | [18 empty] | 1 | 3606485012346 | 0 |  | 245 | 16 | 12 | 8 | 1.536 |  | 1 | 245 | 15.8 | 12.4 | 8 |  | 43606485012344 | 10 | 2890 | 40 | 30 | 30 | [10 empty] | 8 | N | [12 empty] | MT2 | MJ | 8536490099 | [15 empty] | Station météorologique KNX REG-K 4 entrées | [17 empty] | https://eref.se.com/be/nl/sis-tarif/product/MTN682991 | https://eref.se.com/be/fr/sis-tarif/product/MTN682991
Schneider Electric | Schneider Electric | 01022021 |  | Schneider Electric |  | SER | MTN683832 |  |  | 234.55 |  | 1 |  | 1 | KNX VOEDING 320 MA MET NOODSTROOMINGANG | ALIMENTATION KNX 320 MA +ENTRÉE AUXIL. |  | KNX pow.sup.REG-K/320mA+emg.curr.inp.lgr | [18 empty] | 1 | 3606485104911 | 0 |  | 343 | 16 | 12 | 8 | 1.536 | [23 empty] | 8 | N | [12 empty] | MT2 | MJ | 8536303099 | [14 empty] | KNX voeding REG-K 320 mA met noodstroomingang | Alimentation KNX REG-K 320 mA avec entrée d'alimentation auxiliaire | [17 empty] | https://eref.se.com/be/nl/sis-tarif/product/MTN683832 | https://eref.se.com/be/fr/sis-tarif/product/MTN683832
Schneider Electric | Schneider Electric | 01022021 |  | Schneider Electric |  | SER | MTN683890 |  |  | 399.63 |  | 1 |  | 1 | KNX VOEDING 640 MA MET NOODSTROOMINGANG | ALIMENTATION KNX 640 MA +ENTRÉE AUXIL. |  | Pow.sup. REG-K/640 mA lgr | [18 empty] | 1 | 3606485100258 | 0 |  | 338 | 16 | 12 | 8 | 1.536 | [23 empty] | 10 | N | [12 empty] | MT2 | MJ | 8504409090 | [14 empty] | KNX voeding REG-K 640 mA met noodstroomingang | Alimentation KNX REG-K 640 mA avec entrée d'alimentation auxiliaire | [17 empty] | https://eref.se.com/be/nl/sis-tarif/product/MTN683890 | https://eref.se.com/be/fr/sis-tarif/product/MTN683890
Schneider Electric | Schneider Electric | 01022021 |  | Schneider Electric |  | SER | MTN683901 |  |  | 126.45 |  | 1 |  | 1 | NOODSTROOMVOORZIENING VOOR KNX VOEDINGEN | ALIMENTATION DE SECOURS POUR ALIM. KNX |  | Emergency power supply | [18 empty] | 1 | 3606485100265 | 0 |  | 294 | 16 | 12 | 8 | 1.536 | [23 empty] | 8 | N | [12 empty] | MT2 | MJ | 8504409090 | [33 empty] | https://eref.se.com/be/nl/sis-tarif/product/MTN683901 | https://eref.se.com/be/fr/sis-tarif/product/MTN683901
Schneider Electric | Schneider Electric | 01022021 |  | Schneider Electric |  | SER | MTN684032 |  |  | 218.12 |  | 1 |  | 1 | KNX VOEDING 320 MA | ALIMENTATION KNX 320 MA |  | KNX pow.sup.REG-K/320mA lgr | [18 empty] | 1 | 3606485104935 | 0 |  | 329 | 16 | 12 | 8 | 1.536 |  | 1 | 346 | 15.8 | 12.4 | 8 |  | 43606485104933 | 10 | 3840 | 40 | 30 | 30 | [10 empty] | 2 | Y | [12 empty] | MT2 | MJ | 8504409090 | [33 empty] | https://eref.se.com/be/nl/sis-tarif/product/MTN684032 | https://eref.se.com/be/fr/sis-tarif/product/MTN684032
Schneider Electric | Schneider Electric | 01022021 |  | Schneider Electric |  | SER | MTN684064 |  |  | 386.01 |  | 1 |  | 1 | KNX VOEDING 640 MA | ALIMENTATION KNX 640 MA |  | KNX pow.sup. REG-K/640mA lgr | [18 empty] | 1 | 3606485104942 | 0 |  | 331 | 16 | 12 | 8 | 1.536 |  | 1 | 345 | 15.8 | 12.4 | 8 |  | 43606485104940 | 10 | 3680 | 40 | 30 | 30 | [10 empty] | 2 | Y | [12 empty] | MT2 | MJ | 8504409090 | [33 empty] | https://eref.se.com/be/nl/sis-tarif/product/MTN684064 | https://eref.se.com/be/fr/sis-tarif/product/MTN684064
Schneider Electric | Schneider Electric | 01022021 |  | Schneider Electric |  | SER | MTN689701 |  |  | 70.92 |  | 1 |  | 1 | KNX BUS-AANSLUITKLEM RD/GR (1 ST=50) | BORNE DE RACCORD. KNX RO/GR (50 PIÈCES) |  | KNX 50 bus conn.terminal red/dgr | [18 empty] | 1 | 3606485012209 | 0 |  | 88 | 8 | 8 | 5 | 0.32 | [23 empty] | 8 | N | [12 empty] | MT1 | MI | 8536901000 | [15 empty] | Borne de raccordement de bus KNX rouge/gris foncé | [17 empty] | https://eref.se.com/be/nl/sis-tarif/product/MTN689701 | https://eref.se.com/be/fr/sis-tarif/product/MTN689701
Schneider Electric | Schneider Electric | 01022021 |  | Schneider Electric |  | SER | MTN689702 |  |  | 70.92 |  | 1 |  | 1 | KNX AANSLUITKLEM GL/WIT (1ST=50) | BORNE DE DÉRIVAT. KNX JA/BL (50 PIÈCES) |  | KNX 50 branch terminal yw/w | [18 empty] | 1 | 3606485012414 | 0 |  | 91 | 8 | 8 | 5 | 0.32 |  | 1 | 94 | 7.6 | 7.6 | 5.3 |  | 43606485012412 | 50 | 4950 | 40 | 30 | 30 | [10 empty] | 8 | N | [12 empty] | MT1 | MI | 8536901000 | [33 empty] | https://eref.se.com/be/nl/sis-tarif/product/MTN689702 | https://eref.se.com/be/fr/sis-tarif/product/MTN689702
Schneider Electric | Schneider Electric | 01022021 |  | Schneider Electric |  | SER | MTN6904-0001 |  |  | 680.47 |  | 1 |  | 1 | KNX WEERSTATION BASIC V2 | STATION MÉTÉOROLOGIQUE BASIC KNX V2 |  | KNX weather station Basic V2 | [18 empty] | 1 | 3606481317759 | 0 |  | 709 | 35 | 22 | 17 | 13.09 | [23 empty] | 8 | N | [12 empty] | MT1 | MI | 8536490099 | [33 empty] | https://eref.se.com/be/nl/sis-tarif/product/MTN6904-0001 | https://eref.se.com/be/fr/sis-tarif/product/MTN6904-0001
Schneider Electric | Schneider Electric | 01022021 |  | Schneider Electric |  | SER | MTN6904-0002 |  |  | 32.4 |  | 1 |  | 1 | Mast / hoekbevestiging voor weerstation | Fermeture de mât/coin pour Station météo |  | Mast/corner-fastener f. weather station | [18 empty] | 1 | 3606481317766 | 0 |  | 189 | 15 | 9 | 9 | 1.215 | [23 empty] | 8 | N | [12 empty] | MT1 | MI | 3926909790 | [33 empty] | https://eref.se.com/be/nl/sis-tarif/product/MTN6904-0002 | https://eref.se.com/be/fr/sis-tarif/product/MTN6904-0002
Schneider Electric | Schneider Electric | 01022021 |  | Schneider Electric |  | SER | MTN6921-0001 |  |  | 239.24 |  | 1 |  | 1 | KNX VENTIELAANDRIJVING MET 2 BIN.INGANG | ACTIONNEUR DE VANNE KNX AVEC 2 ENTR.BIN |  | KNX Valve Drive w.Status LED a.2 Inputs | [18 empty] | 1 | 3606480370076 | 0 |  | 335 | 16 | 13 | 8 | 1.664 | [23 empty] | 8 | N | [12 empty] | MT1 | MI | 9032108090 | [14 empty] | KNX ventielaandrijving met status LED's en 2 ingangen | Entraînement de vanne KNX avec LEDs d'état et 2 entrées | [17 empty] | https://eref.se.com/be/nl/sis-tarif/product/MTN6921-0001 | https://eref.se.com/be/fr/sis-tarif/product/MTN6921-0001
Schneider Electric | Schneider Electric | 01022021 |  | Schneider Electric |  | SER | MTN693003 |  |  | 146.06 |  | 1 |  | 1 | VOEDING REG 24V DC/0,4 A | ALIMENTATION 24VCC/0,4A |  | Pow.supp. REG/24V DC/0,4A | [18 empty] | 1 | 3606485012452 | 0 |  | 99 | 9 | 6 | 10 | 0.54 | [23 empty] | 10 | N | [12 empty] | MT2 | MJ | 8538909189 | [33 empty] | https://eref.se.com/be/nl/sis-tarif/product/MTN693003 | https://eref.se.com/be/fr/sis-tarif/product/MTN693003
Schneider Electric | Schneider Electric | 01022021 |  | Schneider Electric |  | SER | MTN6940-0000 |  |  | 14.75 |  | 1 |  | 10 | SpaceLogic KNX Module Link | SpaceLogic KNX Verbindungsmodul |  | SpaceLogic KNX Module Link | [18 empty] | 10 | 3606481817006 | 0 |  | 6 | 5 | 1 | 2 | 0.01 | 13606481817003 | 10 | 69 | 12 | 5 | 2 |  | 23606481817000 | 1050 | 7665 | 40 | 30 | 15 | [10 empty] | 6 | N | [12 empty] | MT1 | MI | 8536699099 | [33 empty] | https://eref.se.com/be/nl/sis-tarif/product/MTN6940-0000 | https://eref.se.com/be/fr/sis-tarif/product/MTN6940-0000
Schneider Electric | Schneider Electric | 01022021 |  | Schneider Electric |  | SER | MTN6941-0001 |  |  | 25.95 |  | 1 |  | 2 | SpaceLogic KNX Cable Link S | SpaceLogic KNX Verbindungskabel 30cm |  | SpaceLogic KNX Cable Link S | [18 empty] | 2 | 3606481817013 | 0 |  | 14 | 13 | 12 | 2 | 0.312 | 13606481817010 | 2 | 61 | 14 | 12 | 2.5 |  | 23606481817017 | 72 | 2616 | 40 | 30 | 30 | [10 empty] | 6 | N | [12 empty] | MT1 | MI | 8544429090 | [33 empty] | https://eref.se.com/be/nl/sis-tarif/product/MTN6941-0001 | https://eref.se.com/be/fr/sis-tarif/product/MTN6941-0001
Schneider Electric | Schneider Electric | 01022021 |  | Schneider Electric |  | SER | MTN6941-0002 |  |  | 30.65 |  | 1 |  | 1 | SpaceLogic KNX Cable Link L | SpaceLogic KNX Verbindungskabel 150cm |  | SpaceLogic KNX Cable Link L | [18 empty] | 1 | 3606481817020 | 0 |  | 69 | 14 | 12 | 3 | 0.504 | [7 empty] | 13606481817027 | 36 | 2691 | 40 | 30 | 15 | [10 empty] | 6 | N | [12 empty] | MT1 | MI | 8544429090 | [33 empty] | https://eref.se.com/be/nl/sis-tarif/product/MTN6941-0002 | https://eref.se.com/be/fr/sis-tarif/product/MTN6941-0002
Schneider Electric | Schneider Electric | 01022021 |  | Schneider Electric |  | SER | NSYTRR26TPE |  |  | 10.3 |  | 1 |  | 50 | KLEM, 3 niveaus, PE geleider | BORNE A RESSORT, 3 NIVEAUX, CONDUCTEUR P |  | SPRING TERMINAL, 3 LEVELS, PROTECTIVE EA | [18 empty] | 50 | 3606480794360 | 0 |  | 23 | 31 | 11 | 6 | 2.046 | 13606480794367 | 50 | 1159000 | 31 | 11.2 | 6.2 |  | 43606480794368 | 200 | 5091 | 40 | 30 | 15 | [10 empty] | 8 | N | [12 empty] | TEE | JU | 8538100000 | [14 empty] | KLEM, 3 niveaus, PE geleider | BORNE A RESSORT, 3 NIVEAUX, CONDUCTEUR PE
Schneider Electric | Schneider Electric | 01022021 |  | Schneider Electric |  | SER | PKE32M735 |  |  | 22.68 |  | 1 |  | 6 | CEE CONTACTSTOP 32A 5P 400V 6H IP67 SCHR | FIC MOB 32A IP67 380V 5P VIS |  | Wander plug PK PratiKa screw 32A IP67 | [8 empty] | 09.07 | 1 | [8 empty] | 1 | 3303432032340 | 0 |  | 312 | 17 | 11 | 11 | 2.057 | 23303432032344 | 6 | 2030 | 27 | 26 | 17 |  | 43303432032348 | 12 | 4512 | 40 | 30 | 30 |  | 73303432032349 | 96 | 47736 | 120 | 80 | 50 |  |  |  | 7 | N | [12 empty] | MB6 | IT | 8536699099 | [14 empty] | PratiKa verloopplug - recht - 32 A - 3P + N + E - 380...415 V AC - IP67 | fiche mobile industrielle - droite - 32 A - 3P+N+T - 380..415 V CA - IP 67 | [17 empty] | https://eref.se.com/be/nl/sis-tarif/product/PKE32M735 | https://eref.se.com/be/fr/sis-tarif/product/PKE32M735
Schneider Electric | Schneider Electric | 01022021 |  | Schneider Electric |  | SER | PKY16F423 |  |  | 8.52 |  | 1 |  | 10 | CEE INBOUWCONT.DOOS 16A 3P 220V 6H IP44 | SOC PR IN 16A IP44 220 3P fast |  | Panel socket angled PK PratiKa connect 1 | [8 empty] | 09.07 | 1 | [8 empty] | 1 | 3303432010867 | 0 |  | 126 | 9 | 9 | 7 | 0.567 | 23303432010861 | 10 | 1418 | 26 | 12 | 27 |  | 43303432010865 | 30 | 4934 | 40 | 30 | 30 | [10 empty] | 7 | N | [12 empty] | MB6 | IT | 8536699099 | [14 empty] | PratiKa stopcontact - fast - schuin - 16A - 2P + E - 200...250 V AC - paneel | socle de prise industrielle - coudée - 16 A - 2P+T - 200..250 V CA - IP44 | [17 empty] | https://eref.se.com/be/nl/sis-tarif/product/PKY16F423 | https://eref.se.com/be/fr/sis-tarif/product/PKY16F423
Schneider Electric | Schneider Electric | 01022021 |  | Schneider Electric |  | SER | PRA313FU |  |  | 122.76 |  | 1 |  | 1 | Pragma+ Multimedia 13 modules inbouw | Pragma+ Multimedia 13 modules encastré |  | Pragma Enclosure Flush Universal 3x13 | [18 empty] | 1 | 3606481190635 | 0 |  | 4610 | 67 | 42 | 19 | 53.466 | [14 empty] | 73606481190634 | 12 | 65000 | 120 | 80 | 106 |  |  |  | 7 | N | [12 empty] | GO6 | O6 | 8538909999
Schneider Electric | Schneider Electric | 01022021 |  | Schneider Electric |  | SER | PRA313SU |  |  | 122.76 |  | 1 |  | 1 | Pragma+ Multimedia 13 modules opbouw | Pragma+ Multimedia 13 modules en saillie |  | Pragma Enclosure Surface Universal 3x13 | [18 empty] | 1 | 3606481190659 | 0 |  | 4340 | 67 | 43 | 18 | 51.858 | [15 empty] | 12 | 64080 | 120 | 80 | 80 |  |  |  | 7 | N | [12 empty] | GO6 | O6 | 8538909999 | [33 empty] | https://eref.se.com/be/nl/sis-tarif/product/PRA313SU | https://eref.se.com/be/fr/sis-tarif/product/PRA313SU
Schneider Electric | Schneider Electric | 01022021 |  | Schneider Electric |  | SER | PRA318FU |  |  | 149.44 |  | 1 |  | 1 | Pragma+ Multimedia 18 modules inbouw | Pragma+ Multimedia 18 modules encastré |  | Pragma Enclosure Flush Universal 3x18 | [18 empty] | 1 | 3606481190642 | 0 |  | 5830 | 67 | 50 | 18 | 60.3 | [15 empty] | 12 | 81960 | 120 | 80 | 80 |  |  |  | 7 | N | [12 empty] | GO6 | O6 | 8538909999 | [33 empty] | https://eref.se.com/be/nl/sis-tarif/product/PRA318FU | https://eref.se.com/be/fr/sis-tarif/product/PRA318FU
Schneider Electric | Schneider Electric | 01022021 |  | Schneider Electric |  | SER | PRA318SU |  |  | 149.44 |  | 1 |  | 1 | Pragma+ Multimedia 18 modules opbouw | Pragma+ Multimedia 18 modules en saillie |  | Pragma Enclosure Surface Universal 3x18 | [18 empty] | 1 | 3606481190666 | 0 |  | 5390 | 67 | 50 | 18 | 60.3 | [15 empty] | 12 | 76680 | 120 | 80 | 120 |  |  |  | 7 | N | [12 empty] | GO6 | O6 | 8538909999 | [33 empty] | https://eref.se.com/be/nl/sis-tarif/product/PRA318SU | https://eref.se.com/be/fr/sis-tarif/product/PRA318SU
Schneider Electric | Schneider Electric | 01022021 |  | Schneider Electric |  | SER | PRA90013G |  |  | 5.44 |  | 1 |  | 1 | PRAGMA PLUS DIN-RAIL AFDEKPLAAT 13 MOD. | PLASTRON MODULAIRE 13M GRIS RAL7004 |  | INDIVIDUAL FRONT PLATE 13M GRIS RAL7004 | [18 empty] | 1 | 3606480592799 | 0 |  | 164 | 31 | 15 | 4 | 1.86 | [7 empty] | 43606480592797 | 14 | 2783 | 40 | 30 | 30 | [10 empty] | 7 | N | [12 empty] | MB6 | IT | 8547200090 | [15 empty] | plaque avant de type fenêtre - 13 modules | [17 empty] | https://eref.se.com/be/nl/sis-tarif/product/PRA90013G | https://eref.se.com/be/fr/sis-tarif/product/PRA90013G
Schneider Electric | Schneider Electric | 01022021 |  | Schneider Electric |  | SER | PRA90014G |  |  | 6.19 |  | 1 |  | 1 | PRAGMA PLUS DIN-AFDEKPLAAT 18 MODULES | PLASTRON MODULAIRE 18M GRIS RAL7004 |  | INDIVIDUAL FRONT PLATE 18M GRIS RAL7004 | [18 empty] | 1 | 3606480592805 | 0 |  | 207 | 40 | 15 | 4 | 2.4 | [7 empty] | 43606480592803 | 20 | 4906 | 60 | 40 | 30 | [10 empty] | 7 | N | [12 empty] | MB6 | IT | 8547200090 | [15 empty] | plaque avant de type fenêtre - 18 modules | [17 empty] | https://eref.se.com/be/nl/sis-tarif/product/PRA90014G | https://eref.se.com/be/fr/sis-tarif/product/PRA90014G
Schneider Electric | Schneider Electric | 01022021 |  | Schneider Electric |  | SER | PRA90015G |  |  | 6.89 |  | 1 |  | 1 | PRAGMA PLUS DIN-RAIL AFDEKPLAAT 24 MOD. | PLASTRON GRIS 24M |  | INDIVIDUAL FRONT PLATE 24M GRIS RAL7004 | [18 empty] | 1 | 3606480592812 | 0 |  | 268 | 53 | 15 | 3 | 2.385 | [7 empty] | 43606480592810 | 20 | 6126 | 60 | 40 | 30 | [10 empty] | 7 | N | [12 empty] | MB6 | IT | 8547200090 | [15 empty] | plaque avant de type fenêtre - 24 modules | [17 empty] | https://eref.se.com/be/nl/sis-tarif/product/PRA90015G | https://eref.se.com/be/fr/sis-tarif/product/PRA90015G
Schneider Electric | Schneider Electric | 01022021 |  | Schneider Electric |  | SER | PRA90016G |  |  | 3.43 |  | 1 |  | 1 | PRAGMA PLUS AFDEKPLAAT 13 MOD. GRIJS | PLASTRON PLEIN 13M GRIS RAL7004 |  | PLAIN INDIVIDUAL FRONT PLATE 13M GRIS RA | [18 empty] | 1 | 3606480592829 | 0 |  | 193 | 31 | 15 | 4 | 1.86 | [7 empty] | 43606480592827 | 14 | 3189 | 40 | 30 | 30 | [10 empty] | 7 | N | [12 empty] | MB6 | IT | 3925908000 | [14 empty] | volle frontplaat - 1 x 13 modules - metaalgrijs - voor Pragma | plaque avant lisse - 1 x 13 modules - gris métal - pour Pragma | [17 empty] | https://eref.se.com/be/nl/sis-tarif/product/PRA90016G | https://eref.se.com/be/fr/sis-tarif/product/PRA90016G
Schneider Electric | Schneider Electric | 01022021 |  | Schneider Electric |  | SER | PRA90017G |  |  | 4.03 |  | 1 |  | 1 | PRAGMA PLUS DIN-AFDEKPLAAT 18 MODULES | PLASTRON PLEIN 18M GRIS RAL7004 |  | PLAIN INDIVIDUAL FRONT PLATE 18M GRIS RA | [18 empty] | 1 | 3606480592836 | 0 |  | 242 | 40 | 15 | 4 | 2.4 | [7 empty] | 43606480592834 | 20 | 5606 | 60 | 40 | 30 | [10 empty] | 7 | N | [12 empty] | MB6 | IT | 3925908000 | [14 empty] | volle frontplaat - 1 x 18 modules - metaalgrijs - voor Pragma | plaque avant lisse - 1 x 18 modules - gris métal - pour Pragma | [17 empty] | https://eref.se.com/be/nl/sis-tarif/product/PRA90017G | https://eref.se.com/be/fr/sis-tarif/product/PRA90017G
Schneider Electric | Schneider Electric | 01022021 |  | Schneider Electric |  | SER | PRA90018G |  |  | 5.26 |  | 1 |  | 1 | PRAGMA PLUS AFDEKPLAAT 24 MOD. GRIJS | PLASTRON PLEIN 24M RAL7004 GRIS RAL7004 |  | PLAIN INDIVIDUAL FRONT PLATE 24M RAL7004 | [18 empty] | 1 | 3606480592843 | 0 |  | 310 | 53 | 15 | 3 | 2.385 | [7 empty] | 43606480592841 | 20 | 6966 | 60 | 40 | 30 | [10 empty] | 7 | N | [12 empty] | MB6 | IT | 3925908000 | [14 empty] | volle frontplaat - 1 x 24 modules - metaalgrijs - voor Pragma | plaque avant lisse - 1 x 24 modules - gris métal - pour Pragma | [17 empty] | https://eref.se.com/be/nl/sis-tarif/product/PRA90018G | https://eref.se.com/be/fr/sis-tarif/product/PRA90018G
Schneider Electric | Schneider Electric | 01022021 |  | Schneider Electric |  | SER | PRA90020G |  |  | 8.16 |  | 1 |  | 1 | PRAGMA PLUS AFDEKSTROKEN | LOT 6 OBTURATEURS GWT750 GRIS RAL7004 EX |  | KIT 6 BLANKING PLATES GWT750 GREY RAL700 | [18 empty] | 1 | 3606480592782 | 0 |  | 254 | 49 | 6 | 3 | 0.882 | [7 empty] | 43606480592780 | 50 | 12700 | 60 | 40 | 30 | [10 empty] | 2 | Y | [12 empty] | MB6 | IT | 8547200090 | [14 empty] | afdekplaten - 13, 18 of 24 modules - voor Pragma | plaques obturatrices - 13, 18 ou 24 modules - pour Pragma | [17 empty] | https://eref.se.com/be/nl/sis-tarif/product/PRA90020G | https://eref.se.com/be/fr/sis-tarif/product/PRA90020G
Schneider Electric | Schneider Electric | 01022021 |  | Schneider Electric |  | SER | PRA90021 |  |  | 4.08 |  | 1 |  | 10 | Set van 10 afdekplaatjes GWT750 GRIJS RA | LOT 10 OBTURATEURS GWT750 GRIS RAL7004 |  | KIT 10 BLANKING PLATES GWT750 GREY RAL70 | [18 empty] | 1 | 3606480592768 | 0 |  | 86 | 9 | 6 | 5 | 0.27 | 13606480592765 | 10 | 965 | 27 | 21 | 9.3 |  | 43606480592766 | 40 | 4500 | 40 | 30 | 30 |  | 73606480592767 | 320 | 46800 | 120 | 80 | 50 |  |  |  | 7 | N | [12 empty] | MB6 | IT | 8547200090 | [15 empty] | plaque obturatrice - 5 modules - pour Pragma | [17 empty] | https://eref.se.com/be/nl/sis-tarif/product/PRA90021 | https://eref.se.com/be/fr/sis-tarif/product/PRA90021
Schneider Electric | Schneider Electric | 01022021 |  | Schneider Electric |  | SER | PRA91013W |  |  | 5.44 |  | 1 |  | 1 | PLASTRON 13M WIT RAL9016 | PLASTRON MODULAIRE 13M BLANCHE RAL9016 |  | INDIVIDUAL FRONT PLATE 13M BLANCHE RAL90 | [18 empty] | 1 | 3606480592850 | 0 |  | 161 | 31 | 15 | 4 | 1.86 | [7 empty] | 43606480592858 | 14 | 2741 | 40 | 30 | 30 | [10 empty] | 7 | N | [12 empty] | MB6 | IT | 8547200090 | [14 empty] | frontplaat - 1 x 13 modules - voor Pragma | plaque avant - 1 x 13 modules - pour Pragma | [17 empty] | https://eref.se.com/be/nl/sis-tarif/product/PRA91013W | https://eref.se.com/be/fr/sis-tarif/product/PRA91013W
Schneider Electric | Schneider Electric | 01022021 |  | Schneider Electric |  | SER | PRA91014W |  |  | 6.19 |  | 1 |  | 1 | PLASTRON 18M WIT RAL9016 | PLASTRON MODULAIRE 18M BLANCHE RAL9016 |  | INDIVIDUAL FRONT PLATE 18M BLANCHE RAL90 | [18 empty] | 1 | 3606480592867 | 0 |  | 208 | 40 | 15 | 4 | 2.4 | [7 empty] | 43606480592865 | 20 | 4926 | 60 | 40 | 30 | [10 empty] | 7 | N | [12 empty] | MB6 | IT | 8547200090 | [14 empty] | frontplaat - 1 x 18 modules - voor Pragma | plaque avant - 1 x 18 modules - pour Pragma | [17 empty] | https://eref.se.com/be/nl/sis-tarif/product/PRA91014W | https://eref.se.com/be/fr/sis-tarif/product/PRA91014W
Schneider Electric | Schneider Electric | 01022021 |  | Schneider Electric |  | SER | PRA91015W |  |  | 6.89 |  | 1 |  | 1 | FRONTPLAAT 24M WIT RAL9016 | PLASTRON MODULAIRE 24M BLANCHE RAL9016 |  | INDIVIDUAL FRONT PLATE 24M BLANCHE RAL90 | [18 empty] | 1 | 3606480592874 | 0 |  | 269 | 53 | 15 | 3 | 2.385 | [7 empty] | 43606480592872 | 20 | 6146 | 60 | 40 | 30 | [10 empty] | 7 | N | [12 empty] | MB6 | IT | 8547200090 | [14 empty] | frontplaat - wit - 1 x 24 modules - voor Pragma | plaque avant - blanche - 1 x 24 modules - pour Pragma | [17 empty] | https://eref.se.com/be/nl/sis-tarif/product/PRA91015W | https://eref.se.com/be/fr/sis-tarif/product/PRA91015W
Schneider Electric | Schneider Electric | 01022021 |  | Schneider Electric |  | SER | PRA91021 |  |  | 4.08 |  | 1 |  | 10 | Set van 10 afdekplaatjes GWT750 WIT RAL9 | LOT 10 OBTURATEURS GWT750 BLANCHE RAL901 |  | KIT 10 BLANKING PLATES GWT750 WHITE RAL9 | [18 empty] | 1 | 3606480592775 | 0 |  | 85 | 10 | 7 | 5 | 0.35 | 13606480592772 | 10 | 967 | 26.7 | 21 | 9 |  | 43606480592773 | 40 | 4400 | 40 | 30 | 30 |  | 73606480592774 | 320 | 47000 | 120 | 80 | 42 |  |  |  | 7 | N | [12 empty] | MB6 | IT | 8547200090 | [15 empty] | plaques obturatrices - 5 modules - pour Pragma | [17 empty] | https://eref.se.com/be/nl/sis-tarif/product/PRA91021 | https://eref.se.com/be/fr/sis-tarif/product/PRA91021
Schneider Electric | Schneider Electric | 01022021 |  | Schneider Electric |  | SER | R9A98140 |  |  | 8.64 |  | 1 |  | 1 | SCHROEFAFDEKKAPJES VOOR ID RESI9 | RESI9 CACHE VIS (LOT DE 10) |  | RESI9 SCREWSHIELD (SET OF 10) | [8 empty] | 09.07 | 1 | [8 empty] | 1 | 3606480706660 | 0 |  | 68 | 9 | 9 | 8 | 0.648 | [7 empty] | 43606480706668 | 36 | 3974 | 40 | 30 | 30 | [10 empty] | 12 | N | [12 empty] | R93 | NN | 3926909790
Schneider Electric | Schneider Electric | 01022021 |  | Schneider Electric |  | SER | R9D32206 |  |  | 196.08 |  | 1 |  | 1 | R9 DPN VIGI 1P-N 6A C 30MA A-TYPE | RESI9 DISJONCTEUR DIFFERENTIEL 1P-N 6A C |  | RESI9 RCBO 1P-N 6A C 30MA A-TYPE | [8 empty] | 09.07 | 1 | [8 empty] | 1 | 3606480508813 | 0 |  | 190 | 7 | 4 | 9 | 0.252 | [7 empty] | 43606480508811 | 60 | 11887 | 40 | 30 | 30 | [10 empty] | 12 | N | [12 empty] | R93 | NN | 8536201090 | [14 empty] | Resi9 Differentieel-automaat 1P+N Stroomsterkte=6A Gevoeligheid=30 mA Type A | Resi9 Disjoncteur-différentiel 1P+N Intensité=6A Sensibilité=30 mA Type A | [17 empty] | https://eref.se.com/be/nl/sis-tarif/product/R9D32206 | https://eref.se.com/be/fr/sis-tarif/product/R9D32206
Schneider Electric | Schneider Electric | 01022021 |  | Schneider Electric |  | SER | R9D32210 |  |  | 196.08 |  | 1 |  | 1 | R9 DPN VIGI 1P-N 10A C 30MA A-TYPE | RESI9 DISJONCTEUR DIFFERENTIEL 1P-N 10A |  | RESI9 RCBO 1P-N 10A C 30MA A-TYPE | [8 empty] | 09.07 | 1 | [8 empty] | 1 | 3606480508820 | 0 |  | 190 | 7 | 4 | 9 | 0.252 | [7 empty] | 43606480508828 | 60 | 11887 | 40 | 30 | 30 | [10 empty] | 12 | N | [12 empty] | R93 | NN | 8536201090 | [14 empty] | Resi9 Differentieel-automaat 1P+N Stroomsterkte=10A Gevoeligheid=30 mA Type A | Resi9 Disjoncteur-différentiel 1P+N Intensité=10A Sensibilité=30 mA Type A | [17 empty] | https://eref.se.com/be/nl/sis-tarif/product/R9D32210 | https://eref.se.com/be/fr/sis-tarif/product/R9D32210
Schneider Electric | Schneider Electric | 01022021 |  | Schneider Electric |  | SER | R9D32216 |  |  | 196.08 |  | 1 |  | 1 | R9 DPN VIGI 1P-N 16A C 30MA A-TYPE | RESI9 DISJONCTEUR DIFFERENTIEL 1P-N 16A |  | RESI9 RCBO 1P-N 16A C 30MA A-TYPE | [8 empty] | 09.07 | 1 | [8 empty] | 1 | 3606480508837 | 0 |  | 190 | 7 | 4 | 9 | 0.252 | [7 empty] | 43606480508835 | 60 | 11887 | 40 | 30 | 30 | [10 empty] | 2 | Y | [12 empty] | R93 | NN | 8536201090 | [14 empty] | Resi9 Differentieel-automaat 1P+N Stroomsterkte=16A Gevoeligheid=30 mA Type A | Resi9 Disjoncteur-différentiel 1P+N Intensité=16A Sensibilité=30 mA Type A | [17 empty] | https://eref.se.com/be/nl/sis-tarif/product/R9D32216 | https://eref.se.com/be/fr/sis-tarif/product/R9D32216
Schneider Electric | Schneider Electric | 01022021 |  | Schneider Electric |  | SER | R9D32220 |  |  | 196.08 |  | 1 |  | 1 | R9 DPN VIGI 1P-N 20A C 30MA A-TYPE | RESI9 DISJONCTEUR DIFFERENTIEL 1P-N 20A |  | RESI9 RCBO 1P-N 20A C 30MA A-TYPE | [8 empty] | 09.07 | 1 | [8 empty] | 1 | 3606480508844 | 0 |  | 190 | 7 | 4 | 9 | 0.252 | [7 empty] | 43606480508842 | 60 | 11887 | 40 | 30 | 30 | [10 empty] | 12 | N | [12 empty] | R93 | NN | 8536201090 | [14 empty] | Resi9 Differentieel-automaat 1P+N Stroomsterkte=20A Gevoeligheid=30 mA Type A | Resi9 Disjoncteur-différentiel 1P+N Intensité=20A Sensibilité=30 mA Type A | [17 empty] | https://eref.se.com/be/nl/sis-tarif/product/R9D32220 | https://eref.se.com/be/fr/sis-tarif/product/R9D32220
Schneider Electric | Schneider Electric | 01022021 |  | Schneider Electric |  | SER | R9D32225 |  |  | 208.75 |  | 1 |  | 1 | R9 DPN VIGI 1P-N 25A C 30MA A-TYPE | RESI9 DISJONCTEUR DIFFERENTIEL 1P-N 25A |  | RESI9 RCBO 1P-N 25A C 30MA A-TYPE | [8 empty] | 09.07 | 1 | [8 empty] | 1 | 3606480508851 | 0 |  | 190 | 7 | 4 | 9 | 0.252 | [7 empty] | 43606480508859 | 60 | 11887 | 40 | 30 | 30 | [10 empty] | 12 | N | [12 empty] | R93 | NN | 8536201090 | [14 empty] | Resi9 Differentieel-automaat 1P+N Stroomsterkte=25A Gevoeligheid=30 mA Type A | Resi9 Disjoncteur-différentiel 1P+N Intensité=25A Sensibilité=30 mA Type A | [17 empty] | https://eref.se.com/be/nl/sis-tarif/product/R9D32225 | https://eref.se.com/be/fr/sis-tarif/product/R9D32225
Schneider Electric | Schneider Electric | 01022021 |  | Schneider Electric |  | SER | R9D32232 |  |  | 208.75 |  | 1 |  | 1 | R9 DPN VIGI 1P-N 32A C 30MA A-TYPE | RESI9 DISJONCTEUR DIFFERENTIEL 1P-N 32A |  | RESI9 RCBO 1P-N 32A C 30MA A-TYPE | [8 empty] | 09.07 | 1 | [8 empty] | 1 | 3606480508868 | 0 |  | 190 | 7 | 4 | 9 | 0.252 | [7 empty] | 43606480508866 | 60 | 11887 | 40 | 30 | 30 | [10 empty] | 12 | N | [12 empty] | R93 | NN | 8536201090 | [14 empty] | Resi9 Differentieel-automaat 1P+N Stroomsterkte=32A Gevoeligheid=30 mA Type A | Resi9 Disjoncteur-différentiel 1P+N Intensité=32A Sensibilité=30 mA Type A | [17 empty] | https://eref.se.com/be/nl/sis-tarif/product/R9D32232 | https://eref.se.com/be/fr/sis-tarif/product/R9D32232
Schneider Electric | Schneider Electric | 01022021 |  | Schneider Electric |  | SER | R9F64202 |  |  | 16.34 |  | 1 |  | 6 | RESI9 AUTOMAAT 2P 2A C 400V 3000A | RESI9 DISJONCTEUR 2P 2A C 400V 3000A |  | RESI9 CIRCUIT BREAKER 2P 2A C 400V 3000A | [8 empty] | 09.07 | 1 | [8 empty] | 1 | 3606480553820 | 0 |  | 216 | 9 | 4 | 8 | 0.288 | 13606480553827 | 6 | 1363 | 22.7 | 8.8 | 8 |  | 43606480553828 | 72 | 16843 | 40 | 30 | 30 | [10 empty] | 2 | Y | [12 empty] | R92 | NM | 8536201090 | [14 empty] | Resi9 - Miniatuur stroomonderbreker - 2P - 2A - C - 400V - 3000 | Resi9 - Miniature - Circuit - Disjoncteur - 2P - 2A - C - 400V - 3000 | [17 empty] | https://eref.se.com/be/nl/sis-tarif/product/R9F64202 | https://eref.se.com/be/fr/sis-tarif/product/R9F64202
Schneider Electric | Schneider Electric | 01022021 |  | Schneider Electric |  | SER | R9F64204 |  |  | 16.34 |  | 1 |  | 6 | RESI9 AUTOMAAT 2P 4A C 400V 3000A | RESI9 DISJONCTEUR 2P 4A C 400V 3000A |  | RESI9 CIRCUIT BREAKER 2P 4A C 400V 3000A | [8 empty] | 09.07 | 1 | [8 empty] | 1 | 3606480553837 | 0 |  | 216 | 9 | 4 | 8 | 0.288 | 13606480553834 | 6 | 1296 | 22.5 | 9 | 8.5 |  | 43606480553835 | 72 | 16039 | 40 | 30 | 30 | [10 empty] | 2 | Y | [12 empty] | R92 | NM | 8536201090 | [14 empty] | Resi9 - Miniatuur stroomonderbreker - 2P - 4A - C - 400V - 3000 | Resi9 - Miniature - Circuit - Disjoncteur - 2P - 4A - C - 400V - 3000 | [17 empty] | https://eref.se.com/be/nl/sis-tarif/product/R9F64204 | https://eref.se.com/be/fr/sis-tarif/product/R9F64204
Schneider Electric | Schneider Electric | 01022021 |  | Schneider Electric |  | SER | R9F64206 |  |  | 16.59 |  | 1 |  | 6 | R9 AUT 2P 6A C 400V 3000A | RESI9 DISJONCTEUR 2P 6A C 400V 3000A |  | RESI9 CIRCUIT BREAKER 2P 6A C 400V 3000A | [8 empty] | 09.07 | 1 | [8 empty] | 1 | 3606480477843 | 0 |  | 217 | 9 | 4 | 8 | 0.288 | 13606480477840 | 6 | 1352 | 22.5 | 9 | 8.5 |  | 43606480477841 | 72 | 16711 | 40 | 30 | 30 |  | 73606480477842 | 576 | 145688 | 120 | 80 | 50 |  |  |  | 2 | Y | [12 empty] | R92 | NM | 8536201090 | [14 empty] | Resi9 Modulaire automaat 2P 6A 400V Curve C Kortsluitvermogen=3000A | Resi9 Disjoncteur modulaire 2P 6A 400V Courbe C Pouvoir de coupure=3000A | [17 empty] | https://eref.se.com/be/nl/sis-tarif/product/R9F64206 | https://eref.se.com/be/fr/sis-tarif/product/R9F64206
Schneider Electric | Schneider Electric | 01022021 |  | Schneider Electric |  | SER | R9F64210 |  |  | 17.05 |  | 1 |  | 6 | R9 AUT 2P 10A C 400V 3000A | RESI9 DISJONCTEUR 2P 10A C 400V 3000A |  | RESI9 CIRCUIT BREAKER 2P 10A C 400V 3000 | [8 empty] | 09.07 | 1 | [8 empty] | 1 | 3606480477850 | 0 |  | 211 | 9 | 4 | 8 | 0.288 | 13606480477857 | 6 | 1316 | 22.5 | 9 | 8.5 |  | 43606480477858 | 72 | 16279 | 40 | 30 | 30 |  | 73606480477859 | 576 | 142232 | 120 | 80 | 50 |  |  |  | 2 | Y | [12 empty] | R91 | NG | 8536201090 | [14 empty] | Resi9 Modulaire automaat 2P 10A 400V Curve C Kortsluitvermogen=3000A | Resi9 Disjoncteur modulaire 2P 10A 400V Courbe C Pouvoir de coupure=3000A | [17 empty] | https://eref.se.com/be/nl/sis-tarif/product/R9F64210 | https://eref.se.com/be/fr/sis-tarif/product/R9F64210
Schneider Electric | Schneider Electric | 01022021 |  | Schneider Electric |  | SER | R9F64216 |  |  | 15.5 |  | 1 |  | 6 | R9 AUT 2P 16A C 400V 3000A | RESI9 DISJONCTEUR 2P 16A C 400V 3000A |  | RESI9 CIRCUIT BREAKER 2P 16A C 400V 3000 | [8 empty] | 09.07 | 1 | [8 empty] | 1 | 3606480477867 | 0 |  | 209 | 9 | 4 | 7 | 0.252 | 13606480477864 | 6 | 1328 | 23.1 | 9 | 8.3 |  | 43606480477865 | 72 | 16423 | 40 | 30 | 30 |  | 73606480477866 | 576 | 143384 | 120 | 80 | 50 |  |  |  | 2 | Y | [12 empty] | R91 | NG | 8536201090 | [14 empty] | Resi9 Modulaire automaat 2P 16A 400V Curve C Kortsluitvermogen=3000A | Resi9 Disjoncteur modulaire 2P 16A 400V Courbe C Pouvoir de coupure=3000A | [17 empty] | https://eref.se.com/be/nl/sis-tarif/product/R9F64216 | https://eref.se.com/be/fr/sis-tarif/product/R9F64216
Schneider Electric | Schneider Electric | 01022021 |  | Schneider Electric |  | SER | R9F64220 |  |  | 15.5 |  | 1 |  | 6 | R9 AUT 2P 20A C 400V 3000A | RESI9 DISJONCTEUR 2P 20A C 400V 3000A |  | RESI9 CIRCUIT BREAKER 2P 20A C 400V 3000 | [8 empty] | 09.07 | 1 | [8 empty] | 1 | 3606480477874 | 0 |  | 213 | 9 | 4 | 7 | 0.252 | 13606480477871 | 6 | 1349 | 23.1 | 9 | 8.3 |  | 43606480477872 | 72 | 16675 | 40 | 30 | 30 |  | 73606480477873 | 576 | 145400 | 120 | 80 | 50 |  |  |  | 2 | Y | [12 empty] | R91 | NG | 8536201090 | [14 empty] | Resi9 Modulaire automaat 2P 20A 400V Curve C Kortsluitvermogen=3000A | Resi9 Disjoncteur modulaire 2P 20A 400V Courbe C Pouvoir de coupure=3000A | [17 empty] | https://eref.se.com/be/nl/sis-tarif/product/R9F64220 | https://eref.se.com/be/fr/sis-tarif/product/R9F64220
Schneider Electric | Schneider Electric | 01022021 |  | Schneider Electric |  | SER | R9F64225 |  |  | 18.05 |  | 1 |  | 6 | R9 AUT 2P 25A C 400V 3000A | RESI9 DISJONCTEUR 2P 25A C 400V 3000A |  | RESI9 CIRCUIT BREAKER 2P 25A C 400V 3000 | [8 empty] | 09.07 | 1 | [8 empty] | 1 | 3606480477881 | 0 |  | 216 | 9 | 4 | 8 | 0.288 | 13606480477888 | 6 | 1346 | 22.5 | 9 | 8.5 |  | 43606480477889 | 72 | 16639 | 40 | 30 | 30 |  | 73606480477880 | 576 | 145112 | 120 | 80 | 50 |  |  |  | 2 | Y | [12 empty] | R92 | NM | 8536201090 | [14 empty] | Resi9 Modulaire automaat 2P 25A 400V Curve C Kortsluitvermogen=3000A | Resi9 Disjoncteur modulaire 2P 25A 400V Courbe C Pouvoir de coupure=3000A | [17 empty] | https://eref.se.com/be/nl/sis-tarif/product/R9F64225 | https://eref.se.com/be/fr/sis-tarif/product/R9F64225
Schneider Electric | Schneider Electric | 01022021 |  | Schneider Electric |  | SER | R9F64232 |  |  | 18.05 |  | 1 |  | 6 | R9 AUT 2P 32A C 400V 3000A | RESI9 DISJONCTEUR 2P 32A C 400V 3000A |  | RESI9 CIRCUIT BREAKER 2P 32A C 400V 3000 | [8 empty] | 09.07 | 1 | [8 empty] | 1 | 3606480477898 | 0 |  | 237 | 9 | 4 | 8 | 0.288 | 13606480477895 | 6 | 1494 | 23 | 9 | 8 |  | 43606480477896 | 72 | 18415 | 40 | 30 | 30 |  | 73606480477897 | 576 | 159320 | 120 | 80 | 50 |  |  |  | 2 | Y | [12 empty] | R92 | NM | 8536201090 | [14 empty] | Resi9 Modulaire automaat 2P 32A 400V Curve C Kortsluitvermogen=3000A | Resi9 Disjoncteur modulaire 2P 32A 400V Courbe C Pouvoir de coupure=3000A | [17 empty] | https://eref.se.com/be/nl/sis-tarif/product/R9F64232 | https://eref.se.com/be/fr/sis-tarif/product/R9F64232
Schneider Electric | Schneider Electric | 01022021 |  | Schneider Electric |  | SER | R9F64240 |  |  | 18.81 |  | 1 |  | 6 | R9 AUT 2P 40A C 400V 3000A | RESI9 DISJONCTEUR 2P 40A C 400V 3000A |  | RESI9 CIRCUIT BREAKER 2P 40A C 400V 3000 | [8 empty] | 09.07 | 1 | [8 empty] | 1 | 3606480477904 | 0 |  | 238 | 9 | 8 | 4 | 0.288 | 13606480477901 | 6 | 1478 | 22.5 | 9 | 8.5 |  | 43606480477902 | 72 | 18223 | 40 | 30 | 30 | [10 empty] | 2 | Y | [12 empty] | R92 | NM | 8536201090 | [14 empty] | Resi9 Modulaire automaat 2P 40A 400V Curve C Kortsluitvermogen=3000A | Resi9 Disjoncteur modulaire 2P 40A 400V Courbe C Pouvoir de coupure=3000A | [17 empty] | https://eref.se.com/be/nl/sis-tarif/product/R9F64240 | https://eref.se.com/be/fr/sis-tarif/product/R9F64240
Schneider Electric | Schneider Electric | 01022021 |  | Schneider Electric |  | SER | R9F64306 |  |  | 42.73 |  | 1 |  | 4 | R9 AUT 3P 6A C 400V 3000A | RESI9 DISJONCTEUR 3P 6A C 400V 3000A |  | RESI9 CIRCUIT BREAKER 3P 6A C 400V 3000A | [8 empty] | 09.07 | 1 | [8 empty] | 4 | 3606480478055 | 0 |  | 324 | 9 | 5 | 8 | 0.36 | 13606480478052 | 4 | 1346 | 22.5 | 9 | 8.5 |  | 43606480478053 | 48 | 16639 | 40 | 30 | 30 | [10 empty] | 15 | N | [12 empty] | R92 | NM | 8536201090 | [14 empty] | Resi9 Modulaire automaat 3P 6A 400V Curve C Kortsluitvermogen=3000A | Resi9 Disjoncteur modulaire 3P 6A 400V Courbe C Pouvoir de coupure=3000A | [17 empty] | https://eref.se.com/be/nl/sis-tarif/product/R9F64306 | https://eref.se.com/be/fr/sis-tarif/product/R9F64306
Schneider Electric | Schneider Electric | 01022021 |  | Schneider Electric |  | SER | R9F64310 |  |  | 41.6 |  | 1 |  | 4 | R9 AUT 3P 10A C 400V 3000A | RESI9 DISJONCTEUR 3P 10A C 400V 3000A |  | RESI9 CIRCUIT BREAKER 3P 10A C 400V 3000 | [8 empty] | 09.07 | 1 | [8 empty] | 1 | 3606480478062 | 0 |  | 310 | 8 | 7 | 5 | 0.28 | 13606480478069 | 4 | 1334 | 22.5 | 9 | 8.5 |  | 43606480478060 | 48 | 16495 | 40 | 30 | 30 | [10 empty] | 12 | N | [12 empty] | R92 | NM | 8536201090 | [14 empty] | Resi9 Modulaire automaat 3P 10A 400V Curve C Kortsluitvermogen=3000A | Resi9 Disjoncteur modulaire 3P 10A 400V Courbe C Pouvoir de coupure=3000A | [17 empty] | https://eref.se.com/be/nl/sis-tarif/product/R9F64310 | https://eref.se.com/be/fr/sis-tarif/product/R9F64310
Schneider Electric | Schneider Electric | 01022021 |  | Schneider Electric |  | SER | R9F64316 |  |  | 40.53 |  | 1 |  | 4 | R9 AUT 3P 16A C 400V 3000A | RESI9 DISJONCTEUR 3P 16A C 400V 3000A |  | RESI9 CIRCUIT BREAKER 3P 16A C 400V 3000 | [8 empty] | 09.07 | 1 | [8 empty] | 1 | 3606480478079 | 0 |  | 314 | 8 | 6 | 5 | 0.24 | 13606480478076 | 4 | 1334 | 22.5 | 9 | 8.5 |  | 43606480478077 | 48 | 16495 | 40 | 30 | 30 | [10 empty] | 2 | Y | [12 empty] | R92 | NM | 8536201090 | [14 empty] | Resi9 Modulaire automaat 3P 16A 400V Curve C Kortsluitvermogen=3000A | Resi9 Disjoncteur modulaire 3P 16A 400V Courbe C Pouvoir de coupure=3000A | [17 empty] | https://eref.se.com/be/nl/sis-tarif/product/R9F64316 | https://eref.se.com/be/fr/sis-tarif/product/R9F64316
Schneider Electric | Schneider Electric | 01022021 |  | Schneider Electric |  | SER | R9F64320 |  |  | 40.53 |  | 1 |  | 4 | R9 AUT 3P 20A C 400V 3000A | RESI9 DISJONCTEUR 3P 20A C 400V 3000A |  | RESI9 CIRCUIT BREAKER 3P 20A C 400V 3000 | [8 empty] | 09.07 | 1 | [8 empty] | 1 | 3606480478086 | 0 |  | 321 | 9 | 8 | 5 | 0.36 | 13606480478083 | 4 | 1334 | 22.5 | 9 | 8.5 |  | 43606480478084 | 48 | 16495 | 40 | 30 | 30 | [10 empty] | 2 | Y | [12 empty] | R92 | NM | 8536201090 | [14 empty] | Resi9 Modulaire automaat 3P 20A 400V Curve C Kortsluitvermogen=3000A | Resi9 Disjoncteur modulaire 3P 20A 400V Courbe C Pouvoir de coupure=3000A | [17 empty] | https://eref.se.com/be/nl/sis-tarif/product/R9F64320 | https://eref.se.com/be/fr/sis-tarif/product/R9F64320
Schneider Electric | Schneider Electric | 01022021 |  | Schneider Electric |  | SER | R9F64325 |  |  | 40.53 |  | 1 |  | 4 | R9 AUT 3P 25A C 400V 3000A | RESI9 DISJONCTEUR 3P 25A C 400V 3000A |  | RESI9 CIRCUIT BREAKER 3P 25A C 400V 3000 | [8 empty] | 09.07 | 1 | [8 empty] | 1 | 3606480478093 | 0 |  | 333 | 9 | 8 | 5 | 0.36 | 13606480478090 | 4 | 1372 | 22 | 9 | 8 |  | 43606480478091 | 48 | 17008 | 40 | 30 | 30 | [10 empty] | 6 | N | [12 empty] | R92 | NM | 8536201090 | [14 empty] | Resi9 Modulaire automaat 3P 25A 400V Curve C Kortsluitvermogen=3000A | Resi9 Disjoncteur modulaire 3P 25A 400V Courbe C Pouvoir de coupure=3000A | [17 empty] | https://eref.se.com/be/nl/sis-tarif/product/R9F64325 | https://eref.se.com/be/fr/sis-tarif/product/R9F64325
Schneider Electric | Schneider Electric | 01022021 |  | Schneider Electric |  | SER | R9F64332 |  |  | 40.53 |  | 1 |  | 4 | R9 AUT 3P 32A C 400V 3000A | RESI9 DISJONCTEUR 3P 32A C 400V 3000A |  | RESI9 CIRCUIT BREAKER 3P 32A C 400V 3000 | [8 empty] | 09.07 | 1 | [8 empty] | 1 | 3606480478109 | 0 |  | 357 | 9 | 5 | 8 | 0.36 | 13606480478106 | 4 | 1478 | 22.5 | 9 | 8.5 |  | 43606480478107 | 48 | 18223 | 40 | 30 | 30 | [10 empty] | 2 | Y | [12 empty] | R92 | NM | 8536201090 | [14 empty] | Resi9 Modulaire automaat 3P 32A 400V Curve C Kortsluitvermogen=3000A | Resi9 Disjoncteur modulaire 3P 32A 400V Courbe C Pouvoir de coupure=3000A | [17 empty] | https://eref.se.com/be/nl/sis-tarif/product/R9F64332 | https://eref.se.com/be/fr/sis-tarif/product/R9F64332
Schneider Electric | Schneider Electric | 01022021 |  | Schneider Electric |  | SER | R9F64340 |  |  | 46.95 |  | 1 |  | 4 | R9 AUT 3P 40A C 400V 3000A | RESI9 DISJONCTEUR 3P 40A C 400V 3000A |  | RESI9 CIRCUIT BREAKER 3P 40A C 400V 3000 | [8 empty] | 09.07 | 1 | [8 empty] | 1 | 3606480478116 | 0 |  | 357 | 9 | 8 | 5 | 0.36 | 13606480478113 | 4 | 1498 | 22.5 | 9 | 8.5 |  | 43606480478114 | 48 | 18463 | 40 | 30 | 30 | [10 empty] | 2 | Y | [12 empty] | R92 | NM | 8536201090 | [14 empty] | Resi9 Modulaire automaat 3P 40A 400V Curve C Kortsluitvermogen=3000A | Resi9 Disjoncteur modulaire 3P 40A 400V Courbe C Pouvoir de coupure=3000A | [17 empty] | https://eref.se.com/be/nl/sis-tarif/product/R9F64340 | https://eref.se.com/be/fr/sis-tarif/product/R9F64340
Schneider Electric | Schneider Electric | 01022021 |  | Schneider Electric |  | SER | R9F64406 |  |  | 56.94 |  | 1 |  | 3 | R9 AUT 4P 6A C 400V 3000A | RESI9 DISJONCTEUR 4P 6A C 400V 3000A |  | RESI9 CIRCUIT BREAKER 4P 6A C 400V 3000A | [8 empty] | 09.07 | 1 | [8 empty] | 3 | 3606480477911 | 0 |  | 432 | 9 | 7 | 8 | 0.504 | 13606480477918 | 3 | 1346 | 22.5 | 9 | 8.5 |  | 43606480477919 | 36 | 16639 | 40 | 30 | 30 | [10 empty] | 15 | N | [12 empty] | R92 | NM | 8536201090 | [14 empty] | Resi9 Modulaire automaat 4P 6A 400V Curve C Kortsluitvermogen=3000A | Resi9 Disjoncteur modulaire 4P 6A 400V Courbe C Pouvoir de coupure=3000A | [17 empty] | https://eref.se.com/be/nl/sis-tarif/product/R9F64406 | https://eref.se.com/be/fr/sis-tarif/product/R9F64406
Schneider Electric | Schneider Electric | 01022021 |  | Schneider Electric |  | SER | R9F64410 |  |  | 54.1 |  | 1 |  | 3 | R9 AUT 4P 10A C 400V 3000A | RESI9 DISJONCTEUR 4P 10A C 400V 3000A |  | RESI9 CIRCUIT BREAKER 4P 10A C 400V 3000 | [8 empty] | 09.07 | 1 | [8 empty] | 1 | 3606480477928 | 0 |  | 430 | 9 | 7 | 8 | 0.504 | 13606480477925 | 3 | 1340 | 22.5 | 9 | 8.5 |  | 43606480477926 | 36 | 16567 | 40 | 30 | 30 | [10 empty] | 2 | Y | [12 empty] | R92 | NM | 8536201090 | [14 empty] | Resi9 Modulaire automaat 4P 10A 400V Curve C Kortsluitvermogen=3000A | Resi9 Disjoncteur modulaire 4P 10A 400V Courbe C Pouvoir de coupure=3000A | [17 empty] | https://eref.se.com/be/nl/sis-tarif/product/R9F64410 | https://eref.se.com/be/fr/sis-tarif/product/R9F64410
Schneider Electric | Schneider Electric | 01022021 |  | Schneider Electric |  | SER | R9F64416 |  |  | 52.35 |  | 1 |  | 3 | R9 AUT 4P 16A C 400V 3000A | RESI9 DISJONCTEUR 4P 16A C 400V 3000A |  | RESI9 CIRCUIT BREAKER 4P 16A C 400V 3000 | [8 empty] | 09.07 | 1 | [8 empty] | 1 | 3606480477935 | 0 |  | 420 | 9 | 7 | 8 | 0.504 | 13606480477932 | 3 | 1332 | 22.5 | 8.7 | 7.9 |  | 43606480477933 | 36 | 16471 | 40 | 30 | 30 | [10 empty] | 2 | Y | [12 empty] | R92 | NM | 8536201090 | [14 empty] | Resi9 Modulaire automaat 4P 16A 400V Curve C Kortsluitvermogen=3000A | Resi9 Disjoncteur modulaire 4P 16A 400V Courbe C Pouvoir de coupure=3000A | [17 empty] | https://eref.se.com/be/nl/sis-tarif/product/R9F64416 | https://eref.se.com/be/fr/sis-tarif/product/R9F64416
Schneider Electric | Schneider Electric | 01022021 |  | Schneider Electric |  | SER | R9F64420 |  |  | 52.35 |  | 1 |  | 3 | R9 AUT 4P 20A C 400V 3000A | RESI9 DISJONCTEUR 4P 20A C 400V 3000A |  | RESI9 CIRCUIT BREAKER 4P 20A C 400V 3000 | [8 empty] | 09.07 | 1 | [8 empty] | 1 | 3606480477942 | 0 |  | 428 | 8 | 7 | 7 | 0.392 | 13606480477949 | 3 | 1355 | 23.1 | 9.1 | 8.3 |  | 43606480477940 | 36 | 16747 | 40 | 30 | 30 |  | 73606480477941 | 288 | 145976 | 120 | 80 | 50 |  |  |  | 2 | Y | [12 empty] | R92 | NM | 8536201090 | [14 empty] | Resi9 Modulaire automaat 4P 20A 400V Curve C Kortsluitvermogen=3000A | Resi9 Disjoncteur modulaire 4P 20A 400V Courbe C Pouvoir de coupure=3000A | [17 empty] | https://eref.se.com/be/nl/sis-tarif/product/R9F64420 | https://eref.se.com/be/fr/sis-tarif/product/R9F64420
Schneider Electric | Schneider Electric | 01022021 |  | Schneider Electric |  | SER | R9F64425 |  |  | 52.35 |  | 1 |  | 3 | R9 AUT 4P 25A C 400V 3000A | RESI9 DISJONCTEUR 4P 25A C 400V 3000A |  | RESI9 CIRCUIT BREAKER 4P 25A C 400V 3000 | [8 empty] | 09.07 | 1 | [8 empty] | 1 | 3606480477959 | 0 |  | 436 | 8 | 7 | 7 | 0.392 | 13606480477956 | 3 | 1382 | 23 | 9 | 8 |  | 43606480477957 | 36 | 17071 | 40 | 30 | 30 | [10 empty] | 2 | Y | [12 empty] | R92 | NM | 8536201090 | [14 empty] | Resi9 Modulaire automaat 4P 25A 400V Curve C Kortsluitvermogen=3000A | Resi9 Disjoncteur modulaire 4P 25A 400V Courbe C Pouvoir de coupure=3000A | [17 empty] | https://eref.se.com/be/nl/sis-tarif/product/R9F64425 | https://eref.se.com/be/fr/sis-tarif/product/R9F64425
Schneider Electric | Schneider Electric | 01022021 |  | Schneider Electric |  | SER | R9F64432 |  |  | 52.35 |  | 1 |  | 3 | R9 AUT 4P 32A C 400V 3000A | RESI9 DISJONCTEUR 4P 32A C 400V 3000A |  | RESI9 CIRCUIT BREAKER 4P 32A C 400V 3000 | [8 empty] | 09.07 | 1 | [8 empty] | 1 | 3606480477966 | 0 |  | 460 | 9 | 7 | 8 | 0.504 | 13606480477963 | 3 | 1430 | 22.5 | 9 | 8.5 |  | 43606480477964 | 36 | 17647 | 40 | 30 | 30 |  | 73606480477965 | 288 | 153176 | 120 | 80 | 50 |  |  |  | 2 | Y | [12 empty] | R92 | NM | 8536201090 | [14 empty] | Resi9 Modulaire automaat 4P 32A 400V Curve C Kortsluitvermogen=3000A | Resi9 Disjoncteur modulaire 4P 32A 400V Courbe C Pouvoir de coupure=3000A | [17 empty] | https://eref.se.com/be/nl/sis-tarif/product/R9F64432 | https://eref.se.com/be/fr/sis-tarif/product/R9F64432
Schneider Electric | Schneider Electric | 01022021 |  | Schneider Electric |  | SER | R9F64440 |  |  | 60.15 |  | 1 |  | 3 | R9 AUT 4P 40A C 400V 3000A | RESI9 DISJONCTEUR 4P 40A C 400V 3000A |  | RESI9 CIRCUIT BREAKER 4P 40A C 400V 3000 | [8 empty] | 09.07 | 1 | [8 empty] | 1 | 3606480477973 | 0 |  | 506 | 9 | 8 | 8 | 0.576 | 13606480477970 | 3 | 1620 | 22.7 | 8.2 | 7.5 |  | 43606480477971 | 36 | 18703 | 40 | 30 | 30 | [10 empty] | 2 | Y | [12 empty] | R92 | NM | 8536201090 | [14 empty] | Resi9 Modulaire automaat 4P 40A 400V Curve C Kortsluitvermogen=3000A | Resi9 Disjoncteur modulaire 4P 40A 400V Courbe C Pouvoir de coupure=3000A | [17 empty] | https://eref.se.com/be/nl/sis-tarif/product/R9F64440 | https://eref.se.com/be/fr/sis-tarif/product/R9F64440
Schneider Electric | Schneider Electric | 01022021 |  | Schneider Electric |  | SER | R9H10750 |  |  | 7.43 |  | 1 |  | 1 | Resi9 tussenkader voor 13M 1R | Resi9 Rehausse pour 13M 1R |  | RAISER RESI9 1x13M | [18 empty] | 1 | 3606480928765 | 0 |  | 328 | 30 | 21 | 4 | 2.52 | [7 empty] | 43606480928763 | 10 | 3789 | 60 | 40 | 30 |  | 73606480928764 | 80 | 37600 | 50 | 80 | 120 |  |  |  | 7 | N | [12 empty] | MB6 | IT | 3926909790 | [33 empty] | https://eref.se.com/be/nl/sis-tarif/product/R9H10750 | https://eref.se.com/be/fr/sis-tarif/product/R9H10750
Schneider Electric | Schneider Electric | 01022021 |  | Schneider Electric |  | SER | R9H10759 |  |  | 11.07 |  | 1 |  | 1 | Resi9 tussenkader voor 13M 2R | Resi9 Rehausse pour 13M 2R |  | RAISER RESI9 2x13M | [18 empty] | 1 | 3606480928772 | 0 |  | 353 | 36 | 21 | 4 | 3.024 | [7 empty] | 43606480928770 | 10 | 4177 | 60 | 40 | 30 |  |  | 120 | 54360 | 120 | 80 | 101 |  |  |  | 7 | N | [12 empty] | MB6 | IT | 3926909790 | [33 empty] | https://eref.se.com/be/nl/sis-tarif/product/R9H10759 | https://eref.se.com/be/fr/sis-tarif/product/R9H10759
Schneider Electric | Schneider Electric | 01022021 |  | Schneider Electric |  | SER | R9H10760 |  |  | 12.04 |  | 1 |  | 1 | Resi9 tussenkader voor 13M 3R | Resi9 Rehausse pour 13M 3R |  | RAISER RESI9 3x13M | [18 empty] | 1 | 3606480928789 | 0 |  | 422 | 45 | 22 | 5 | 4.95 | [7 empty] | 43606480928787 | 10 | 4480 | 60 | 40 | 30 |  | 73606480928788 | 40 | 34000 | 50 | 80 | 120 |  |  |  | 7 | N | [12 empty] | MB6 | IT | 3926909790 | [33 empty] | https://eref.se.com/be/nl/sis-tarif/product/R9H10760 | https://eref.se.com/be/fr/sis-tarif/product/R9H10760
Schneider Electric | Schneider Electric | 01022021 |  | Schneider Electric |  | SER | R9H10761 |  |  | 12.93 |  | 1 |  | 1 | Resi9 tussenkader voor 13M 4R | Resi9 Rehausse pour 13M 4R |  | RAISER RESI9 4x13M | [18 empty] | 1 | 3606480928796 | 0 |  | 462 | 61 | 21 | 4 | 5.124 | [7 empty] | 43606480928794 | 10 | 5153 | 60 | 40 | 30 |  | 73606480928795 | 40 | 38000 | 50 | 80 | 120 |  |  |  | 7 | N | [12 empty] | MB6 | IT | 3926909790 | [33 empty] | https://eref.se.com/be/nl/sis-tarif/product/R9H10761 | https://eref.se.com/be/fr/sis-tarif/product/R9H10761
Schneider Electric | Schneider Electric | 01022021 |  | Schneider Electric |  | SER | R9H13001 |  |  | 13.54 |  | 1 |  | 1 | Resi9 universele plaat voor 13M | Resi9 Platine universel pour 13M |  | Resi9 Universal kit for 13 Modules Encl | [18 empty] | 1 | 3606481185785 | 0 |  | 115 | 25 | 20 | 4 | 2 | [7 empty] | 43606481185783 | 20 | 3700 | 40 | 30 | 30 | [10 empty] | 7 | N | [12 empty] | MB6 | IT | 8538100000 | [33 empty] | https://eref.se.com/be/nl/sis-tarif/product/R9H13001 | https://eref.se.com/be/fr/sis-tarif/product/R9H13001
Schneider Electric | Schneider Electric | 01022021 |  | Schneider Electric |  | SER | R9H13228 |  |  | 8.12 |  | 1 |  | 1 | Resi9 symbolen plaatjes | Resi9 Plaque symboles |  | 10 Resi9 SYMBOL LABELS | [18 empty] | 1 | 3606480928673 | 0 |  | 129 | 30 | 21 | 0 | 0 | [8 empty] | 50 | 6970 | 40 | 30 | 30 | [10 empty] | 7 | N | [12 empty] | MB6 | IT | 4821101000 | [33 empty] | https://eref.se.com/be/nl/sis-tarif/product/R9H13228 | https://eref.se.com/be/fr/sis-tarif/product/R9H13228
Schneider Electric | Schneider Electric | 01022021 |  | Schneider Electric |  | SER | R9H13230 |  |  | 11.39 |  | 1 |  | 1 | Resi9 labelbladen | Resi9 Feuilles étiquettes |  | 10 RESI9 PRAGMA SOFTWARE LABELS | [18 empty] | 1 | 3606480928680 | 0 |  | 317 | 42 | 21 | 1 | 0.882 | [7 empty] | 43606480928688 | 25 | 8100 | 60 | 40 | 30 | [10 empty] | 7 | N | [12 empty] | MB6 | IT | 3926909790 | [33 empty] | https://eref.se.com/be/nl/sis-tarif/product/R9H13230 | https://eref.se.com/be/fr/sis-tarif/product/R9H13230
Schneider Electric | Schneider Electric | 01022021 |  | Schneider Electric |  | SER | R9H13382 |  |  | 7.47 |  | 1 |  | 1 | Resi9 Achterwand voor kast 13M 1R | Resi9 Fond pour coffret 13M 1R |  | INSULATING PLATE RESI9 1x13M | [18 empty] | 1 | 3606480928802 | 0 |  | 193 | 25 | 24 | 2 | 1.2 | [7 empty] | 43606480928800 | 50 | 9800 | 40 | 30 | 30 | [10 empty] | 7 | N | [12 empty] | GO6 | O6 | 3926909790 | [33 empty] | https://eref.se.com/be/nl/sis-tarif/product/R9H13382 | https://eref.se.com/be/fr/sis-tarif/product/R9H13382
Schneider Electric | Schneider Electric | 01022021 |  | Schneider Electric |  | SER | R9H13383 |  |  | 10.68 |  | 1 |  | 1 | Resi9 Achterwand voor kast 13M 2R | Resi9 Fond pour coffret 13M 2R |  | INSULATING PLATE RESI9 2x13M | [18 empty] | 1 | 3606480928819 | 0 |  | 250 | 37 | 25 | 1 | 0.925 | [7 empty] | 43606480928817 | 35 | 10500 | 40 | 30 | 30 | [10 empty] | 7 | N | [12 empty] | GO6 | O6 | 3926909790 | [33 empty] | https://eref.se.com/be/nl/sis-tarif/product/R9H13383 | https://eref.se.com/be/fr/sis-tarif/product/R9H13383
Schneider Electric | Schneider Electric | 01022021 |  | Schneider Electric |  | SER | R9H13384 |  |  | 12.81 |  | 1 |  | 1 | Resi9 Achterwand voor kast 13M 3R | Resi9 Fond pour coffret 13M 3R |  | INSULATING PLATE RESI9 3x13M | [18 empty] | 1 | 3606480928826 | 0 |  | 363 | 50 | 25 | 1 | 1.25 | [7 empty] | 43606480928824 | 25 | 9700 | 60 | 40 | 30 | [10 empty] | 7 | N | [12 empty] | GO6 | O6 | 3926909790 | [33 empty] | https://eref.se.com/be/nl/sis-tarif/product/R9H13384 | https://eref.se.com/be/fr/sis-tarif/product/R9H13384
Schneider Electric | Schneider Electric | 01022021 |  | Schneider Electric |  | SER | R9H13385 |  |  | 14.94 |  | 1 |  | 20 | Resi9 Achterwand voor kast 13M 4R | Resi9 Fond pour coffret 13M 4R |  | INSULATING PLATE RESI9 4x13M | [18 empty] | 1 | 3606480928833 | 0 |  | 442 | 62 | 25 | 2 | 3.1 | 43606480928831 | 20 | 9440 | 63 | 41 | 45.5 |  | 43606480928831 | 100 | 32315 | 15 | 30 | 40 |  |  | 60 | 24000 | 120 | 80 | 61 |  |  |  | 7 | N | [12 empty] | GO6 | O6 | 3926909790 | [33 empty] | https://eref.se.com/be/nl/sis-tarif/product/R9H13385 | https://eref.se.com/be/fr/sis-tarif/product/R9H13385
Schneider Electric | Schneider Electric | 01022021 |  | Schneider Electric |  | SER | R9H13387 |  |  | 2.9 |  | 1 |  | 1 | AFDEKPLAATJES 5 X 18MM (1ST=10) | Resi9 Obturateurs fractionnables (10p) |  | 10 BLANKING PLATES Resi9 | [18 empty] | 1 | 3606480928697 | 0 |  | 112 | 18 | 6 | 4 | 0.432 | [7 empty] | 43606480928695 | 25 | 3350 | 40 | 30 | 30 |  |  | 600 | 95000 | 120 | 80 | 100 |  |  |  | 2 | Y | [12 empty] | MB6 | IT | 3926909790 | [33 empty] | https://eref.se.com/be/nl/sis-tarif/product/R9H13387 | https://eref.se.com/be/fr/sis-tarif/product/R9H13387
Schneider Electric | Schneider Electric | 01022021 |  | Schneider Electric |  | SER | R9H13388 |  |  | 9.03 |  | 1 |  | 1 | Resi9 slot | Resi9 Serrure |  | KEYLOCK Resi9 | [18 empty] | 1 | 3606480928703 | 0 |  | 30 | 16 | 13 | 3 | 0.624 | [7 empty] | 43606480928701 | 150 | 5200 | 40 | 30 | 30 | [10 empty] | 7 | N | [12 empty] | MB6 | IT | 8301409000 | [33 empty] | https://eref.se.com/be/nl/sis-tarif/product/R9H13388 | https://eref.se.com/be/fr/sis-tarif/product/R9H13388
Schneider Electric | Schneider Electric | 01022021 |  | Schneider Electric |  | SER | R9H13389 |  |  | 3.08 |  | 1 |  | 1 | Resi9 steun voor aardingsklemmen 13M | Resi9 Support pour borniers de terre 13M |  | RESI9 13M TERMINAL BLOCK SUPPORT | [18 empty] | 1 | 3606480928000 | 0 |  | 80 | 22 | 3 | 2 | 0.132 | [7 empty] | 43606480928008 | 100 | 8500 | 40 | 30 | 30 | [10 empty] | 7 | N | [12 empty] | MB6 | IT | 3926909790 | [33 empty] | https://eref.se.com/be/nl/sis-tarif/product/R9H13389 | https://eref.se.com/be/fr/sis-tarif/product/R9H13389
Schneider Electric | Schneider Electric | 01022021 |  | Schneider Electric |  | SER | R9H13391 |  |  | 3.71 |  | 1 |  | 1 | Resi9 verzegelkit | Resi9 Kit de plombage |  | SEALING KIT Resi9 | [18 empty] | 1 | 3606480928710 | 0 |  | 230 | 11 | 7 | 3 | 0.231 | [8 empty] | 50 | 11900 | 40 | 30 | 15 | [10 empty] | 15 | N | [12 empty] | MB6 | IT | 3926909790 | [33 empty] | https://eref.se.com/be/nl/sis-tarif/product/R9H13391 | https://eref.se.com/be/fr/sis-tarif/product/R9H13391
Schneider Electric | Schneider Electric | 01022021 |  | Schneider Electric |  | SER | R9H13399 |  |  | 4.86 |  | 1 |  | 1 | Resi9 beschermlabel voor 13M | Resi9 Protège-étiquette pour 13M |  | 10 13M Marking label and label protector | [18 empty] | 1 | 3606480928727 | 0 |  | 299 | 30 | 21 | 2 | 1.26 | [7 empty] | 43606480928725 | 30 | 9390 | 40 | 30 | 30 | [10 empty] | 7 | N | [12 empty] | MB6 | IT | 3926909790 | [33 empty] | https://eref.se.com/be/nl/sis-tarif/product/R9H13399 | https://eref.se.com/be/fr/sis-tarif/product/R9H13399
Schneider Electric | Schneider Electric | 01022021 |  | Schneider Electric |  | SER | R9H13405N |  |  | 6.24 |  | 1 |  | 1 | Geïsoleerde klem blauw 4 aansluitingen | Bornier isolé bleu 4 connections |  | RESI9 CX set 2 Insulated Blue TB 4 holes | [18 empty] | 1 | 3606489527853 | 0 |  | 74 | 15 | 11 | 2 | 0.33 | [7 empty] | 43606489527851 | 100 | 7400 | 40 | 30 | 30 | [10 empty] | 15 | N | [12 empty] | MB6 | IT | 8536901000 | [33 empty] | https://eref.se.com/be/nl/sis-tarif/product/R9H13405N | https://eref.se.com/be/fr/sis-tarif/product/R9H13405N
Schneider Electric | Schneider Electric | 01022021 |  | Schneider Electric |  | SER | R9H13405P |  |  | 6.24 |  | 1 |  | 1 | Geïsoleerde klem rood 4 aansluitingen | Bornier isolé rouge 4 connections |  | RESI9 CX set 2 Insulated Red TB 4 holes | [18 empty] | 1 | 3606489527860 | 0 |  | 76 | 10 | 10 | 1 | 0.1 | [7 empty] | 43606489527868 | 100 | 8064 | 40 | 30 | 30 | [10 empty] | 7 | N | [12 empty] | MB6 | IT | 8536901000 | [33 empty] | https://eref.se.com/be/nl/sis-tarif/product/R9H13405P | https://eref.se.com/be/fr/sis-tarif/product/R9H13405P
Schneider Electric | Schneider Electric | 01022021 |  | Schneider Electric |  | SER | R9H13411N |  |  | 8.32 |  | 1 |  | 1 | Geïsoleerde klem blauw 7 aansluitingen | Bornier isolé bleu 7 connections |  | RESI9 CX set 2 Insulated Blue TB 7 holes | [18 empty] | 1 | 3606489527839 | 0 |  | 110 | 21 | 15 | 2 | 0.63 | [7 empty] | 43606489527837 | 35 | 3900 | 40 | 30 | 15 | [10 empty] | 8 | N | [12 empty] | MB6 | IT | 8536901000 | [33 empty] | https://eref.se.com/be/nl/sis-tarif/product/R9H13411N | https://eref.se.com/be/fr/sis-tarif/product/R9H13411N
Schneider Electric | Schneider Electric | 01022021 |  | Schneider Electric |  | SER | R9H13411P |  |  | 8.32 |  | 1 |  | 1 | Geïsoleerde klem rood 7 aansluitingen | Bornier isolé rouge 7 connections |  | RESI9 CX set2 Insulated RED TB 7 holes | [18 empty] | 1 | 3606489527846 | 0 |  | 420 | 15 | 11 | 2 | 0.33 | [7 empty] | 43606489527844 | 35 | 15000 | 40 | 30 | 15 | [10 empty] | 7 | N | [12 empty] | MB6 | IT | 8536901000 | [33 empty] | https://eref.se.com/be/nl/sis-tarif/product/R9H13411P | https://eref.se.com/be/fr/sis-tarif/product/R9H13411P
Schneider Electric | Schneider Electric | 01022021 |  | Schneider Electric |  | SER | R9H13420 |  |  | 8.04 |  | 1 |  | 1 | Resi9 documentenhouder voor 13M/18M | Resi9 Porte-documents pour 13M/18M |  | DOCUMENT HOLDER Resi9 | [18 empty] | 1 | 3606480928741 | 0 |  | 24 | 10 | 10 | 1 | 0.1 | [7 empty] | 43606480928749 | 70 | 2000 | 40 | 30 | 15 | [10 empty] | 7 | N | [12 empty] | MB6 | IT | 3926909790 | [33 empty] | https://eref.se.com/be/nl/sis-tarif/product/R9H13420 | https://eref.se.com/be/fr/sis-tarif/product/R9H13420
Schneider Electric | Schneider Electric | 01022021 |  | Schneider Electric |  | SER | R9H13421 |  |  | 12.81 |  | 1 |  | 1 | Volle deur 13 modules 1 rij | Porte Pleine 13 modules 1 rangée |  | PLAIN Door RESI9 1x13M | [18 empty] | 1 | 3606480928468 | 0 |  | 386 | 26 | 25 | 3 | 1.95 | [7 empty] | 43606480928466 | 24 | 9700 | 60 | 40 | 30 |  | 73606480928467 | 288 | 131000 | 120 | 80 | 100.5 |  |  |  | 7 | N | [12 empty] | GO6 | O6 | 3926909790 | [33 empty] | https://eref.se.com/be/nl/sis-tarif/product/R9H13421 | https://eref.se.com/be/fr/sis-tarif/product/R9H13421
Schneider Electric | Schneider Electric | 01022021 |  | Schneider Electric |  | SER | R9H13421A |  |  | 106.24 |  | 1 |  | 1 | Resi9 porte aluminium 1 rangée 13 module | Resi9 deur aluminium 1 rij 13 modules |  | ALLUMINIUM Door RESI9 1X13M | [18 empty] | 1 | 3606480928086 | 0 |  | 451 | 26 | 26 | 3 | 2.028 | [7 empty] | 43606480928084 | 24 | 11400 | 60 | 40 | 30 | [10 empty] | 7 | N | [12 empty] | GO6 | O6 | 3926909790
Schneider Electric | Schneider Electric | 01022021 |  | Schneider Electric |  | SER | R9H13421B |  |  | 131.01 |  | 1 |  | 1 | Resi9 porte bois 1 rangée 13 modules | Resi9 deur hout 1 rij 13 modules |  | WOOD Door RESI9 1X13M | [18 empty] | 1 | 3606480928093 | 0 |  | 455 | 25 | 25 | 3 | 1.875 | [7 empty] | 43606480928091 | 24 | 10000 | 60 | 40 | 30 | [10 empty] | 7 | N | [12 empty] | GO6 | O6 | 3926909790
Schneider Electric | Schneider Electric | 01022021 |  | Schneider Electric |  | SER | R9H13421L |  |  | 111.52 |  | 1 |  | 1 | Resi9 porte bronze 1 rangée 13 modules | Resi9 deur brons 1 rij 13 modules |  | BRONZE Door RESI9 1X13M | [18 empty] | 1 | 3606480928109 | 0 |  | 380 | 26 | 26 | 3 | 2.028 | [7 empty] | 43606480928107 | 24 | 10440 | 60 | 40 | 30 | [10 empty] | 14 | N | [12 empty] | GO6 | O6 | 3926909790
Schneider Electric | Schneider Electric | 01022021 |  | Schneider Electric |  | SER | R9H13421M |  |  | 103.84 |  | 1 |  | 1 | Resi9 porte miroir 1 rangée 13 modules | Resi9 deur spiegel 1 rij 13 modules |  | MIRROR Door RESI9 1X13M | [18 empty] | 1 | 3606480928116 | 0 |  | 400 | 25 | 25 | 3 | 1.875 | [7 empty] | 43606480928114 | 24 | 10440 | 60 | 40 | 30 | [10 empty] | 7 | N | [12 empty] | GO6 | O6 | 3926909790
Schneider Electric | Schneider Electric | 01022021 |  | Schneider Electric |  | SER | R9H13422 |  |  | 13.88 |  | 1 |  | 1 | Volle deur 13 modules 2 rijen | Porte Pleine 13 modules 2 rangées |  | PLAIN Door RESI9 2x13M | [18 empty] | 1 | 3606480928475 | 0 |  | 400 | 38 | 26 | 3 | 2.964 | [7 empty] | 43606480928473 | 16 | 8675 | 60 | 40 | 30 |  | 73606480928474 | 192 | 123000 | 120 | 80 | 100 |  |  |  | 2 | Y | [12 empty] | GO6 | O6 | 3926909790 | [33 empty] | https://eref.se.com/be/nl/sis-tarif/product/R9H13422 | https://eref.se.com/be/fr/sis-tarif/product/R9H13422
Schneider Electric | Schneider Electric | 01022021 |  | Schneider Electric |  | SER | R9H13422A |  |  | 125.75 |  | 1 |  | 1 | Resi9 porte aluminium 2 rangées 13 modul | Resi9 deur aluminium 2 rij 13 modules |  | ALLUMINIUM Door RESI9 2X13M | [18 empty] | 1 | 3606480928123 | 0 |  | 649 | 38 | 26 | 3 | 2.964 | [7 empty] | 43606480928121 | 16 | 11200 | 60 | 40 | 30 | [10 empty] | 7 | N | [12 empty] | GO6 | O6 | 3926909790
Schneider Electric | Schneider Electric | 01022021 |  | Schneider Electric |  | SER | R9H13422B |  |  | 162.32 |  | 1 |  | 1 | Resi9 porte bois 2 rangées 13 modules | Resi9 deur hout 2 rij 13 modules |  | WOOD Door RESI9 2X13M | [18 empty] | 1 | 3606480928130 | 0 |  | 656 | 38 | 26 | 3 | 2.964 | [7 empty] | 43606480928138 | 16 | 11164 | 60 | 40 | 30 | [10 empty] | 7 | N | [12 empty] | GO6 | O6 | 3926909790
Schneider Electric | Schneider Electric | 01022021 |  | Schneider Electric |  | SER | R9H13422L |  |  | 130.45 |  | 1 |  | 1 | Resi9 porte bronze 2 rangées 13 modules | Resi9 deur brons 2 rij 13 modules |  | BRONZE Door RESI9 2X13M | [18 empty] | 1 | 3606480928147 | 0 |  | 654 | 38 | 26 | 3 | 2.964 | [7 empty] | 43606480928145 | 16 | 10464 | 30 | 60 | 40 | [10 empty] | 14 | N | [12 empty] | GO6 | O6 | 3926909790
Schneider Electric | Schneider Electric | 01022021 |  | Schneider Electric |  | SER | R9H13422M |  |  | 131.79 |  | 1 |  | 1 | Resi9 porte miroir 2 rangées 13 modules | Resi9 deur spiegel 2 rij 13 modules |  | MIRROR Door RESI9 2X13M | [18 empty] | 1 | 3606480928154 | 0 |  | 755 | 38 | 26 | 3 | 2.964 | [7 empty] | 43606480928152 | 16 | 18480 | 60 | 40 | 30 | [10 empty] | 7 | N | [12 empty] | GO6 | O6 | 3926909790
Schneider Electric | Schneider Electric | 01022021 |  | Schneider Electric |  | SER | R9H13422P |  |  | 135.35 |  | 1 |  | 1 | Resi9 porte style pratic 2 rangées 13 mo | Resi9 deur style pratic 2 rij 13 modules |  | PRATIC Door RESI9 2X13M | [18 empty] | 1 | 3606480928161 | 0 |  | 820 | 38 | 26 | 3 | 2.964 | [7 empty] | 43606480928169 | 16 | 13120 | 60 | 40 | 30 | [10 empty] | 7 | N | [12 empty] | GO6 | O6 | 3926909790
Schneider Electric | Schneider Electric | 01022021 |  | Schneider Electric |  | SER | R9H13423 |  |  | 14.94 |  | 1 |  | 1 | Volle deur 13 modules 3 rijen | Porte Pleine 13 modules 3 rangées |  | PLAIN Door RESI9 3x13M | [18 empty] | 1 | 3606480928482 | 0 |  | 800 | 51 | 26 | 3 | 3.978 | [7 empty] | 43606480928480 | 12 | 10050 | 60 | 40 | 30 |  | 73606480928481 | 144 | 136000 | 120 | 80 | 100 |  |  |  | 2 | Y | [12 empty] | GO6 | O6 | 3926909790 | [33 empty] | https://eref.se.com/be/nl/sis-tarif/product/R9H13423 | https://eref.se.com/be/fr/sis-tarif/product/R9H13423
Schneider Electric | Schneider Electric | 01022021 |  | Schneider Electric |  | SER | R9H13423A |  |  | 152.14 |  | 1 |  | 1 | Resi9 porte aluminium 3 rangées 13 modul | Resi9 deur aluminium 3 rij 13 modules |  | ALLUMINIUM Door RESI9 3X13M | [18 empty] | 1 | 3606480928178 | 0 |  | 937 | 50 | 26 | 3 | 3.9 | [7 empty] | 43606480928176 | 12 | 11600 | 60 | 40 | 30 | [10 empty] | 7 | N | [12 empty] | GO6 | O6 | 3926909790
Schneider Electric | Schneider Electric | 01022021 |  | Schneider Electric |  | SER | R9H13423B |  |  | 202.52 |  | 1 |  | 1 | Resi9 porte bois 3 rangées 13 modules | Resi9 deur hout 3 rij 13 modules |  | WOOD Door RESI9 3x13M | [18 empty] | 1 | 3606480928185 | 0 |  | 940 | 51 | 26 | 3 | 3.978 | [7 empty] | 43606480928183 | 12 | 11940 | 60 | 40 | 30 | [10 empty] | 7 | N | [12 empty] | GO6 | O6 | 3926909790
Schneider Electric | Schneider Electric | 01022021 |  | Schneider Electric |  | SER | R9H13423L |  |  | 158.76 |  | 1 |  | 1 | Resi9 porte bronze 3 rangées 13 modules | Resi9 deur brons 3 rij 13 modules |  | BRONZE Door RESI9 3x13M | [18 empty] | 1 | 3606480928192 | 0 |  | 940 | 51 | 26 | 3 | 3.978 | [7 empty] | 43606480928190 | 12 | 11280 | 30 | 60 | 40 | [10 empty] | 14 | N | [12 empty] | GO6 | O6 | 3926909790 | [33 empty] | https://eref.se.com/be/nl/sis-tarif/product/R9H13423L | https://eref.se.com/be/fr/sis-tarif/product/R9H13423L
Schneider Electric | Schneider Electric | 01022021 |  | Schneider Electric |  | SER | R9H13423M |  |  | 162.39 |  | 1 |  | 1 | Resi9 porte miroir 3 rangées 13 modules | Resi9 deur spiegel 3 rij 13 modules |  | MIRROR Door RESI9 3x13M | [18 empty] | 1 | 3606480928208 | 0 |  | 1002 | 50 | 25 | 3 | 3.75 | [7 empty] | 43606480928206 | 12 | 13250 | 60 | 40 | 30 | [10 empty] | 7 | N | [12 empty] | GO6 | O6 | 3926909790
Schneider Electric | Schneider Electric | 01022021 |  | Schneider Electric |  | SER | R9H13423P |  |  | 159.59 |  | 1 |  | 1 | Resi9 porte style pratic 3 rangées 13 mo | Resi9 deur style pratic 3 rij 13 modules |  | PRATIC Door RESI9 3x13M | [18 empty] | 1 | 3606480928215 | 0 |  | 1131 | 51 | 26 | 3 | 3.978 | [7 empty] | 43606480928213 | 12 | 14100 | 60 | 40 | 30 | [10 empty] | 7 | N | [12 empty] | GO6 | O6 | 3926909790
Schneider Electric | Schneider Electric | 01022021 |  | Schneider Electric |  | SER | R9H13424 |  |  | 17.09 |  | 1 |  | 1 | Volle deur 13 modules 4 rijen | Porte Pleine 13 modules 4 rangées |  | PLAIN Door RESI9 4x13M | [18 empty] | 1 | 3606480928499 | 0 |  | 900 | 62 | 25 | 3 | 4.65 | [15 empty] | 108 | 103800 | 120 | 80 | 80 |  |  |  | 2 | Y | [12 empty] | GO6 | O6 | 3926909790 | [33 empty] | https://eref.se.com/be/nl/sis-tarif/product/R9H13424 | https://eref.se.com/be/fr/sis-tarif/product/R9H13424
Schneider Electric | Schneider Electric | 01022021 |  | Schneider Electric |  | SER | R9H13424A |  |  | 179.97 |  | 1 |  | 8 | Resi9 porte aluminium 4 rangées 13 modul | Resi9 deur aluminium 4 rij 13 modules |  | ALLUMINIUM Door RESI9 4x13M | [18 empty] | 1 | 3606480928222 | 0 |  | 1169 | 63 | 26 | 3 | 4.914 | 13606480928229 | 8 | 10069 | 73 | 38 | 27 | [8 empty] | 73606480928221 | 24 | 42207 | 120 | 80 | 40 |  |  |  | 7 | N | [12 empty] | GO6 | O6 | 3926909790
Schneider Electric | Schneider Electric | 01022021 |  | Schneider Electric |  | SER | R9H13424B |  |  | 250.07 |  | 1 |  | 8 | Resi9 porte bois 4 rangées 13 modules | Resi9 deur hout 4 rij 13 modules |  | WOOD Door RESI9 4x13M | [18 empty] | 1 | 3606480928239 | 0 |  | 1067 | 63 | 26 | 3 | 4.914 | 13606480928236 | 8 | 7800 | 28 | 38 | 75 | [9 empty] | 32 | 37664 | 120 | 80 | 81 |  |  |  | 7 | N | [12 empty] | GO6 | O6 | 3926909790
Schneider Electric | Schneider Electric | 01022021 |  | Schneider Electric |  | SER | R9H13424L |  |  | 194.35 |  | 1 |  | 8 | Resi9 porte bronze 4 rangées 13 modules | Resi9 deur brons 4 rij 13 modules |  | BRONZE Door RESI9 4x13M | [18 empty] | 1 | 3606480928246 | 0 |  | 1177 | 63 | 27 | 3 | 5.103 | 13606480928243 | 8 | 7800 | 28 | 38 | 75 | [8 empty] | 73606480928245 | 24 | 35400 | 50 | 80 | 120 |  |  |  | 7 | N | [12 empty] | GO6 | O6 | 3926909790
Schneider Electric | Schneider Electric | 01022021 |  | Schneider Electric |  | SER | R9H13424M |  |  | 206.38 |  | 1 |  | 8 | Resi9 porte miroir 4 rangées 13 modules | Resi9 deur spiegel 4 rij 13 modules |  | MIRROR Door RESI9 4x13M | [18 empty] | 1 | 3606480928253 | 0 |  | 1321 | 63 | 26 | 3 | 4.914 | 13606480928250 | 8 | 11246 | 74 | 38 | 27 | [9 empty] | 24 | 112000 | 120 | 80 | 40.5 |  |  |  | 7 | N | [12 empty] | GO6 | O6 | 3926909790
Schneider Electric | Schneider Electric | 01022021 |  | Schneider Electric |  | SER | R9H13424P |  |  | 193.85 |  | 1 |  | 8 | Resi9 porte style pratic 4 rangées 13 mo | Resi9 deur style pratic 4 rij 13 modules |  | PRATIC Door RESI9 4x13M | [18 empty] | 1 | 3606480928260 | 0 |  | 1327 | 62 | 26 | 3 | 4.836 | 13606480928267 | 8 | 12000 | 73 | 39 | 29 | [8 empty] | 73606480928269 | 24 | 35400 | 50 | 80 | 120 |  |  |  | 7 | N | [12 empty] | GO6 | O6 | 3926909790
Schneider Electric | Schneider Electric | 01022021 |  | Schneider Electric |  | SER | R9H13425 |  |  | 12.81 |  | 1 |  | 1 | Doorzichtige deur 13 modules 1 rij | Porte Transparente 13 modules 1 rangée |  | TRANSPARENT Door RESI9 1x13M | [18 empty] | 1 | 3606480928505 | 0 |  | 381 | 26 | 26 | 3 | 2.028 | [7 empty] | 43606480928503 | 24 | 9700 | 60 | 40 | 30 | [10 empty] | 7 | N | [12 empty] | GO6 | O6 | 3926909790 | [33 empty] | https://eref.se.com/be/nl/sis-tarif/product/R9H13425 | https://eref.se.com/be/fr/sis-tarif/product/R9H13425
Schneider Electric | Schneider Electric | 01022021 |  | Schneider Electric |  | SER | R9H13426 |  |  | 13.88 |  | 1 |  | 1 | Doorzichtige deur 13 modules 2 rijen | Porte Transparente 13 modules 2 rangées |  | TRANSPARENT Door RESI9 2x13M | [18 empty] | 1 | 3606480928512 | 0 |  | 520 | 38 | 25 | 3 | 2.85 | [7 empty] | 43606480928510 | 16 | 8800 | 60 | 40 | 30 | [10 empty] | 7 | N | [12 empty] | GO6 | O6 | 3926909790 | [33 empty] | https://eref.se.com/be/nl/sis-tarif/product/R9H13426 | https://eref.se.com/be/fr/sis-tarif/product/R9H13426
Schneider Electric | Schneider Electric | 01022021 |  | Schneider Electric |  | SER | R9H13427 |  |  | 14.94 |  | 1 |  | 1 | Doorzichtige deur 13 modules 3 rijen | Porte Transparente 13 modules 3 rangées |  | TRANSPARENT Door RESI9 3x13M | [18 empty] | 1 | 3606480928529 | 0 |  | 763 | 50 | 26 | 3 | 3.9 | [7 empty] | 43606480928527 | 12 | 9900 | 60 | 40 | 30 |  | 73606480928528 | 48 | 49600 | 50 | 80 | 120 |  |  |  | 7 | N | [12 empty] | GO6 | O6 | 3926909790 | [33 empty] | https://eref.se.com/be/nl/sis-tarif/product/R9H13427 | https://eref.se.com/be/fr/sis-tarif/product/R9H13427
Schneider Electric | Schneider Electric | 01022021 |  | Schneider Electric |  | SER | R9H13428 |  |  | 17.09 |  | 1 |  | 1 | Doorzichtige deur 13 modules 4 rijen | Porte Transparente 13 modules 4 rangées |  | TRANSPARENT Door RESI9 4 x13M | [18 empty] | 1 | 3606480928536 | 0 |  | 961.111 | 62 | 25 | 3 | 4.65 | [14 empty] | 73606480928535 | 108 | 103800 | 120 | 80 | 105 |  |  |  | 7 | N | [12 empty] | GO6 | O6 | 3926909790 | [33 empty] | https://eref.se.com/be/nl/sis-tarif/product/R9H13428 | https://eref.se.com/be/fr/sis-tarif/product/R9H13428
Schneider Electric | Schneider Electric | 01022021 |  | Schneider Electric |  | SER | R9H13525 |  |  | 44.66 |  | 1 |  | 1 | Resi9 kabelgoot 13M 2,6m | Resi9 Goulotte 13M 2,6m |  | Resi9 Back trunking 13 Modules L= 2600 | [18 empty] | 1 | 3606480940170 | 0 |  | 7000 | 262 | 26 | 7 | 47.684 | 3606480940170 | 1 | 7000000000000 | 262 | 26 | 7 | [8 empty] | 73606480940179 | 24 | 171000 | 262 | 120 | 57 |  |  |  | 7 | N | [12 empty] | MB6 | IT | 8538100000 | [33 empty] | https://eref.se.com/be/nl/sis-tarif/product/R9H13525 | https://eref.se.com/be/fr/sis-tarif/product/R9H13525
Schneider Electric | Schneider Electric | 01022021 |  | Schneider Electric |  | SER | R9H13526 |  |  | 17.86 |  | 1 |  | 2 | Resi9 deksel kabelgoot 13M | Resi9 couvercle goulotte 13M |  | Resi9 trunking cover 13 Modules L=2600 | [18 empty] | 1 | 3606480940194 | 0 |  | 2000 | 262 | 26 | 2 | 13.624 | 13606480940191 | 2 | 4000 | 26.2 | 2.6 | 0.2 | [8 empty] | 73606480940193 | 96 | 200000 | 262 | 120 | 37 |  |  |  | 2 | Y | [12 empty] | MB6 | IT | 8538100000 | [15 empty] | Couvercle goulotte Resi9 13 modules L=2600 | [17 empty] | https://eref.se.com/be/nl/sis-tarif/product/R9H13526 | https://eref.se.com/be/fr/sis-tarif/product/R9H13526
Schneider Electric | Schneider Electric | 01022021 |  | Schneider Electric |  | SER | R9H13528 |  |  | 8.04 |  | 1 |  | 1 | Resi9 tussenschot voor kabelgoot | Resi9 Cloisson de séparation |  | Resi9 2 cable separation wall L=1200 | [18 empty] | 1 | 3606480940293 | 0 |  | 998 | 127 | 7 | 7 | 6.223 | 3606480940293 | 1 | 1500 | 127 | 6.6 | 6.6 | [9 empty] | 60 | 71880 | 120 | 80 | 112 |  |  |  | 7 | N | [12 empty] | MB6 | IT | 8538100000 | [15 empty] | Cloisson de séparation de câbles Resi9 L=1200 | [17 empty] | https://eref.se.com/be/nl/sis-tarif/product/R9H13528 | https://eref.se.com/be/fr/sis-tarif/product/R9H13528
Schneider Electric | Schneider Electric | 01022021 |  | Schneider Electric |  | SER | R9H13535 |  |  | 27.67 |  | 1 |  | 1 | Resi9 regelbaar afsluiter voor 13M | Resi9 Pièces de réglage pour 13M |  | Resi9 Height adjust part 13 Modules | [18 empty] | 1 | 3606480940309 | 0 |  | 693.9 | 41 | 35 | 9 | 12.915 | 3606480940309 | 1 | 694 | 41 | 35 | 9 | [17 empty] | 7 | N | [12 empty] | MB6 | IT | 3926909790 | [15 empty] | Resi9 - Pièce de réglage entrée câble - 13 modules | [17 empty] | https://eref.se.com/be/nl/sis-tarif/product/R9H13535 | https://eref.se.com/be/fr/sis-tarif/product/R9H13535
Schneider Electric | Schneider Electric | 01022021 |  | Schneider Electric |  | SER | R9H13537 |  |  | 16.95 |  | 1 |  | 1 | Resi9 steunen voor universele kasten 13M | Resi9 Supports de coffret universel 13M |  | Resi9 Set 6 Trunk. Universal support 13M | [18 empty] | 1 | 3606480940262 | 0 |  | 435 | 24 | 8 | 5 | 0.96 |  | 1 | 435 | 24 | 8 | 5.2 |  | 43606480940260 | 25 | 11365 | 40 | 30 | 30 |  |  | 200 | 101204 | 60 | 80 | 50 |  |  |  | 7 | N | [12 empty] | MB6 | IT | 3926909790 | [33 empty] | https://eref.se.com/be/nl/sis-tarif/product/R9H13537 | https://eref.se.com/be/fr/sis-tarif/product/R9H13537
Schneider Electric | Schneider Electric | 01022021 |  | Schneider Electric |  | SER | R9H13538 |  |  | 5.33 |  | 1 |  | 24 | Resi9 kabelbandjes voor 13M (5p) | Resi9 Agrafes de câble pour 13M (5p) |  | Resi9 lot of 10 cable holder 13 module | [18 empty] | 1 | 3606480940217 | 0 |  | 532 | 26 | 22 | 2 | 1.144 | 13606480940214 | 24 | 12432000 | 43 | 35 | 17.5 |  | 43606480940215 | 5 | 2880 | 40 | 30 | 15 | [10 empty] | 7 | N | [12 empty] | MB6 | IT | 3926909790 | [15 empty] | Agrafes de câbles pour goulotte Resi9 13 modules | [17 empty] | https://eref.se.com/be/nl/sis-tarif/product/R9H13538 | https://eref.se.com/be/fr/sis-tarif/product/R9H13538
Schneider Electric | Schneider Electric | 01022021 |  | Schneider Electric |  | SER | R9H13539 |  |  | 7.13 |  | 1 |  | 1 | Resi9 Kabelgoot afsluiter 13M | Resi9 Embout goulotte 13M |  | Resi9 Trunking end 13 Module | [18 empty] | 1 | 3606480940248 | 0 |  | 104 | 26 | 7 | 4 | 0.728 | 3606480940248 | 1 | 104 | 26 | 7 | 3.5 |  | 43606480940246 | 40 | 4714 | 40 | 30 | 30 |  |  | 320 | 47484 | 60 | 80 | 80 |  |  |  | 7 | N | [12 empty] | MB6 | IT | 3926909790 | [33 empty] | https://eref.se.com/be/nl/sis-tarif/product/R9H13539 | https://eref.se.com/be/fr/sis-tarif/product/R9H13539
Schneider Electric | Schneider Electric | 01022021 |  | Schneider Electric |  | SER | R9H13540 |  |  | 26.8 |  | 1 |  | 1 | Resi9 verbindingsstuk kabelgoot/plafond | Resi9 Jonction goulotte/plafond pour 13M |  | Resi9 Top cable entry 13 Modules | [18 empty] | 1 | 3606480940231 | 0 |  | 620 | 37 | 23 | 17 | 14.467 | 3606480940231 | 1 | 620 | 16.6 | 22.6 | 37.3 | [9 empty] | 42 | 38040 | 120 | 80 | 80 |  |  |  | 7 | N | [12 empty] | MB6 | IT | 3926909790 | [14 empty] | Resi9 - verbinding kabelgoot/plafond - 13 modules | Resi9 - jonction goulotte/plafond avec écarteur - 13 modules | [17 empty] | https://eref.se.com/be/nl/sis-tarif/product/R9H13540 | https://eref.se.com/be/fr/sis-tarif/product/R9H13540
Schneider Electric | Schneider Electric | 01022021 |  | Schneider Electric |  | SER | R9H13541 |  |  | 20.16 |  | 1 |  | 1 | Resi9 steunen voor universele kasten 18M | Resi9 Supports de coffret universel 18M |  | Resi9 Set 6 Universal support 18 Modules | [18 empty] | 1 | 3606480940279 | 0 |  | 596 | 34 | 8 | 5 | 1.36 | 3606480940279 | 1 | 596 | 34 | 5 | 7.5 |  | 43606480940277 | 18 | 11128 | 40 | 30 | 30 |  |  | 144 | 99164 | 60 | 80 | 80 |  |  |  | 7 | N | [12 empty] | MB6 | IT | 3926909790 | [15 empty] | Support coffret universel Resi9 18 modules | [17 empty] | https://eref.se.com/be/nl/sis-tarif/product/R9H13541 | https://eref.se.com/be/fr/sis-tarif/product/R9H13541
Schneider Electric | Schneider Electric | 01022021 |  | Schneider Electric |  | SER | R9H13542 |  |  | 8.93 |  | 1 |  | 50 | Resi9 associatiekit voor kabelgoten 13M/ | Resi9 Kit d'association pour goulotte 13 |  | Resi9 trunking junction 13/18 Modules | [18 empty] | 1 | 3606480940323 | 0 |  | 83 | 26 | 23 | 3 | 1.794 | 13606480940320 | 50 | 4619 | 40 | 30 | 30 |  | 13606480940320 | 50 | 4620 | 40 | 30 | 30 | [10 empty] | 7 | N | [12 empty] | MB6 | IT | 3925902000 | [14 empty] | Resi9 kit verbinding kabelgoot 13/18 modules | Kit jonction de goulotte Resi9 13/18 modules | [17 empty] | https://eref.se.com/be/nl/sis-tarif/product/R9H13542 | https://eref.se.com/be/fr/sis-tarif/product/R9H13542
Schneider Electric | Schneider Electric | 01022021 |  | Schneider Electric |  | SER | R9H13601 |  |  | 24.55 |  | 1 |  | 1 | Resi9 kast 13 modules 1 rij | Coffret Resi9 13 modules 1 rangée |  | Resi9 Enclosure 1x13 Modules | [18 empty] | 1 | 3606481185525 | 0 |  | 1007 | 27 | 26 | 13 | 9.126 | [7 empty] | 43606481185523 | 6 | 6600 | 60 | 40 | 30 |  | 73606481185524 | 24 | 44800 | 120 | 80 | 45 |  |  |  | 2 | Y | [12 empty] | GO6 | O6 | 3926909790 | [33 empty] | https://eref.se.com/be/nl/sis-tarif/product/R9H13601 | https://eref.se.com/be/fr/sis-tarif/product/R9H13601
Schneider Electric | Schneider Electric | 01022021 |  | Schneider Electric |  | SER | R9H13601T |  |  | 37.36 |  | 1 |  | 1 | Resi9 kast 13 modules 1 rij + doorzichti | Coffret Resi9 13 modules 1 rangée + port |  | Resi9 kast 13 modules 1 rij + doorzichti | [18 empty] | 1 | 3606481326782 | 0 |  | 1 | 0.1 | 0.1 | 0.1 | 0.001 | [23 empty] | 5 | N | [12 empty] | GO6 | O6 | 3926909790 | [33 empty] | https://eref.se.com/be/nl/sis-tarif/product/R9H13601T | https://eref.se.com/be/fr/sis-tarif/product/R9H13601T
Schneider Electric | Schneider Electric | 01022021 |  | Schneider Electric |  | SER | R9H13602 |  |  | 34.16 |  | 1 |  | 1 | Resi9 kast 13 modules 2 rijen | Coffret Resi9 13 modules 2 rangées |  | Resi9 Enclosure 2x13 Modules | [18 empty] | 1 | 3606481185532 | 0 |  | 1468 | 39 | 25 | 12 | 11.7 | [14 empty] | 73606481185531 | 63 | 113000000 | 120 | 80 | 105 |  |  |  | 2 | Y | [12 empty] | GO6 | O6 | 3926909790 | [33 empty] | https://eref.se.com/be/nl/sis-tarif/product/R9H13602 | https://eref.se.com/be/fr/sis-tarif/product/R9H13602
Schneider Electric | Schneider Electric | 01022021 |  | Schneider Electric |  | SER | R9H13602T |  |  | 48.03 |  | 1 |  | 1 | Resi9 kast 13 modules 2 rijen + doorzich | Coffret Resi9 13 modules 2 rangées + por |  | Resi9 kast 13 modules 2 rijen + doorzich | [18 empty] | 1 | 3606481326799 | 0 |  | 1 | 0.1 | 0.1 | 0.1 | 0.001 | [23 empty] | 5 | N | [12 empty] | GO6 | O6 | 3926909790 | [33 empty] | https://eref.se.com/be/nl/sis-tarif/product/R9H13602T | https://eref.se.com/be/fr/sis-tarif/product/R9H13602T
Schneider Electric | Schneider Electric | 01022021 |  | Schneider Electric |  | SER | R9H13603 |  |  | 48.03 |  | 1 |  | 1 | Resi9 kast 13 modules 3 rijen | Coffret Resi9 13 modules 3 rangées |  | Resi9 Enclosure 3x13 Modules | [18 empty] | 1 | 3606481185549 | 0 |  | 1932 | 52 | 26 | 12 | 16.224 | [14 empty] | 73606481185548 | 46 | 109000000 | 120 | 80 | 100 |  |  |  | 2 | Y | [12 empty] | GO6 | O6 | 8538100000 | [33 empty] | https://eref.se.com/be/nl/sis-tarif/product/R9H13603 | https://eref.se.com/be/fr/sis-tarif/product/R9H13603
Schneider Electric | Schneider Electric | 01022021 |  | Schneider Electric |  | SER | R9H13603T |  |  | 62.97 |  | 1 |  | 1 | Resi9 kast 13 modules 3 rijen + doorzich | Coffret Resi9 13 modules 3 rangées + por |  | Resi9 kast 13 modules 3 rijen + doorzich | [18 empty] | 1 | 3606481326805 | 0 |  | 1 | 0.1 | 0.1 | 0.1 | 0.001 | [23 empty] | 5 | N | [12 empty] | GO6 | O6 | 3926909790 | [33 empty] | https://eref.se.com/be/nl/sis-tarif/product/R9H13603T | https://eref.se.com/be/fr/sis-tarif/product/R9H13603T
Schneider Electric | Schneider Electric | 01022021 |  | Schneider Electric |  | SER | R9H13604 |  |  | 60.84 |  | 1 |  | 1 | Resi9 kast 13 modules 4 rijen | Coffret Resi9 13 modules 4 rangées |  | Resi9 Enclosure 4x13 Modules | [18 empty] | 1 | 3606481185556 | 0 |  | 2367 | 64 | 26 | 12 | 19.968 | [14 empty] | 73606481185555 | 35 | 103000000 | 120 | 80 | 100 |  |  |  | 2 | Y | [12 empty] | GO6 | O6 | 3926909790 | [33 empty] | https://eref.se.com/be/nl/sis-tarif/product/R9H13604 | https://eref.se.com/be/fr/sis-tarif/product/R9H13604
Schneider Electric | Schneider Electric | 01022021 |  | Schneider Electric |  | SER | R9H13604T |  |  | 77.93 |  | 1 |  | 1 | Resi9 kast 13 modules 4 rijen + doorzich | Coffret Resi9 13 modules 4 rangées + por |  | Resi9 kast 13 modules 4 rijen + doorzich | [18 empty] | 1 | 3606481326812 | 0 |  | 1 | 0.1 | 0.1 | 0.1 | 0.001 | [23 empty] | 5 | N | [12 empty] | GO6 | O6 | 3926909790 | [33 empty] | https://eref.se.com/be/nl/sis-tarif/product/R9H13604T | https://eref.se.com/be/fr/sis-tarif/product/R9H13604T
Schneider Electric | Schneider Electric | 01022021 |  | Schneider Electric |  | SER | R9H13991 |  |  | 7.47 |  | 1 |  | 1 | Achterwand "PLUS" 13 modules 1 rij | Fond "PLUS" 13 modules 1 rangée |  | Resi9 Insulating plate PLUS 1x13 Modules | [18 empty] | 1 | 3606481188571 | 0 |  | 243 | 25 | 25 | 2 | 1.25 | [7 empty] | 43606481188579 | 15 | 4150 | 40 | 30 | 30 | [10 empty] | 7 | N | [12 empty] | GO6 | O6 | 8538100000 | [33 empty] | https://eref.se.com/be/nl/sis-tarif/product/R9H13991 | https://eref.se.com/be/fr/sis-tarif/product/R9H13991
Schneider Electric | Schneider Electric | 01022021 |  | Schneider Electric |  | SER | R9H13992 |  |  | 10.68 |  | 1 |  | 1 | Achterwand "PLUS" 13 modules 2 rijen | Fond "PLUS" 13 modules 2 rangées |  | Resi9 Insulating plate PLUS 2x13 Modules | [18 empty] | 1 | 3606481188588 | 0 |  | 317 | 38 | 25 | 1 | 0.95 | [7 empty] | 43606481188586 | 10 | 3700 | 40 | 30 | 30 | [10 empty] | 14 | N | [12 empty] | GO6 | O6 | 8538100000 | [33 empty] | https://eref.se.com/be/nl/sis-tarif/product/R9H13992 | https://eref.se.com/be/fr/sis-tarif/product/R9H13992
Schneider Electric | Schneider Electric | 01022021 |  | Schneider Electric |  | SER | R9H13993 |  |  | 12.81 |  | 1 |  | 1 | Achterwand "PLUS" 13 modules 3 rijen | Fond "PLUS" 13 modules 3 rangées |  | Resi9 Insulating plate PLUS 3x13 Modules | [18 empty] | 1 | 3606481188595 | 0 |  | 280 | 50 | 26 | 2 | 2.6 | [7 empty] | 43606481188593 | 10 | 5550 | 60 | 40 | 30 |  | 73606481188594 | 40 | 34200 | 120 | 80 | 50 |  |  |  | 14 | N | [12 empty] | GO6 | O6 | 8538100000 | [33 empty] | https://eref.se.com/be/nl/sis-tarif/product/R9H13993 | https://eref.se.com/be/fr/sis-tarif/product/R9H13993
Schneider Electric | Schneider Electric | 01022021 |  | Schneider Electric |  | SER | R9H13994 |  |  | 14.94 |  | 1 |  | 10 | Achterwand "PLUS" 13 modules 4 rijen | Fond "PLUS" 13 modules 4 rangées |  | Resi9 Insulating plate PLUS 4x13 Modules | [18 empty] | 1 | 3606481188601 | 0 |  | 613 | 63 | 25 | 1 | 1.575 | 13606481188608 | 10 | 6730 | 75 | 38 | 28 | [8 empty] | 73606481188600 | 30 | 34000 | 120 | 80 | 43 |  |  |  | 14 | N | [12 empty] | GO6 | O6 | 8538100000 | [33 empty] | https://eref.se.com/be/nl/sis-tarif/product/R9H13994 | https://eref.se.com/be/fr/sis-tarif/product/R9H13994
Schneider Electric | Schneider Electric | 01022021 |  | Schneider Electric |  | SER | R9H18001 |  |  | 33.76 |  | 1 |  | 1 | Platine universelle 18 modules | Universele montageplaat 18 modules |  | Resi9 Universal kit for 18 Modules Encl | [18 empty] | 1 | 3606481185792 | 0 |  | 437 | 30 | 21 | 1 | 0.63 | [7 empty] | 43606481185790 | 10 | 4400 | 40 | 30 | 15 | [10 empty] | 7 | N | [12 empty] | MB6 | IT | 8538100000 | [33 empty] | https://eref.se.com/be/nl/sis-tarif/product/R9H18001 | https://eref.se.com/be/fr/sis-tarif/product/R9H18001
Schneider Electric | Schneider Electric | 01022021 |  | Schneider Electric |  | SER | R9H18382 |  |  | 25.61 |  | 1 |  | 1 | Achterwand 18 modules 1 rij | Fond 18 modules 1 rangée |  | INSULATING PLATE RESI9 1x18M | [18 empty] | 1 | 3606480928840 | 0 |  | 252 | 35 | 25 | 1 | 0.875 | [7 empty] | 43606480928848 | 30 | 8001 | 40 | 30 | 30 | [10 empty] | 7 | N | [12 empty] | GO6 | O6 | 3926909790 | [33 empty] | https://eref.se.com/be/nl/sis-tarif/product/R9H18382 | https://eref.se.com/be/fr/sis-tarif/product/R9H18382
Schneider Electric | Schneider Electric | 01022021 |  | Schneider Electric |  | SER | R9H18383 |  |  | 26.68 |  | 1 |  | 1 | Achterwand 18 modules 2 rijen | Fond 18 modules 2 rangées |  | INSULATING PLATE RESI9 2x18M | [18 empty] | 1 | 3606480928857 | 0 |  | 370 | 38 | 36 | 1 | 1.368 | [7 empty] | 43606480928855 | 20 | 8100 | 60 | 40 | 30 | [10 empty] | 7 | N | [12 empty] | GO6 | O6 | 3926909790 | [33 empty] | https://eref.se.com/be/nl/sis-tarif/product/R9H18383 | https://eref.se.com/be/fr/sis-tarif/product/R9H18383
Schneider Electric | Schneider Electric | 01022021 |  | Schneider Electric |  | SER | R9H18384 |  |  | 27.75 |  | 1 |  | 1 | Achterwand 18 modules 3 rijen | Fond 18 modules 3 rangées |  | INSULATING PLATE RESI9 3x18M | [18 empty] | 1 | 3606480928864 | 0 |  | 500 | 50 | 35 | 1 | 1.75 | [7 empty] | 43606480928862 | 40 | 20600 | 60 | 40 | 30 | [10 empty] | 7 | N | [12 empty] | GO6 | O6 | 3926909790 | [33 empty] | https://eref.se.com/be/nl/sis-tarif/product/R9H18384 | https://eref.se.com/be/fr/sis-tarif/product/R9H18384
Schneider Electric | Schneider Electric | 01022021 |  | Schneider Electric |  | SER | R9H18385 |  |  | 32.03 |  | 1 |  | 1 | Achterwand 18 modules 4 rijen | Fond 18 modules 4 rangées |  | INSULATING PLATE RESI9 4x18M | [18 empty] | 1 | 3606480928871 | 0 |  | 650 | 63 | 36 | 0 | 0 | [15 empty] | 15 | 9000 | 60 | 80 | 65 |  |  |  | 7 | N | [12 empty] | GO6 | O6 | 3926909790 | [33 empty] | https://eref.se.com/be/nl/sis-tarif/product/R9H18385 | https://eref.se.com/be/fr/sis-tarif/product/R9H18385
Schneider Electric | Schneider Electric | 01022021 |  | Schneider Electric |  | SER | R9H18389 |  |  | 4 |  | 1 |  | 1 | Resi9 steun voor aardingsklemmen 18M | Resi9 Support pour borniers de terre 18M |  | RESI9 18M TERMINAL BLOCK SUPPORT | [18 empty] | 1 | 3606480928055 | 0 |  | 60 | 31 | 3 | 2 | 0.186 | [7 empty] | 43606480928053 | 120 | 7660 | 40 | 30 | 15 | [10 empty] | 7 | N | [12 empty] | MB6 | IT | 3926909790 | [33 empty] | https://eref.se.com/be/nl/sis-tarif/product/R9H18389 | https://eref.se.com/be/fr/sis-tarif/product/R9H18389
Schneider Electric | Schneider Electric | 01022021 |  | Schneider Electric |  | SER | R9H18399 |  |  | 14.18 |  | 1 |  | 1 | Resi9 beschermlabel voor 18M | Resi9 Protège-étiquette pour 18M |  | 10 18M Marking label and label protector | [18 empty] | 1 | 3606480928758 | 0 |  | 464 | 42 | 32 | 1 | 1.344 | [7 empty] | 43606480928756 | 25 | 3000 | 40 | 30 | 15 | [10 empty] | 15 | N | [12 empty] | MB6 | IT | 4821101000 | [33 empty] | https://eref.se.com/be/nl/sis-tarif/product/R9H18399 | https://eref.se.com/be/fr/sis-tarif/product/R9H18399
Schneider Electric | Schneider Electric | 01022021 |  | Schneider Electric |  | SER | R9H18403U |  |  | 112.08 |  | 1 |  | 1 | Coffret Multimédia Resi9 18 modules | Resi9 Multimedia kast 18 modules |  | Resi9 Universalenclosure 3x18M with grid | [18 empty] | 1 | 3606481350978 | 0 |  | 2259 | 52 | 37 | 13 | 25.012 | [15 empty] | 30 | 67770 | 120 | 80 | 102 |  |  |  | 7 | N | [12 empty] | GO6 | O6 | 8538100000 | [33 empty] | https://eref.se.com/be/nl/sis-tarif/product/R9H18403U | https://eref.se.com/be/fr/sis-tarif/product/R9H18403U
Schneider Electric | Schneider Electric | 01022021 |  | Schneider Electric |  | SER | R9H18421 |  |  | 12.81 |  | 1 |  | 1 | Volle deur 18 modules 1 rij | Porte Pleine 18 modules 1 rangée |  | PLAIN Door RESI9 1x18M | [18 empty] | 1 | 3606480928543 | 0 |  | 517 | 37 | 26 | 3 | 2.886 | [7 empty] | 43606480928541 | 17 | 9431 | 60 | 40 | 30 |  | 73606480928542 | 204 | 131000 | 120 | 80 | 100.5 |  |  |  | 7 | N | [12 empty] | GO6 | O6 | 3926909790 | [33 empty] | https://eref.se.com/be/nl/sis-tarif/product/R9H18421 | https://eref.se.com/be/fr/sis-tarif/product/R9H18421
Schneider Electric | Schneider Electric | 01022021 |  | Schneider Electric |  | SER | R9H18421A |  |  | 145.03 |  | 1 |  | 1 | Resi9 porte aluminium 1 rangée 18 module | Resi9 deur aluminium 1 rij 18 modules |  | ALLUMINIUM Door RESI9 1X18M | [18 empty] | 1 | 3606480928277 | 0 |  | 450 | 37 | 26 | 3 | 2.886 | [7 empty] | 43606480928275 | 17 | 9730 | 60 | 40 | 30 | [10 empty] | 7 | N | [12 empty] | GO6 | O6 | 3926909790
Schneider Electric | Schneider Electric | 01022021 |  | Schneider Electric |  | SER | R9H18421B |  |  | 178.12 |  | 1 |  | 1 | Resi9 porte bois 1 rangée 18 modules | Resi9 deur hout 1 rij 18 modules |  | WOOD Door RESI9 1X18M | [18 empty] | 1 | 3606480928284 | 0 |  | 450 | 37 | 26 | 3 | 2.886 | [7 empty] | 43606480928282 | 17 | 9730 | 60 | 40 | 30 | [10 empty] | 7 | N | [12 empty] | GO6 | O6 | 3926909790
Schneider Electric | Schneider Electric | 01022021 |  | Schneider Electric |  | SER | R9H18421L |  |  | 149.37 |  | 1 |  | 1 | Resi9 porte bronze 1 rangée 18 modules | Resi9 deur brons 1 rij 18 modules |  | BRONZE Door RESI9 1X18M | [18 empty] | 1 | 3606480928291 | 0 |  | 470 | 37 | 26 | 3 | 2.886 | [7 empty] | 43606480928299 | 17 | 10350 | 60 | 40 | 30 | [10 empty] | 14 | N | [12 empty] | GO6 | O6 | 3926909790
Schneider Electric | Schneider Electric | 01022021 |  | Schneider Electric |  | SER | R9H18421M |  |  | 137.99 |  | 1 |  | 1 | Resi9 porte miroir 1 rangée 18 modules | Resi9 deur spiegel 1 rij 18 modules |  | MIRROR Door RESI9 1X18M | [18 empty] | 1 | 3606480928307 | 0 |  | 700 | 37 | 26 | 3 | 2.886 | [7 empty] | 43606480928305 | 17 | 11900 | 30 | 60 | 40 | [10 empty] | 14 | N | [12 empty] | GO6 | O6 | 3926909790
Schneider Electric | Schneider Electric | 01022021 |  | Schneider Electric |  | SER | R9H18422 |  |  | 16.01 |  | 1 |  | 1 | Volle deur 18 modules 2 rijen | Porte Pleine 18 modules 2 rangées |  | PLAIN Door RESI9 2x18M | [18 empty] | 1 | 3606480928550 | 0 |  | 750 | 38 | 36 | 3 | 4.104 | [7 empty] | 43606480928558 | 9 | 7319 | 60 | 40 | 30 |  | 73606480928559 | 108 | 98400 | 120 | 80 | 102 |  |  |  | 2 | Y | [12 empty] | GO6 | O6 | 3926909790 | [33 empty] | https://eref.se.com/be/nl/sis-tarif/product/R9H18422 | https://eref.se.com/be/fr/sis-tarif/product/R9H18422
Schneider Electric | Schneider Electric | 01022021 |  | Schneider Electric |  | SER | R9H18422A |  |  | 164.89 |  | 1 |  | 1 | Resi9 porte aluminium 2 rangées 18 modul | Resi9 deur aluminium 2 rij 18 modules |  | ALLUMINIUM Door RESI9 2X18M | [18 empty] | 1 | 3606480928314 | 0 |  | 750 | 38 | 36 | 3 | 4.104 | [7 empty] | 43606480928312 | 9 | 7430 | 60 | 40 | 30 | [10 empty] | 14 | N | [12 empty] | GO6 | O6 | 3926909790
Schneider Electric | Schneider Electric | 01022021 |  | Schneider Electric |  | SER | R9H18422B |  |  | 218.05 |  | 1 |  | 1 | Resi9 porte bois 2 rangées 18 modules | Resi9 deur hout 2 rij 18 modules |  | WOOD Door RESI9 2X18M | [18 empty] | 1 | 3606480928321 | 0 |  | 750 | 38 | 36 | 3 | 4.104 | [7 empty] | 43606480928329 | 9 | 7430 | 60 | 40 | 30 | [10 empty] | 14 | N | [12 empty] | GO6 | O6 | 3926909790
Schneider Electric | Schneider Electric | 01022021 |  | Schneider Electric |  | SER | R9H18422L |  |  | 171.65 |  | 1 |  | 1 | Resi9 porte bronze 2 rangées 18 modules | Resi9 deur brons 2 rij 18 modules |  | BRONZE Door RESI9 2X18M | [18 empty] | 1 | 3606480928338 | 0 |  | 750 | 38 | 36 | 3 | 4.104 | [7 empty] | 43606480928336 | 9 | 7430 | 60 | 40 | 30 | [10 empty] | 7 | N | [12 empty] | GO6 | O6 | 3926909790
Schneider Electric | Schneider Electric | 01022021 |  | Schneider Electric |  | SER | R9H18422M |  |  | 172.85 |  | 1 |  | 1 | Resi9 porte miroir 2 rangées 18 modules | Resi9 deur spiegel 2 rij 18 modules |  | MIRROR Door RESI9 2X18M | [18 empty] | 1 | 3606480928345 | 0 |  | 700 | 38 | 36 | 3 | 4.104 | [7 empty] | 43606480928343 | 9 | 7070 | 60 | 40 | 30 | [10 empty] | 14 | N | [12 empty] | GO6 | O6 | 3926909790
Schneider Electric | Schneider Electric | 01022021 |  | Schneider Electric |  | SER | R9H18422P |  |  | 167.21 |  | 1 |  | 1 | Resi9 porte style pratic 2 rangées 18 mo | Resi9 deur style pratic 2 rij 18 modules |  | PRATIC Door RESI9 2X18M | [18 empty] | 1 | 3606480928352 | 0 |  | 1140 | 38 | 36 | 3 | 4.104 | [7 empty] | 43606480928350 | 9 | 11000 | 60 | 40 | 30 | [10 empty] | 14 | N | [12 empty] | GO6 | O6 | 3926909790
Schneider Electric | Schneider Electric | 01022021 |  | Schneider Electric |  | SER | R9H18423 |  |  | 18.15 |  | 1 |  | 1 | Volle deur 18 modules 3 rijen | Porte Pleine 18 modules 3 rangées |  | PLAIN Door RESI9 3x18M | [18 empty] | 1 | 3606480928567 | 0 |  | 1028 | 36 | 3 | 50 | 5.4 | [7 empty] | 43606480928565 | 9 | 9750 | 60 | 40 | 30 |  | 73606480928566 | 108 | 131000 | 120 | 80 | 101 |  |  |  | 2 | Y | [12 empty] | GO6 | O6 | 3926909790 | [33 empty] | https://eref.se.com/be/nl/sis-tarif/product/R9H18423 | https://eref.se.com/be/fr/sis-tarif/product/R9H18423
Schneider Electric | Schneider Electric | 01022021 |  | Schneider Electric |  | SER | R9H18423A |  |  | 193.13 |  | 1 |  | 1 | Resi9 porte aluminium 3 rangées 18 modul | Resi9 deur aluminium 3 rij 18 modules |  | ALLUMINIUM Door RESI9 3X18M | [18 empty] | 1 | 3606480928369 | 0 |  | 1070 | 51 | 37 | 3 | 5.661 | [7 empty] | 43606480928367 | 9 | 10200 | 60 | 40 | 30 | [10 empty] | 14 | N | [12 empty] | GO6 | O6 | 3926909790
Schneider Electric | Schneider Electric | 01022021 |  | Schneider Electric |  | SER | R9H18423B |  |  | 268.01 |  | 1 |  | 1 | Resi9 porte bois 3 rangées 18 modules | Resi9 deur hout 3 rij 18 modules |  | WOOD Door RESI9 3X18M | [18 empty] | 1 | 3606480928376 | 0 |  | 1070 | 51 | 37 | 3 | 5.661 | [7 empty] | 43606480928374 | 9 | 10200 | 60 | 40 | 30 | [10 empty] | 14 | N | [12 empty] | GO6 | O6 | 3926909790
Schneider Electric | Schneider Electric | 01022021 |  | Schneider Electric |  | SER | R9H18423L |  |  | 202.52 |  | 1 |  | 1 | Resi9 porte bronze 3 rangées 18 modules | Resi9 deur brons 3 rij 18 modules |  | BRONZE Door RESI9 3X18M | [18 empty] | 1 | 3606480928383 | 0 |  | 1070 | 51 | 37 | 3 | 5.661 | [7 empty] | 43606480928381 | 9 | 10200 | 60 | 40 | 30 | [10 empty] | 14 | N | [12 empty] | GO6 | O6 | 3926909790
Schneider Electric | Schneider Electric | 01022021 |  | Schneider Electric |  | SER | R9H18423M |  |  | 212.99 |  | 1 |  | 1 | Resi9 porte miroir 3 rangées 18 modules | Resi9 deur spiegel 3 rij 18 modules |  | MIRROR Door RESI9 3X18M | [18 empty] | 1 | 3606480928390 | 0 |  | 1300 | 51 | 37 | 3 | 5.661 | [7 empty] | 43606480928398 | 9 | 13700 | 60 | 40 | 30 | [10 empty] | 14 | N | [12 empty] | GO6 | O6 | 3926909790
Schneider Electric | Schneider Electric | 01022021 |  | Schneider Electric |  | SER | R9H18423P |  |  | 198.6 |  | 1 |  | 1 | Resi9 porte style pratic 3 rangées 18 mo | Resi9 deur style pratic 3 rij 18 modules |  | PRATIC Door RESI9 3X18M | [18 empty] | 1 | 3606480928406 | 0 |  | 1070 | 51 | 37 | 3 | 5.661 | [7 empty] | 43606480928404 | 9 | 10333 | 60 | 40 | 30 | [10 empty] | 7 | N | [12 empty] | GO6 | O6 | 3926909790 | [33 empty] | https://eref.se.com/be/nl/sis-tarif/product/R9H18423P | https://eref.se.com/be/fr/sis-tarif/product/R9H18423P
Schneider Electric | Schneider Electric | 01022021 |  | Schneider Electric |  | SER | R9H18424 |  |  | 21.35 |  | 1 |  | 1 | Volle deur 18 modules 4 rijen | Porte Pleine 18 modules 4 rangées |  | PLAIN Door RESI9 4x18M | [18 empty] | 1 | 3606480928574 | 0 |  | 1183 | 63 | 36 | 3 | 6.804 | [15 empty] | 72 | 104880 | 120 | 80 | 80 |  |  |  | 7 | N | [12 empty] | GO6 | O6 | 3926909790 | [33 empty] | https://eref.se.com/be/nl/sis-tarif/product/R9H18424 | https://eref.se.com/be/fr/sis-tarif/product/R9H18424
Schneider Electric | Schneider Electric | 01022021 |  | Schneider Electric |  | SER | R9H18424A |  |  | 243.74 |  | 1 |  | 1 | Resi9 porte aluminium 4 rangées 18 modul | Resi9 deur aluminium 4 rij 18 modules |  | ALLUMINIUM Door RESI9 4X18M | [18 empty] | 1 | 3606480928413 | 0 |  | 900 | 62 | 36 | 3 | 6.696 | [23 empty] | 7 | N | [12 empty] | GO6 | O6 | 3926909790 | [33 empty] | https://eref.se.com/be/nl/sis-tarif/product/R9H18424A | https://eref.se.com/be/fr/sis-tarif/product/R9H18424A
Schneider Electric | Schneider Electric | 01022021 |  | Schneider Electric |  | SER | R9H18424B |  |  | 342.73 |  | 1 |  | 8 | Resi9 porte bois 4 rangées 18 modules | Resi9 deur hout 4 rij 18 modules |  | WOOD Door RESI9 4X18M | [18 empty] | 1 | 3606480928420 | 0 |  | 900 | 62 | 36 | 3 | 6.696 | 13606480928427 | 8 | 10200 | 28 | 38 | 75 | [17 empty] | 14 | N | [12 empty] | GO6 | O6 | 3926909790
Schneider Electric | Schneider Electric | 01022021 |  | Schneider Electric |  | SER | R9H18424L |  |  | 255.9 |  | 1 |  | 8 | Resi9 porte bronze 4 rangées 18 modules | Resi9 deur brons 4 rij 18 modules |  | BRONZE Door RESI9 4X18M | [18 empty] | 1 | 3606480928437 | 0 |  | 900 | 62 | 36 | 3 | 6.696 | 13606480928434 | 8 | 10200 | 28 | 38 | 75 | [17 empty] | 14 | N | [12 empty] | GO6 | O6 | 3926909790
Schneider Electric | Schneider Electric | 01022021 |  | Schneider Electric |  | SER | R9H18424M |  |  | 268.71 |  | 1 |  | 8 | Resi9 porte miroir 4 rangées 18 modules | Resi9 deur spiegel 4 rij 18 modules |  | MIRROR Door RESI9 4X18M | [18 empty] | 1 | 3606480928444 | 0 |  | 900 | 62 | 36 | 3 | 6.696 | 13606480928441 | 8 | 10200 | 28 | 38 | 75 | [8 empty] | 73606480928443 | 24 | 42600 | 50 | 80 | 120 |  |  |  | 7 | N | [12 empty] | GO6 | O6 | 3926909790
Schneider Electric | Schneider Electric | 01022021 |  | Schneider Electric |  | SER | R9H18424P |  |  | 241.78 |  | 1 |  | 1 | Resi9 porte style pratic 4 rangées 18 mo | Resi9 deur style pratic 4 rij 18 modules |  | PRATIC Door RESI9 4X18M | [18 empty] | 1 | 3606480928451 | 0 |  | 1910 | 63 | 37 | 3 | 6.993 | [15 empty] | 72 | 154000 | 120 | 80 | 100 |  |  |  | 7 | N | [12 empty] | GO6 | O6 | 3926909790
Schneider Electric | Schneider Electric | 01022021 |  | Schneider Electric |  | SER | R9H18425 |  |  | 12.81 |  | 1 |  | 1 | Doorzichtige deur 18 modules 1 rij | Porte Transparente 18 modules 1 rangée |  | TRANSPARENT Door RESI9 1x18M | [18 empty] | 1 | 3606480928581 | 0 |  | 530 | 36 | 25 | 3 | 2.7 | [7 empty] | 43606480928589 | 17 | 9600 | 60 | 40 | 30 | [10 empty] | 7 | N | [12 empty] | GO6 | O6 | 3926909790 | [33 empty] | https://eref.se.com/be/nl/sis-tarif/product/R9H18425 | https://eref.se.com/be/fr/sis-tarif/product/R9H18425
Schneider Electric | Schneider Electric | 01022021 |  | Schneider Electric |  | SER | R9H18426 |  |  | 16.01 |  | 1 |  | 1 | Doorzichtige deur 18 modules 2 rijen | Porte Transparente 18 modules 2 rangées |  | TRANSPARENT Door RESI9 2x18M | [18 empty] | 1 | 3606480928598 | 0 |  | 738 | 38 | 36 | 3 | 4.104 | [7 empty] | 43606480928596 | 9 | 7460 | 60 | 40 | 30 | [10 empty] | 2 | Y | [12 empty] | GO6 | O6 | 3926909790 | [33 empty] | https://eref.se.com/be/nl/sis-tarif/product/R9H18426 | https://eref.se.com/be/fr/sis-tarif/product/R9H18426
Schneider Electric | Schneider Electric | 01022021 |  | Schneider Electric |  | SER | R9H18427 |  |  | 18.15 |  | 1 |  | 1 | Doorzichtige deur 18 modules 3 rijen | Porte Transparente 18 modules 3 rangées |  | TRANSPARENT Door RESI9 3x18M | [18 empty] | 1 | 3606480928604 | 0 |  | 1039 | 51 | 36 | 3 | 5.508 | [7 empty] | 43606480928602 | 9 | 10000 | 60 | 40 | 30 |  | 73606480928603 | 36 | 52000 | 50 | 80 | 120 |  |  |  | 2 | Y | [12 empty] | GO6 | O6 | 3926909790 | [33 empty] | https://eref.se.com/be/nl/sis-tarif/product/R9H18427 | https://eref.se.com/be/fr/sis-tarif/product/R9H18427
Schneider Electric | Schneider Electric | 01022021 |  | Schneider Electric |  | SER | R9H18428 |  |  | 21.35 |  | 1 |  | 1 | Doorzichtige deur 18 modules 4 rijen | Porte Transparente 18 modules 4 rangées |  | TRANSPARENT Door RESI9 4 x18M | [18 empty] | 1 | 3606480928611 | 0 |  | 1256 | 63 | 36 | 3 | 6.804 | [15 empty] | 72 | 102432 | 120 | 80 | 79 |  |  |  | 7 | N | [12 empty] | GO6 | O6 | 3926909790 | [33 empty] | https://eref.se.com/be/nl/sis-tarif/product/R9H18428 | https://eref.se.com/be/fr/sis-tarif/product/R9H18428
Schneider Electric | Schneider Electric | 01022021 |  | Schneider Electric |  | SER | R9H18525 |  |  | 53.58 |  | 1 |  | 1 | Resi9 kabelgoot 18M 2,6m | Resi9 Goulotte 18M 2,6m |  | Resi9 back trunking 18 Modules L=2600 | [18 empty] | 1 | 3606480940187 | 0 |  | 7000 | 262 | 37 | 7 | 67.858 | 3606480940187 | 1 | 7900000000000 | 6.8 | 36 | 260 | [8 empty] | 83606480940183 | 21 | 184499 | 262 | 120 | 64 |  |  |  | 7 | N | [12 empty] | MB6 | IT | 8538100000 | [33 empty] | https://eref.se.com/be/nl/sis-tarif/product/R9H18525 | https://eref.se.com/be/fr/sis-tarif/product/R9H18525
Schneider Electric | Schneider Electric | 01022021 |  | Schneider Electric |  | SER | R9H18535 |  |  | 30.27 |  | 1 |  | 1 | Resi9 regelbaar afsluiter voor 18M | Resi9 Pièces de réglage pour 18M |  | Resi9 Adjustable top cable entry 18M | [18 empty] | 1 | 3606480940316 | 0 |  | 796 | 40 | 35 | 9 | 12.6 |  | 1 | 660 | 0.041 | 0.009 | 0.035 | [9 empty] | 52 | 54120 | 120 | 80 | 106 |  |  |  | 7 | N | [12 empty] | MB6 | IT | 3926909790 | [15 empty] | Resi9 - Pièce de réglage entrée câble - 18 modules | [17 empty] | https://eref.se.com/be/nl/sis-tarif/product/R9H18535 | https://eref.se.com/be/fr/sis-tarif/product/R9H18535
Schneider Electric | Schneider Electric | 01022021 |  | Schneider Electric |  | SER | R9H18538 |  |  | 8.49 |  | 1 |  | 18 | Resi9 kabelbandjes voor 18M (5p) | Resi9 Agrafes de câble pour 18M (5p) |  | Resi9 lot of 10 cable holder 18 module | [18 empty] | 1 | 3606480940224 | 0 |  | 766 | 32 | 26 | 3 | 2.496 | 13606480940221 | 18 | 14274000 | 43 | 35 | 17.5 |  | 43606480940222 | 5 | 4123 | 40 | 30 | 15 | [10 empty] | 7 | N | [12 empty] | MB6 | IT | 3926909790 | [15 empty] | Agrafes de câble pour goulotte Resi9 18 modules | [17 empty] | https://eref.se.com/be/nl/sis-tarif/product/R9H18538 | https://eref.se.com/be/fr/sis-tarif/product/R9H18538
Schneider Electric | Schneider Electric | 01022021 |  | Schneider Electric |  | SER | R9H18539 |  |  | 8.91 |  | 1 |  | 1 | Resi9 Kabelgoot afsluiter 18M | Resi9 Embout goulotte 18M |  | Resi9 Trunking end 18 Modules | [18 empty] | 1 | 3606480940255 | 0 |  | 135 | 36 | 7 | 4 | 1.008 | [7 empty] | 43606480940253 | 42 | 6188 | 40 | 30 | 30 | [10 empty] | 7 | N | [12 empty] | MB6 | IT | 3926909790 | [33 empty] | https://eref.se.com/be/nl/sis-tarif/product/R9H18539 | https://eref.se.com/be/fr/sis-tarif/product/R9H18539
Schneider Electric | Schneider Electric | 01022021 |  | Schneider Electric |  | SER | R9H18601 |  |  | 26.68 |  | 1 |  | 1 | Resi9 kast 18 modules 1 rij | Coffret Resi9 18 modules 1 rangée |  | Resi9 Enclosure 1x18 Modules | [18 empty] | 1 | 3606481185808 | 0 |  | 1310 | 37 | 27 | 13 | 12.987 | [15 empty] | 63 | 96000 | 120 | 80 | 90 |  |  |  | 2 | Y | [12 empty] | GO6 | O6 | 3926909790 | [33 empty] | https://eref.se.com/be/nl/sis-tarif/product/R9H18601 | https://eref.se.com/be/fr/sis-tarif/product/R9H18601
Schneider Electric | Schneider Electric | 01022021 |  | Schneider Electric |  | SER | R9H18601T |  |  | 39.49 |  | 1 |  | 1 | Resi9 kast 18 modules 1 rij + doorzichti | Coffret Resi9 18 modules 1 rangée + port |  | Resi9 kast 18 modules 1 rij + doorzichti | [18 empty] | 1 | 3606481326829 | 0 |  | 1 | 0.1 | 0.1 | 0.1 | 0.001 | [23 empty] | 5 | N | [12 empty] | GO6 | O6 | 3926909790 | [33 empty] | https://eref.se.com/be/nl/sis-tarif/product/R9H18601T | https://eref.se.com/be/fr/sis-tarif/product/R9H18601T
Schneider Electric | Schneider Electric | 01022021 |  | Schneider Electric |  | SER | R9H18602 |  |  | 41.63 |  | 1 |  | 1 | Resi9 kast 18 modules 2 rijen | Coffret Resi9 18 modules 2 rangées |  | Resi9 Enclosure 2x18 Modules | [18 empty] | 1 | 3606481185815 | 0 |  | 1840 | 36 | 40 | 12 | 17.28 | [14 empty] | 73606481185814 | 42 | 94000000 | 120 | 80 | 100 |  |  |  | 2 | Y | [12 empty] | GO6 | O6 | 8538100000 | [33 empty] | https://eref.se.com/be/nl/sis-tarif/product/R9H18602 | https://eref.se.com/be/fr/sis-tarif/product/R9H18602
Schneider Electric | Schneider Electric | 01022021 |  | Schneider Electric |  | SER | R9H18602T |  |  | 57.64 |  | 1 |  | 1 | Resi9 kast 18 modules 2 rijen + doorzich | Coffret Resi9 18 modules 2 rangées + por |  | Resi9 kast 18 modules 2 rijen + doorzich | [18 empty] | 1 | 3606481326836 | 0 |  | 1 | 0.1 | 0.1 | 0.1 | 0.001 | [23 empty] | 5 | N | [12 empty] | GO6 | O6 | 3926909790 | [33 empty] | https://eref.se.com/be/nl/sis-tarif/product/R9H18602T | https://eref.se.com/be/fr/sis-tarif/product/R9H18602T
Schneider Electric | Schneider Electric | 01022021 |  | Schneider Electric |  | SER | R9H18603 |  |  | 56.58 |  | 1 |  | 1 | Resi9 kast 18 modules 3 rijen | Coffret Resi9 18 modules 3 rangées |  | Resi9 Enclosure 3x18 Modules | [18 empty] | 1 | 3606481185822 | 0 |  | 2520 | 52 | 37 | 13 | 25.012 | [15 empty] | 30 | 90000 | 120 | 80 | 90 |  |  |  | 2 | Y | [12 empty] | GO6 | O6 | 3926909790 | [33 empty] | https://eref.se.com/be/nl/sis-tarif/product/R9H18603 | https://eref.se.com/be/fr/sis-tarif/product/R9H18603
Schneider Electric | Schneider Electric | 01022021 |  | Schneider Electric |  | SER | R9H18603T |  |  | 74.73 |  | 1 |  | 1 | Resi9 kast 18 modules 3 rijen + doorzich | Coffret Resi9 18 modules 3 rangées + por |  | Resi9 kast 18 modules 3 rijen + doorzich | [18 empty] | 1 | 3606481326843 | 0 |  | 1 | 0.1 | 0.1 | 0.1 | 0.001 | [23 empty] | 5 | N | [12 empty] | GO6 | O6 | 3926909790 | [33 empty] | https://eref.se.com/be/nl/sis-tarif/product/R9H18603T | https://eref.se.com/be/fr/sis-tarif/product/R9H18603T
Schneider Electric | Schneider Electric | 01022021 |  | Schneider Electric |  | SER | R9H18604 |  |  | 76.86 |  | 1 |  | 1 | Resi9 kast 18 modules 4 rijen | Coffret Resi9 18 modules 4 rangées |  | Resi9 Enclosure 4x18 Modules | [18 empty] | 1 | 3606481185839 | 0 |  | 3200 | 65 | 37 | 13 | 31.265 | [14 empty] | 73606481185838 | 20 | 76000 | 120 | 80 | 105 |  |  |  | 2 | Y | [12 empty] | GO6 | O6 | 8538100000 | [33 empty] | https://eref.se.com/be/nl/sis-tarif/product/R9H18604 | https://eref.se.com/be/fr/sis-tarif/product/R9H18604
Schneider Electric | Schneider Electric | 01022021 |  | Schneider Electric |  | SER | R9H18604T |  |  | 98.21 |  | 1 |  | 1 | Resi9 kast 18 modules 4 rijen + doorzich | Coffret Resi9 18 modules 4 rangées + por |  | Resi9 kast 18 modules 4 rijen + doorzich | [18 empty] | 1 | 3606481326850 | 0 |  | 1 | 0.1 | 0.1 | 0.1 | 0.001 | [23 empty] | 5 | N | [12 empty] | GO6 | O6 | 3926909790 | [33 empty] | https://eref.se.com/be/nl/sis-tarif/product/R9H18604T | https://eref.se.com/be/fr/sis-tarif/product/R9H18604T
Schneider Electric | Schneider Electric | 01022021 |  | Schneider Electric |  | SER | R9H18636 |  |  | 26.8 |  | 1 |  | 1 | Resi9 deksel kabelgoot 18M | Resi9 couvercle goulotte 18M |  | Resi9 trunking cover 18 Modules L=2600 | [18 empty] | 1 | 3606480981180 | 0 |  | 3100 | 260 | 36 | 2 | 18.72 | 3606480981180 | 1 | 3800000000000 | 1.4 | 34 | 260 | [8 empty] | 83606480981186 | 24 | 84399 | 260 | 120 | 18 |  |  |  | 7 | N | [12 empty] | MB6 | IT | 8538100000 | [14 empty] | Resi9 deksel voor kabelgoot van 18 modules L=2m60 | Resi9 couvercle pour goulotte de 18 modules L=2m60 | [17 empty] | https://eref.se.com/be/nl/sis-tarif/product/R9H18636 | https://eref.se.com/be/fr/sis-tarif/product/R9H18636
Schneider Electric | Schneider Electric | 01022021 |  | Schneider Electric |  | SER | R9H18750 |  |  | 9.97 |  | 1 |  | 1 | Resi9 tussenkader voor 18M 1R | Resi9 Rehausse pour 18M 1R |  | RAISER RESI9 1x18M | [18 empty] | 1 | 3606480928888 | 0 |  | 335 | 36 | 21 | 4 | 3.024 | [7 empty] | 43606480928886 | 8 | 3660 | 40 | 30 | 30 | [10 empty] | 7 | N | [12 empty] | MB6 | IT | 3926909790 | [33 empty] | https://eref.se.com/be/nl/sis-tarif/product/R9H18750 | https://eref.se.com/be/fr/sis-tarif/product/R9H18750
Schneider Electric | Schneider Electric | 01022021 |  | Schneider Electric |  | SER | R9H18759 |  |  | 10.22 |  | 1 |  | 1 | Resi9 tussenkader voor 18M 2R | Resi9 Rehausse pour 18M 2R |  | RAISER RESI9 2x18M | [18 empty] | 1 | 3606480928895 | 0 |  | 405 | 36 | 21 | 4 | 3.024 | [7 empty] | 43606480928893 | 9 | 4200 | 40 | 30 | 30 | [10 empty] | 7 | N | [12 empty] | MB6 | IT | 3926909790 | [33 empty] | https://eref.se.com/be/nl/sis-tarif/product/R9H18759 | https://eref.se.com/be/fr/sis-tarif/product/R9H18759
Schneider Electric | Schneider Electric | 01022021 |  | Schneider Electric |  | SER | R9H18760 |  |  | 11.07 |  | 1 |  | 1 | Resi9 tussenkader voor 18M 3R | Resi9 Rehausse pour 18M 3R |  | RAISER RESI9 3x18M | [18 empty] | 1 | 3606480928901 | 0 |  | 463 | 49 | 21 | 4 | 4.116 | [8 empty] | 10 | 5170 | 60 | 40 | 30 | [10 empty] | 7 | N | [12 empty] | MB6 | IT | 3926909790 | [33 empty] | https://eref.se.com/be/nl/sis-tarif/product/R9H18760 | https://eref.se.com/be/fr/sis-tarif/product/R9H18760
Schneider Electric | Schneider Electric | 01022021 |  | Schneider Electric |  | SER | R9H18761 |  |  | 11.07 |  | 1 |  | 1 | Resi9 tussenkader voor 18M 4R | Resi9 Rehausse pour 18M 4R |  | RAISER RESI9 4x18M | [18 empty] | 1 | 3606480928918 | 0 |  | 515 | 61 | 23 | 4 | 5.612 | [7 empty] | 43606480928916 | 10 | 5800 | 60 | 40 | 30 | [10 empty] | 7 | N | [12 empty] | MB6 | IT | 3926909790 | [33 empty] | https://eref.se.com/be/nl/sis-tarif/product/R9H18761 | https://eref.se.com/be/fr/sis-tarif/product/R9H18761
Schneider Electric | Schneider Electric | 01022021 |  | Schneider Electric |  | SER | R9H24001 |  |  | 37.45 |  | 1 |  | 1 | Universele montageplaat 24 modules | Platine universelle 24 modules |  | Resi9 CX Universal grid 24 Modules | [18 empty] | 1 | 3606489566401 | 0 |  | 940 | 37 | 34 | 2 | 2.516 | [7 empty] | 43606489566409 | 7 | 7148 | 40 | 30 | 30 |  |  | 168 | 157920 | 120 | 80 | 101 |  |  |  | 7 | N | [12 empty] | MB6 | IT | 8536901000 | [33 empty] | https://eref.se.com/be/nl/sis-tarif/product/R9H24001 | https://eref.se.com/be/fr/sis-tarif/product/R9H24001
Schneider Electric | Schneider Electric | 01022021 |  | Schneider Electric |  | SER | R9H91318 |  |  | 121.97 |  | 1 |  | 1 | Kit porte You 13-18 modules | Kit deur You 13-18 modules |  | YOU kit for 13 and 18 Door RESI9 | [18 empty] | 1 | 3606480928666 | 0 |  | 377 | 35 | 28 | 1 | 0.98 | [7 empty] | 43606480928664 | 30 | 11700 | 40 | 30 | 30 | [10 empty] | 7 | N | [12 empty] | GO6 | O6 | 3926909790
Schneider Electric | Schneider Electric | 01022021 |  | Schneider Electric |  | SER | R9H99001 |  |  | 2.54 |  | 1 |  | 1 | Resi9 Kit voor kast : schroeven voor fix | Resi9 Kit coffret : vis fixation+face av |  | ENCLOSURE ACCESSORIES SPARE PART | [18 empty] | 1 | 3606480928925 | 0 |  | 43 | 11 | 12 | 2 | 0.264 | [7 empty] | 43606480928923 | 50 | 2353 | 40 | 30 | 15 | [10 empty] | 7 | N | [12 empty] | MB6 | IT | 3926909790 | [33 empty] | https://eref.se.com/be/nl/sis-tarif/product/R9H99001 | https://eref.se.com/be/fr/sis-tarif/product/R9H99001
Schneider Electric | Schneider Electric | 01022021 |  | Schneider Electric |  | SER | R9H99002 |  |  | 1.93 |  | 1 |  | 1 | Resi9 Kit voor deur : 2 scharnieren+magn | Resi9 Kit porte : 2 charnières+aimants |  | DOOR ACCESSORIES SPARE PART | [18 empty] | 1 | 3606480928932 | 0 |  | 42 | 21 | 15 | 2 | 0.63 | [7 empty] | 43606480928930 | 50 | 2550 | 40 | 30 | 15 | [10 empty] | 7 | N | [12 empty] | MB6 | IT | 3926909790 | [33 empty] | https://eref.se.com/be/nl/sis-tarif/product/R9H99002 | https://eref.se.com/be/fr/sis-tarif/product/R9H99002
Schneider Electric | Schneider Electric | 01022021 |  | Schneider Electric |  | SER | R9HKT13 |  |  | 80.38 |  | 1 |  | 1 | Resi9 Kabelgoot kit GTL 13M | Resi9 Goulotte kit GTL 13M |  | Resi9 Kit GTL 13 Modules L=1200x2 | [18 empty] | 1 | 3606480981142 | 0 |  | 9230 | 120 | 30 | 18 | 64.8 | 3606480981142 | 1 | 9230 | 120 | 30 | 18 | [17 empty] | 7 | N | [12 empty] | MB6 | IT | 8538100000 | [33 empty] | https://eref.se.com/be/nl/sis-tarif/product/R9HKT13 | https://eref.se.com/be/fr/sis-tarif/product/R9HKT13
Schneider Electric | Schneider Electric | 01022021 |  | Schneider Electric |  | SER | R9HKT18 |  |  | 100.01 |  | 1 |  | 1 | Resi9 Kabelgoot kit GTL 18M | Resi9 Goulotte kit GTL 18M |  | Resi9 Kit GTL18 Modules L=1200x2 | [18 empty] | 1 | 3606480981159 | 0 |  | 11600 | 120 | 40 | 18 | 86.4 | 3606480981159 | 1 | 11600 | 120 | 40 | 17.5 | [9 empty] | 10 | 128000 | 120 | 80 | 80 |  |  |  | 2 | Y | [12 empty] | MB6 | IT | 8538100000 | [33 empty] | https://eref.se.com/be/nl/sis-tarif/product/R9HKT18 | https://eref.se.com/be/fr/sis-tarif/product/R9HKT18
Schneider Electric | Schneider Electric | 01022021 |  | Schneider Electric |  | SER | R9L16610 |  |  | 131.45 |  | 1 |  | 1 | R9 QPF 10KA 1P+ N | RESI9 QUICK PF 10KA1P- N |  | RESI9 QUICK PF 10 KA 1PN | [8 empty] | 09.07 | 1 | [8 empty] | 1 | 3606480500671 | 0 |  | 371 | 15 | 13 | 9 | 1.755 | [7 empty] | 43606480500679 | 14 | 6549 | 40 | 30 | 30 | [10 empty] | 2 | Y | [12 empty] | R93 | NN | 8536301090 | [14 empty] | Resi9 Overspanningsbegrenzer Quick PF 1P+ N met afleidvermogen=10kA | Resi9 parafoudre Quick PF 1P+ N avec pouvoir d'écoulement=10kA | [17 empty] | https://eref.se.com/be/nl/sis-tarif/product/R9L16610 | https://eref.se.com/be/fr/sis-tarif/product/R9L16610
Schneider Electric | Schneider Electric | 01022021 |  | Schneider Electric |  | SER | R9L16710 |  |  | 243.23 |  | 1 |  | 1 | R9 QPF 10KA 3P+ N | RESI9 QUICK PF |  | RESI9 QUICK PF 10 KA 3PN | [8 empty] | 09.07 | 1 | [8 empty] | 1 | 3606480500688 | 0 |  | 684 | 16 | 12 | 8 | 1.536 | [7 empty] | 43606480500686 | 14 | 10105 | 40 | 30 | 30 | [10 empty] | 2 | Y | [12 empty] | R93 | NN | 8536301090 | [14 empty] | Resi9 Overspanningsbegrenzer Quick PF 3P+ N met afleidvermogen=10kA | Resi9 parafoudre Quick PF 3P+ N avec pouvoir d'écoulement=10kA | [17 empty] | https://eref.se.com/be/nl/sis-tarif/product/R9L16710 | https://eref.se.com/be/fr/sis-tarif/product/R9L16710
Schneider Electric | Schneider Electric | 01022021 |  | Schneider Electric |  | SER | R9M21 |  |  | 88.81 |  | 1 |  | 1 | PowerTag R9 M63 1P+N boven | PowerTag R9 M63 1P+N amont |  | PowerTag Energy Resi9 M63 1PN Top | [8 empty] | 09.07 | 1 | [8 empty] | 1 | 3606489524777 | 0 |  | 41 | 9 | 6 | 5 | 0.27 | [7 empty] | 33606489524778 | 48 | 2315 | 40 | 30 | 15 | [10 empty] | 2 | Y | [12 empty] | R93 | NN | 9030332090 | [33 empty] | https://eref.se.com/be/nl/sis-tarif/product/R9M21 | https://eref.se.com/be/fr/sis-tarif/product/R9M21
Schneider Electric | Schneider Electric | 01022021 |  | Schneider Electric |  | SER | R9M22 |  |  | 88.81 |  | 1 |  | 1 | RESI9 POWERTAG M63 1PN BOTTOM | PowerTag R9 M63 1P+N aval |  | PowerTag Energy Resi9 M63 1PN Bottom | [8 empty] | 09.07 | 1 | [8 empty] | 1 | 3606489524753 | 0 |  | 42 | 9 | 6 | 5 | 0.27 | [7 empty] | 33606489524754 | 48 | 2363 | 40 | 30 | 15 | [10 empty] | 2 | Y | [12 empty] | R93 | NN | 9030332090 | [33 empty] | https://eref.se.com/be/nl/sis-tarif/product/R9M22 | https://eref.se.com/be/fr/sis-tarif/product/R9M22
Schneider Electric | Schneider Electric | 01022021 |  | Schneider Electric |  | SER | R9M40 |  |  | 145.33 |  | 1 |  | 1 | Powertag R9 M63 3P 400V | Powertag R9 M63 3P 400V |  | PowerTag Energy Resi9 M63 3P | [8 empty] | 09.07 | 1 | [8 empty] | 1 | 3606489524784 | 0 |  | 53 | 9 | 6 | 5 | 0.27 | [7 empty] | 33606489524785 | 48 | 2868 | 40 | 30 | 15 | [10 empty] | 2 | Y | [12 empty] | R93 | NN | 9030332090 | [33 empty] | https://eref.se.com/be/nl/sis-tarif/product/R9M40 | https://eref.se.com/be/fr/sis-tarif/product/R9M40
Schneider Electric | Schneider Electric | 01022021 |  | Schneider Electric |  | SER | R9M41 |  |  | 145.33 |  | 1 |  | 1 | PowerTag R9 M63 3P+N boven | PowerTag R9 M63 3P+N amont |  | PowerTag Energy Resi9 M63 3PN Top | [8 empty] | 09.07 | 1 | [8 empty] | 1 | 3606489524791 | 0 |  | 58 | 9 | 6 | 5 | 0.27 | [7 empty] | 33606489524792 | 48 | 3209 | 40 | 30 | 15 | [10 empty] | 2 | Y | [12 empty] | R93 | NN | 9030332090 | [33 empty] | https://eref.se.com/be/nl/sis-tarif/product/R9M41 | https://eref.se.com/be/fr/sis-tarif/product/R9M41
Schneider Electric | Schneider Electric | 01022021 |  | Schneider Electric |  | SER | R9M42 |  |  | 145.33 |  | 1 |  | 1 | RESI9 POWERTAG M63 3PN BOTTOM | PowerTag R9 M63 3P+N aval |  | PowerTag Energy Resi9 M63 3PN Bottom | [8 empty] | 09.07 | 1 | [8 empty] | 1 | 3606489524807 | 0 |  | 59 | 9 | 6 | 5 | 0.27 | [7 empty] | 33606489524808 | 48 | 3180 | 40 | 30 | 15 | [10 empty] | 2 | Y | [12 empty] | R93 | NN | 9030332090 | [33 empty] | https://eref.se.com/be/nl/sis-tarif/product/R9M42 | https://eref.se.com/be/fr/sis-tarif/product/R9M42
Schneider Electric | Schneider Electric | 01022021 |  | Schneider Electric |  | SER | R9M43 |  |  | 145.33 |  | 1 |  | 1 | Powertag R9 M63 3P 230V | Powertag R9 M63 3P 230V |  | PowerTag Energy Resi9 M63 3P 230V LL | [8 empty] | 09.07 | 1 | [8 empty] | 1 | 3606489606749 | 0 |  | 52 | 9 | 6 | 5 | 0.27 | [7 empty] | 43606489606747 | 48 | 2948 | 15 | 40 | 30 | [10 empty] | 2 | Y | [12 empty] | R93 | NN | 9030337000 | [33 empty] | https://eref.se.com/be/nl/sis-tarif/product/R9M43 | https://eref.se.com/be/fr/sis-tarif/product/R9M43
Schneider Electric | Schneider Electric | 01022021 |  | Schneider Electric |  | SER | R9M60 |  |  | 78.46 |  | 1 |  | 1 | RESI9 POWERTAG F63 1PN | Powertag R9 F63 1P+N |  | PowerTag Energy Resi9 F63 1PN | [8 empty] | 09.07 | 1 | [8 empty] | 1 | 3606489524838 | 0 |  | 47 | 8 | 8 | 7 | 0.448 | [7 empty] | 33606489524839 | 30 | 1720 | 40 | 30 | 15 | [10 empty] | 2 | Y | [12 empty] | R93 | NN | 9030332090 | [33 empty] | https://eref.se.com/be/nl/sis-tarif/product/R9M60 | https://eref.se.com/be/fr/sis-tarif/product/R9M60
Schneider Electric | Schneider Electric | 01022021 |  | Schneider Electric |  | SER | R9M70 |  |  | 122.89 |  | 1 |  | 1 | RESI9 POWERTAG F63 3PN | Powertag R9 F63 3P+N |  | PowerTag Energy Resi9 F63 3PN | [8 empty] | 09.07 | 1 | [8 empty] | 1 | 3606489524821 | 0 |  | 75 | 8 | 8 | 7 | 0.448 | [7 empty] | 33606489524822 | 30 | 2571 | 40 | 30 | 15 | [10 empty] | 2 | Y | [12 empty] | R93 | NN | 9030332090 | [33 empty] | https://eref.se.com/be/nl/sis-tarif/product/R9M70 | https://eref.se.com/be/fr/sis-tarif/product/R9M70
Schneider Electric | Schneider Electric | 01022021 |  | Schneider Electric |  | SER | R9R01240 |  |  | 118.89 |  | 1 |  | 4 | RESI9 ID 2P 40A 30 MA A | RESI9 ID 2P 40A 30 MA A |  | RESI9 ID 2P 40A 30 MA A | [8 empty] | 09.07 | 1 | [8 empty] | 1 | 3606480482632 | 0 |  | 223.2 | 11 | 9 | 6 | 0.594 | 13606480482639 | 4 | 959 | 26.5 | 10.5 | 9 |  | 43606480482630 | 24 | 6136 | 40 | 30 | 30 | [10 empty] | 2 | Y | [12 empty] | R91 | NG | 8536303099 | [14 empty] | Resi9 Differentieelschakelaar 2P 40A Gevoeligheid=30 mA Ogenblikkelijk Type A | Resi9 Interrupteur différentiel 2P 40A Sensibilité=30 mA Instantané Type A | [17 empty] | https://eref.se.com/be/nl/sis-tarif/product/R9R01240 | https://eref.se.com/be/fr/sis-tarif/product/R9R01240
Schneider Electric | Schneider Electric | 01022021 |  | Schneider Electric |  | SER | R9R01263 |  |  | 141.76 |  | 1 |  | 4 | RESI9 ID 2P 63A 30 MA A | RESI9 ID 2P 63A 30 MA A |  | RESI9 ID 2P 63A 30 MA A | [8 empty] | 09.07 | 1 | [8 empty] | 1 | 3606480482649 | 0 |  | 228.25 | 10 | 9 | 6 | 0.54 | 13606480482646 | 4 | 964 | 10.3 | 26 | 9 |  | 43606480482647 | 24 | 6271 | 40 | 30 | 30 | [10 empty] | 2 | Y | [12 empty] | R91 | NG | 8536303099 | [14 empty] | Resi9 Differentieelschakelaar 2P 63A Gevoeligheid=30 mA Ogenblikkelijk Type A | Resi9 Interrupteur différentiel 2P 63A Sensibilité=30 mA Instantané Type A | [17 empty] | https://eref.se.com/be/nl/sis-tarif/product/R9R01263 | https://eref.se.com/be/fr/sis-tarif/product/R9R01263
Schneider Electric | Schneider Electric | 01022021 |  | Schneider Electric |  | SER | R9R01440 |  |  | 125.57 |  | 1 |  | 1 | RESI9 ID 4P 40A 30 MA A | RESI9 ID 4P 40A 30 MA A |  | RESI9 ID 4P 40A 30 MA A | [8 empty] | 09.07 | 1 | [8 empty] | 1 | 3606480482694 | 0 |  | 374.167 | 12 | 11 | 8 | 1.056 | [7 empty] | 43606480482692 | 18 | 7119 | 40 | 30 | 30 | [10 empty] | 2 | Y | [12 empty] | R91 | NG | 8536303099 | [14 empty] | Resi9 Differentieelschakelaar 4P 40A Gevoeligheid=30 mA Ogenblikkelijk Type A | Resi9 Interrupteur différentiel 4P 40A Sensibilité=30 mA Instantané Type A | [17 empty] | https://eref.se.com/be/nl/sis-tarif/product/R9R01440 | https://eref.se.com/be/fr/sis-tarif/product/R9R01440
Schneider Electric | Schneider Electric | 01022021 |  | Schneider Electric |  | SER | R9R01463 |  |  | 175.71 |  | 1 |  | 1 | RESI9 ID 4P 63A 30 MA A | RESI9 ID 4P 63A 30 MA A |  | RESI9 ID 4P 63A 30 MA A | [8 empty] | 09.07 | 1 | [8 empty] | 1 | 3606480482700 | 0 |  | 407.25 | 12 | 11 | 8 | 1.056 | [7 empty] | 43606480482708 | 18 | 7327 | 40 | 30 | 30 | [10 empty] | 2 | Y | [12 empty] | R91 | NG | 8536303099 | [14 empty] | Resi9 Differentieelschakelaar 4P 63A Gevoeligheid=30 mA Ogenblikkelijk Type A | Resi9 Interrupteur différentiel 4P 63A Sensibilité=30 mA Instantané Type A | [17 empty] | https://eref.se.com/be/nl/sis-tarif/product/R9R01463 | https://eref.se.com/be/fr/sis-tarif/product/R9R01463
Schneider Electric | Schneider Electric | 01022021 |  | Schneider Electric |  | SER | R9R04240 |  |  | 114.54 |  | 1 |  | 4 | RESI9 ID 2P 40A 300 MA A | RESI9 ID 2P 40A 300 MA A |  | RESI9 ID 2P 40A 300 MA A | [8 empty] | 09.07 | 1 | [8 empty] | 1 | 3606480482656 | 0 |  | 194 | 10 | 4 | 8 | 0.32 | 13606480482653 | 4 | 964 | 10.3 | 26 | 9 |  | 43606480482654 | 24 | 7780 | 40 | 30 | 30 | [10 empty] | 2 | Y | [12 empty] | R91 | NG | 8536303099 | [14 empty] | Resi9 Differentieelschakelaar 2P 40A Gevoeligheid=300 mA Ogenblikkelijk Type A | Resi9 Interrupteur différentiel 2P 40A Sensibilité=300 mA Instantané Type A | [17 empty] | https://eref.se.com/be/nl/sis-tarif/product/R9R04240 | https://eref.se.com/be/fr/sis-tarif/product/R9R04240
Schneider Electric | Schneider Electric | 01022021 |  | Schneider Electric |  | SER | R9R04263 |  |  | 122.56 |  | 1 |  | 4 | RESI9 ID 2P 63A 300 MA A | RESI9 ID 2P 63A 300 MA A |  | RESI9 ID 2P 63A 300 MA A | [8 empty] | 09.07 | 1 | [8 empty] | 1 | 3606480482663 | 0 |  | 204 | 9 | 8 | 4 | 0.288 | 13606480482660 | 4 | 964 | 10.3 | 26 | 9 |  | 43606480482661 | 24 | 11756 | 40 | 30 | 30 | [10 empty] | 2 | Y | [12 empty] | R91 | NG | 8536303099 | [14 empty] | Resi9 Differentieelschakelaar 2P 63A Gevoeligheid=300 mA Ogenblikkelijk Type A | Resi9 Interrupteur différentiel 2P 63A Sensibilité=300 mA Instantané Type A | [17 empty] | https://eref.se.com/be/nl/sis-tarif/product/R9R04263 | https://eref.se.com/be/fr/sis-tarif/product/R9R04263
Schneider Electric | Schneider Electric | 01022021 |  | Schneider Electric |  | SER | R9R04440 |  |  | 114.54 |  | 1 |  | 1 | RESI9 ID 4P 40A 300 MA A | RESI9 ID 4P 40A 300 MA A |  | RESI9 ID 4P 40A 300 MA A | [8 empty] | 09.07 | 1 | [8 empty] | 1 | 3606480482717 | 0 |  | 355 | 10 | 8 | 8 | 0.64 | [7 empty] | 43606480482715 | 18 | 10260 | 40 | 30 | 30 | [10 empty] | 2 | Y | [12 empty] | R91 | NG | 8536303099 | [14 empty] | Resi9 Differentieelschakelaar 4P 40A Gevoeligheid=300 mA Ogenblikkelijk Type A | Resi9 Interrupteur différentiel 4P 40A Sensibilité=300 mA Instantané Type A | [17 empty] | https://eref.se.com/be/nl/sis-tarif/product/R9R04440 | https://eref.se.com/be/fr/sis-tarif/product/R9R04440
Schneider Electric | Schneider Electric | 01022021 |  | Schneider Electric |  | SER | R9R04463 |  |  | 157.26 |  | 1 |  | 1 | RESI9 ID 4P 63A 300 MA A | RESI9 ID 4P 63A 300 MA A |  | RESI9 ID 4P 63A 300 MA A | [8 empty] | 09.07 | 1 | [8 empty] | 1 | 3606480482724 | 0 |  | 355 | 10 | 8 | 8 | 0.64 | [7 empty] | 43606480482722 | 18 | 7327 | 40 | 30 | 30 | [10 empty] | 2 | Y | [12 empty] | R91 | NG | 8536303099 | [14 empty] | Resi9 Differentieelschakelaar 4P 63A Gevoeligheid=300 mA Ogenblikkelijk Type A | Resi9 Interrupteur différentiel 4P 63A Sensibilité=300 mA Instantané Type A | [17 empty] | https://eref.se.com/be/nl/sis-tarif/product/R9R04463 | https://eref.se.com/be/fr/sis-tarif/product/R9R04463
Schneider Electric | Schneider Electric | 01022021 |  | Schneider Electric |  | SER | R9R05240 |  |  | 138.73 |  | 1 |  | 4 | RESI9 ID 2P 40A 300 MA S A | RESI9 ID 2P 40A 300 MA S A |  | RESI9 ID 2P 40A 300 MA S A | [8 empty] | 09.07 | 1 | [8 empty] | 1 | 3606480482670 | 0 |  | 194 | 10 | 4 | 8 | 0.32 | 13606480482677 | 4 | 964 | 26 | 10.3 | 9 |  | 43606480482678 | 24 | 6271 | 40 | 30 | 30 | [10 empty] | 2 | Y | [12 empty] | R92 | NM | 8536303099 | [14 empty] | Resi9 Differentieelschakelaar 2P 40A Gevoeligheid=300 mA Selectief Type A | Resi9 Interrupteur différentiel 2P 40A Sensibilité=300 mA Sélectif Type A | [17 empty] | https://eref.se.com/be/nl/sis-tarif/product/R9R05240 | https://eref.se.com/be/fr/sis-tarif/product/R9R05240
Schneider Electric | Schneider Electric | 01022021 |  | Schneider Electric |  | SER | R9R05440 |  |  | 146.44 |  | 1 |  | 1 | RESI9 ID 4P 40A 300 MA S A | RESI9 ID 4P 40A 300 MA S A |  | RESI9 ID 4P 40A 300 MA S A | [8 empty] | 09.07 | 1 | [8 empty] | 1 | 3606480482731 | 0 |  | 355 | 10 | 8 | 8 | 0.64 | [7 empty] | 43606480482739 | 18 | 7327 | 40 | 30 | 30 | [10 empty] | 2 | Y | [12 empty] | R92 | NM | 8536303099 | [14 empty] | Resi9 Differentieelschakelaar 4P 40A Gevoeligheid=300 mA Selectief Type A | Resi9 Interrupteur différentiel 4P 40A Sensibilité=300 mA Sélectif Type A | [17 empty] | https://eref.se.com/be/nl/sis-tarif/product/R9R05440 | https://eref.se.com/be/fr/sis-tarif/product/R9R05440
Schneider Electric | Schneider Electric | 01022021 |  | Schneider Electric |  | SER | R9R05463 |  |  | 195.5 |  | 1 |  | 1 | RESI9 ID 4P 63A 300 MA S A | RESI9 ID 4P 63A 300 MA S A |  | RESI9 ID 4P 63A 300 MA S A | [8 empty] | 09.07 | 1 | [8 empty] | 1 | 3606480482748 | 0 |  | 355 | 10 | 8 | 8 | 0.64 | [7 empty] | 43606480482746 | 18 | 7327 | 40 | 30 | 30 | [10 empty] | 2 | Y | [12 empty] | R92 | NM | 8536303099 | [14 empty] | Resi9 Differentieelschakelaar 4P 63A Gevoeligheid=300 mA Selectief Type A | Resi9 Interrupteur différentiel 4P 63A Sensibilité=300 mA Sélectif Type A | [17 empty] | https://eref.se.com/be/nl/sis-tarif/product/R9R05463 | https://eref.se.com/be/fr/sis-tarif/product/R9R05463
Schneider Electric | Schneider Electric | 01022021 |  | Schneider Electric |  | SER | R9R10225 |  |  | 124.94 |  | 1 |  | 4 | RESI9 ID 2P 25A 10MA A | RESI9 ID 2P 25A 10 MA A |  | RESI9 ID 2P 25A 10 MA A | [8 empty] | 09.07 | 1 | [8 empty] | 1 | 3606480482625 | 0 |  | 194 | 10 | 4 | 8 | 0.32 | 13606480482622 | 4 | 964 | 10.3 | 26 | 9 |  | 43606480482623 | 24 | 6271 | 40 | 30 | 30 | [10 empty] | 2 | Y | [12 empty] | R92 | NM | 8536303099 | [14 empty] | Resi9 Differentieelschakelaar 2P 25A Gevoeligheid=10 mA Ogenblikkelijk Type A | Resi9 Interrupteur différentiel 2P 25A Sensibilité=10 mA Instantané Type A | [17 empty] | https://eref.se.com/be/nl/sis-tarif/product/R9R10225 | https://eref.se.com/be/fr/sis-tarif/product/R9R10225
Schneider Electric | Schneider Electric | 01022021 |  | Schneider Electric |  | SER | R9S64225 |  |  | 14.42 |  | 1 |  | 6 | R9 SCHEIDER-SCHAKELAAR 2P 25A | RESI9 INTERRUPTEUR 2P 25A |  | Resi9 Switch disconnector 2P 25A 400Vac | [8 empty] | 09.07 | 1 | [8 empty] | 1 | 3606480517853 | 0 |  | 156 | 8.5 | 3.6 | 7.5 | 229.5 | 13606480517850 | 6 | 1000 | 23 | 9.4 | 8 |  | 43606480517851 | 72 | 12487 | 40 | 30 | 30 | [10 empty] | 7 | N | [12 empty] | R93 | NN | 8536508090 | [14 empty] | Resi9 Modulaire scheider-schakelaar 2P 25A | Resi9 Interrupteur-sectionneur modulaire 2P 25A | [17 empty] | https://eref.se.com/be/nl/sis-tarif/product/R9S64225 | https://eref.se.com/be/fr/sis-tarif/product/R9S64225
Schneider Electric | Schneider Electric | 01022021 |  | Schneider Electric |  | SER | R9S64240 |  |  | 22.29 |  | 1 |  | 6 | R9 SCHEIDER-SCHAKELAAR 2P 40A | RESI9 INTERRUPTEUR 2P 40A |  | RESI9 SWITCH DISCONNECTOR 2P 40A | [8 empty] | 09.07 | 1 | [8 empty] | 1 | 3606480517891 | 0 |  | 156 | 9 | 4 | 8 | 0.288 | 13606480517898 | 6 | 960 | 23 | 9.4 | 8 |  | 43606480517899 | 72 | 12007 | 40 | 30 | 30 | [10 empty] | 6 | N | [12 empty] | R93 | NN | 8536508090 | [14 empty] | Resi9 Modulaire scheider-schakelaar 2P 40A | Resi9 Interrupteur-sectionneur modulaire 2P 40A | [17 empty] | https://eref.se.com/be/nl/sis-tarif/product/R9S64240 | https://eref.se.com/be/fr/sis-tarif/product/R9S64240
Schneider Electric | Schneider Electric | 01022021 |  | Schneider Electric |  | SER | R9S64263 |  |  | 38.97 |  | 1 |  | 6 | R9 SCHEIDER-SCHAKELAAR 2P 63A | RESI9 INTERRUPTEUR 2P 63A |  | RESI9 SWITCH DISCONNECTOR 2P 63A | [8 empty] | 09.07 | 1 | [8 empty] | 1 | 3606480517938 | 0 |  | 164 | 9 | 4 | 8 | 0.288 | 13606480517935 | 6 | 1050 | 23 | 9.4 | 8 |  | 43606480517936 | 72 | 13087 | 40 | 30 | 30 | [10 empty] | 6 | N | [12 empty] | R93 | NN | 8536508090 | [14 empty] | Resi9 Modulaire scheider-schakelaar 2P 63A | Resi9 Interrupteur-sectionneur modulaire 2P 63A | [17 empty] | https://eref.se.com/be/nl/sis-tarif/product/R9S64263 | https://eref.se.com/be/fr/sis-tarif/product/R9S64263
Schneider Electric | Schneider Electric | 01022021 |  | Schneider Electric |  | SER | R9S64425 |  |  | 30.37 |  | 1 |  | 3 | R9 SCHEIDER-SCHAKELAAR 4P 25A | RESI9 INTERRUPTEUR 4P 25A |  | RESI9 SWITCH DISCONNECTOR 4P 25A | [8 empty] | 09.07 | 1 | [8 empty] | 1 | 3606480517877 | 0 |  | 312 | 9 | 7 | 8 | 0.504 | 13606480517874 | 3 | 999 | 23 | 9.4 | 8 |  | 43606480517875 | 36 | 12475 | 40 | 30 | 30 | [10 empty] | 11 | N | [12 empty] | R93 | NN | 8536508090 | [14 empty] | Resi9 Modulaire scheider-schakelaar 4P 25A | Resi9 Interrupteur-sectionneur modulaire 4P 25A | [17 empty] | https://eref.se.com/be/nl/sis-tarif/product/R9S64425 | https://eref.se.com/be/fr/sis-tarif/product/R9S64425
Schneider Electric | Schneider Electric | 01022021 |  | Schneider Electric |  | SER | R9S64440 |  |  | 40.62 |  | 1 |  | 3 | R9 SCHEIDER-SCHAKELAAR 4P 40A | RESI9 INTERRUPTEUR 4P 40A |  | RESI9 SWITCH DISCONNECTOR 4P 40A | [8 empty] | 09.07 | 1 | [8 empty] | 1 | 3606480517914 | 0 |  | 302 | 9 | 7 | 8 | 0.504 | 13606480517911 | 3 | 959 | 22 | 9.4 | 8.5 |  | 43606480517912 | 36 | 12021 | 40 | 30 | 30 | [10 empty] | 6 | N | [12 empty] | R93 | NN | 8536508090 | [14 empty] | Resi9 Modulaire scheider-schakelaar 4P 40A | Resi9 Interrupteur-sectionneur modulaire 4P 40A | [17 empty] | https://eref.se.com/be/nl/sis-tarif/product/R9S64440 | https://eref.se.com/be/fr/sis-tarif/product/R9S64440
Schneider Electric | Schneider Electric | 01022021 |  | Schneider Electric |  | SER | R9S64463 |  |  | 74.47 |  | 1 |  | 3 | R9 SCHEIDER-SCHAKELAAR 4P 63A | RESI9 INTERRUPTEUR 4P 63A |  | RESI9 SWITCH DISCONNECTOR 4P 63A | [8 empty] | 09.07 | 1 | [8 empty] | 1 | 3606480517952 | 0 |  | 329 | 9 | 7 | 8 | 0.504 | 13606480517959 | 3 | 1012 | 23 | 9.4 | 8 |  | 43606480517950 | 36 | 12631 | 40 | 30 | 30 | [10 empty] | 2 | Y | [12 empty] | R93 | NN | 8536508090 | [14 empty] | Resi9 Modulaire scheider-schakelaar 4P 63A | Resi9 Interrupteur-sectionneur modulaire 4P 63A | [17 empty] | https://eref.se.com/be/nl/sis-tarif/product/R9S64463 | https://eref.se.com/be/fr/sis-tarif/product/R9S64463
Schneider Electric | Schneider Electric | 01022021 |  | Schneider Electric |  | SER | RGE1232907 |  |  | 68.4 |  | 1 |  | 16 | BOL MET AFDICHTING VOOR ACERO CAMERAS | Dome with gasket acero camera |  | dome with gasket acero camera | [18 empty] | 1 | 4026529040545 | 0 |  | 78 | 14 | 11 | 7 | 1.078 | 34026529040546 | 16 | 1650 | 30 | 40 | 18.5 | [17 empty] | 8 | N | [12 empty] | DES | IG | 7326909890 | [14 empty] | Vervangkoepel voor camera 1816220 | Dôme de remplacement pour caméra 1816220 | [17 empty] | https://eref.se.com/be/nl/sis-tarif/product/RGE1232907 | https://eref.se.com/be/fr/sis-tarif/product/RGE1232907
Schneider Electric | Schneider Electric | 01022021 |  | Schneider Electric |  | SER | RGE1234921 |  |  | 15.6 |  | 1 |  | 5 | ONTGRENDELINGSTOOL PORTIER+ENTRAV(1ST=5) | DEVERROUILLAGE PORTIER+ENTRAVOX (5 PCS) |  | Release card (5 pcs) | [18 empty] | 1 | 4026529038665 | 0 |  | 28 | 10 | 7 | 2 | 0.14 |  | 5 | 41 | 2.3 | 26 | 11 | [17 empty] | 8 | N | [12 empty] | DES | IG | 3926909790 | [33 empty] | https://eref.se.com/be/nl/sis-tarif/product/RGE1234921 | https://eref.se.com/be/fr/sis-tarif/product/RGE1234921
Schneider Electric | Schneider Electric | 01022021 |  | Schneider Electric |  | SER | RGE1274439 |  |  | 63.3 |  | 1 |  | 100 | BELDRUKKER/TEKSTPLAAT ACERO NW | BOUTON+PORTE ETIQUETTE POSTE EXT. ACERO |  | Button (stainless steel) with nameplate | [18 empty] | 1 | 4026529039105 | 0 |  | 40 | 3 | 12 | 3 | 0.108 | 34026529039106 | 100 | 4410 | 30 | 40 | 18.5 | [17 empty] | 8 | N | [12 empty] | DES | IG | 3926909790 | [33 empty] | https://eref.se.com/be/nl/sis-tarif/product/RGE1274439 | https://eref.se.com/be/fr/sis-tarif/product/RGE1274439
Schneider Electric | Schneider Electric | 01022021 |  | Schneider Electric |  | SER | RGE1274441 |  |  | 20.3 |  | 1 |  | 3 | NAAMPLAAT+HOUDER ACERO NW (1 ST=3) | PORTE ETIQUETTE POSTE EXT. ACERO ( 3PCS) |  | Acero Nameplate pocket (3pcs.) | [18 empty] | 1 | 4026529038689 | 0 |  | 23 | 6 | 7 | 1 | 0.042 | 14026529038686 | 3 | 71 | 0.05 | 2.5 | 1.13 | [17 empty] | 8 | N | [12 empty] | DES | IG | 3926909790 | [33 empty] | https://eref.se.com/be/nl/sis-tarif/product/RGE1274441 | https://eref.se.com/be/fr/sis-tarif/product/RGE1274441
Schneider Electric | Schneider Electric | 01022021 |  | Schneider Electric |  | SER | RGE1458502 |  |  | 171.5 |  | 1 |  | 26 | TWINBUS ETAGESTURING | COMMANDE ETAGE TWINBUS |  | TwinBus floor control unit | [18 empty] | 1 | 4026529040583 | 0 |  | 230 | 7 | 13 | 12 | 1.092 | 34026529040584 | 26 | 6380 | 30 | 40 | 32.5 | [17 empty] | 8 | N | [12 empty] | DES | IG | 8517699000 | [33 empty] | https://eref.se.com/be/nl/sis-tarif/product/RGE1458502 | https://eref.se.com/be/fr/sis-tarif/product/RGE1458502
Schneider Electric | Schneider Electric | 01022021 |  | Schneider Electric |  | SER | RGE1786770 |  |  | 333 |  | 1 |  | 14 | TWINBUS VIDEOHUISTELEFOON KLEUR WIT | POSTE INT. VIDEO TWINBUS STANDARD BLANC |  | Indoor video station Colour white | [18 empty] | 1 | 4026529039624 | 0 |  | 725 | 24 | 15 | 6 | 2.16 | 34026529039625 | 14 | 10600 | 40 | 30 | 32.5 | [17 empty] | 6 | N | [12 empty] | DES | IG | 8528698090 | [33 empty] | https://eref.se.com/be/nl/sis-tarif/product/RGE1786770 | https://eref.se.com/be/fr/sis-tarif/product/RGE1786770
Schneider Electric | Schneider Electric | 01022021 |  | Schneider Electric |  | SER | SER2011 |  |  | 499 |  | 1 |  | 1 | Pakket Astroklok met werflamp | Colis horloge astronomique avec lampe de |  | Promotion Astro programmable twilight sw | [18 empty] | 1 |  | 0 |  | 10000 | 15 | 42 | 43.5 | 27405 | [23 empty] | 5 | N | [12 empty] | MH4 | NI | 85389099
Schneider Electric | Schneider Electric | 01022021 |  | Schneider Electric |  | SER | U0.582 |  |  | 0.77 |  | 1 |  | 10 | Adaptor voor 45x45 modules | Adaptateur pour modules 45x45 |  | ADAPTOR FOR ALTIRA INSERTS | [18 empty] | 1 | 8420375087642 | 0 |  | 2 | 7 | 5 | 5 | 0.175 | 28420375087646 | 10 | 59 | 0.7 | 0.89 | 0.76 |  | 48420375087640 | 400 | 2847 | 30 | 40 | 30 | [10 empty] | 10 | N | [12 empty] | SU1 | P4 | 3926909790 | [33 empty] | https://eref.se.com/be/nl/sis-tarif/product/U0.582 | https://eref.se.com/be/fr/sis-tarif/product/U0.582
Schneider Electric | Schneider Electric | 01022021 |  | Schneider Electric |  | SER | VDIB299001 |  |  | 38.1 |  | 1 |  | 1 | LSA MONTAGE GEREEDSCHAP | OUTIL PUNCH DOWN CONTACTS LSA |  | PUNCH DOWN TOOL LSA SUIT TELECOM PANEL | [18 empty] | 1 | 3606485133959 | 0 |  | 59 | 18 | 3 | 2 | 0.108 | [8 empty] | 60 | 3970000000000 | 40 | 30 | 15 | [10 empty] | 6 | N | [12 empty] | G10 | OE | 8203200000 | [14 empty] | aansluitgereedschap LSA contacten, voor bedrading van telefoniepaneel | outil de raccordement contacts LSA, pour câblage panneau télécom | [17 empty] | https://eref.se.com/be/nl/sis-tarif/product/VDIB299001 | https://eref.se.com/be/fr/sis-tarif/product/VDIB299001
Schneider Electric | Schneider Electric | 01022021 |  | Schneider Electric |  | SER | VDICD116118 |  |  | 204.07 |  | 1 |  | 1 | KABEL U/UTP 4P 305M CAT6 250MHZ LSZH | CAB LAN UUTP 4P CAT6 250MHZ LSZH 305M |  | CAB LAN UUTP 4P CAT6 250MHZ LSZH 305M | [18 empty] | 1 | 3606481320018 | 0 |  | 12916 | 45 | 43 | 27 | 52.245 | [14 empty] | 73606481320017 | 12 | 171000 | 120 | 80 | 102 |  |  |  | 6 | N | [12 empty] | MV3 | N3 | 8544492000 | [33 empty] | https://eref.se.com/be/nl/sis-tarif/product/VDICD116118 | https://eref.se.com/be/fr/sis-tarif/product/VDICD116118
Schneider Electric | Schneider Electric | 01022021 |  | Schneider Electric |  | SER | VDICD136218 |  |  | 515.94 |  | 1 |  | 1 | KABEL F/UTP 4P 500M CAT6 250MHZ LSZH | CAB LAN FUTP 4P CAT6 250MHZ LSZH 500M |  | CAB LAN FUTP 4P CAT6 250MHZ LSZH 500M | [18 empty] | 1 | 3606481320094 | 0 |  | 28000 | 46 | 46 | 27 | 57.132 | [14 empty] | 73606481320093 | 9 | 264000 | 120 | 80 | 93 |  |  |  | 6 | N | [12 empty] | MV3 | N3 | 8544492000 | [33 empty] | https://eref.se.com/be/nl/sis-tarif/product/VDICD136218 | https://eref.se.com/be/fr/sis-tarif/product/VDICD136218
Schneider Electric | Schneider Electric | 01022021 |  | Schneider Electric |  | SER | VDIR515001 |  |  | 47.13 |  | 1 |  | 1 | POWER SUPPLY 12V FOR PERFORM. CORE UNIT | ALIM 12V POUR UNITE CENTRALE ALVIDIS |  | POWER SUPPLY FOR PERFORATEDMANCE CORE UN | [18 empty] | 1 | 3606480185885 | 0 |  | 211 | 10 | 9 | 6 | 0.54 | [7 empty] | 43606480185883 | 20 | 5000 | 40 | 30 | 15 | [10 empty] | 18 | N | [12 empty] | G10 | OE | 8504408290 | [14 empty] | Voeding 12V voor LexCom Home Performance Core Unit | [18 empty] | https://eref.se.com/be/nl/sis-tarif/product/VDIR515001 | https://eref.se.com/be/fr/sis-tarif/product/VDIR515001
Schneider Electric | Schneider Electric | 01022021 |  | Schneider Electric |  | SER | VDIR523001 |  |  | 51.25 |  | 1 |  | 1 | ETHERNET SWITCH 10-100 BASE-T 8 POORTEN | SWITCH ETHERNET 8 PORTS 100 MBITS |  | SWITCH ETHERNET 8 PORTS | [18 empty] | 1 | 3606480185892 | 0 |  | 668 | 6 | 11 | 38 | 2.508 | [7 empty] | 43606480185890 | 10 | 7393 | 40 | 30 | 30 | [10 empty] | 20 | N | [12 empty] | G10 | OE | 8536909500 | [33 empty] | https://eref.se.com/be/nl/sis-tarif/product/VDIR523001 | https://eref.se.com/be/fr/sis-tarif/product/VDIR523001
Schneider Electric | Schneider Electric | 01022021 |  | Schneider Electric |  | SER | VDIR526001 |  |  | 28.77 |  | 1 |  | 1 | ADSL MASTER FILTER | FILTRE MAITRE ADSL |  | DELTA8 ADSL MASTER FILTER | [18 empty] | 1 | 3606480185908 | 0 |  | 108 | 13 | 9 | 6 | 0.702 | [7 empty] | 43606480185906 | 64 | 7678 | 60 | 40 | 30 | [10 empty] | 6 | N | [12 empty] | G10 | OE | 8548909099 | [33 empty] | https://eref.se.com/be/nl/sis-tarif/product/VDIR526001 | https://eref.se.com/be/fr/sis-tarif/product/VDIR526001
Schneider Electric | Schneider Electric | 01022021 |  | Schneider Electric |  | SER | VDIR534810 |  |  | 178.8 |  | 1 |  | 1 | PERFORMANCE WB KABEL S-FTP BOX 120M | CABLE WB S-FTP PERFORM. CARTON 120M |  | DELTA 8 CABLE S FTP WHITE BOX | [18 empty] | 1 | 3606480150975 | 0 |  | 6721 | 23 | 36 | 36 | 29.808 | [14 empty] | 73606480150974 | 20 | 150020 | 120 | 80 | 145 |  |  |  | 18 | N | [12 empty] | G10 | OE | 8544499590 | [33 empty] | https://eref.se.com/be/nl/sis-tarif/product/VDIR534810 | https://eref.se.com/be/fr/sis-tarif/product/VDIR534810
Schneider Electric | Schneider Electric | 01022021 |  | Schneider Electric |  | SER | VDIR534830 |  |  | 444.85 |  | 1 |  | 1 | PERFORMANCE WB KABEL S-FTP HASPEL 300M | CABLE WB S-FTP PERFORMANCE BOBINE 300M |  | DELTA 8 CABLE S FTP WHITE DRUM | [18 empty] | 1 | 3606480185953 | 0 |  | 17791 | 40 | 40 | 22 | 35.2 | [14 empty] | 73606480185952 | 24 | 439000 | 120 | 80 | 80 |  |  |  | 75 | N | [12 empty] | G10 | OE | 8544499590 | [14 empty] | LexCom Home - Performance - kabel Cat.6 S/FTP - 305 m | [18 empty] | https://eref.se.com/be/nl/sis-tarif/product/VDIR534830 | https://eref.se.com/be/fr/sis-tarif/product/VDIR534830
Schneider Electric | Schneider Electric | 01022021 |  | Schneider Electric |  | SER | VDIR541101 |  |  | 5.39 |  | 1 |  | 1 | TELEFOONSNOER RJ11-RJ45 1P GRIJS 0.3M | CORDON TEL RJ11-RJ11 GRIS 0.30M |  | TEL CORD RJ11 RJ11 SILVER 0.3M | [18 empty] | 1 | 3606480185960 | 0 |  | 8 | 14 | 8 | 0 | 0 | [7 empty] | 43606480185968 | 50 | 859 | 40 | 30 | 15 | [10 empty] | 6 | N | [12 empty] | G10 | OE | 8544429090 | [33 empty] | https://eref.se.com/be/nl/sis-tarif/product/VDIR541101 | https://eref.se.com/be/fr/sis-tarif/product/VDIR541101
Schneider Electric | Schneider Electric | 01022021 |  | Schneider Electric |  | SER | VDIR542110 |  |  | 5.99 |  | 1 |  | 1 | TELEFOONSNOER RJ11-RJ45 1P ZWART 2M | CORDON TEL RJ11-RJ45 1P NOIR 2M |  | TEL CORD RJ11 RJ45 Pair 4/5 BLACK 2M | [18 empty] | 1 | 3606480185977 | 0 |  | 37 | 17 | 14 | 1 | 0.238 | [7 empty] | 43606480185975 | 50 | 2190 | 40 | 30 | 15 | [10 empty] | 6 | N | [12 empty] | G10 | OE | 8544429090 | [33 empty] | https://eref.se.com/be/nl/sis-tarif/product/VDIR542110 | https://eref.se.com/be/fr/sis-tarif/product/VDIR542110
Schneider Electric | Schneider Electric | 01022021 |  | Schneider Electric |  | SER | VDIR547201 |  |  | 12.54 |  | 1 |  | 1 | DATASNOER RJ45 STP 2 ADERPAREN 0.15M | CORDON INFORMATIQUE RJ45 STP 2P 0.15M |  | Ethernet CORD FTP 2P Cat5 0.15M | [18 empty] | 1 | 3606480185991 | 0 |  | 14 | 17 | 10 | 1 | 0.17 | [7 empty] | 43606480185999 | 100 | 1855 | 40 | 30 | 15 | [10 empty] | 6 | N | [12 empty] | G10 | OE | 8544429090 | [15 empty] | Cordon Informatique RJ45 STP 2P pour Core Unit de 0.15m | [17 empty] | https://eref.se.com/be/nl/sis-tarif/product/VDIR547201 | https://eref.se.com/be/fr/sis-tarif/product/VDIR547201
Schneider Electric | Schneider Electric | 01022021 |  | Schneider Electric |  | SER | VDIR547402 |  |  | 12.96 |  | 1 |  | 1 | DATASNOER RJ45 STP 2 ADERPAREN 0.5M | CORDON INFORMATIQUE RJ45 STP 2P 0.5M |  | PATCHCORD DATA STP RJ45 2P 0.50m | [18 empty] | 1 | 3606480186004 | 0 |  | 34 | 17 | 20 | 1 | 0.34 | [7 empty] | 43606480186002 | 35 | 2000 | 40 | 30 | 30 | [10 empty] | 23 | N | [12 empty] | G10 | OE | 8544429090 | [15 empty] | Cordon Informatique RJ45 STP 2P pour Core Unit de 0.5m | [17 empty] | https://eref.se.com/be/nl/sis-tarif/product/VDIR547402 | https://eref.se.com/be/fr/sis-tarif/product/VDIR547402
Schneider Electric | Schneider Electric | 01022021 |  | Schneider Electric |  | SER | VDIR547403 |  |  | 13.35 |  | 1 |  | 1 | DATASNOER RJ45 STP 2 ADERPAREN 1M | CORDON INFORMATIQUE RJ45 STP 2P 1M |  | PATCHCORD DATA STP RJ45 2P 1M | [18 empty] | 1 | 3606480186011 | 0 |  | 51 | 30 | 20 | 1 | 0.6 | [7 empty] | 43606480186019 | 35 | 2000 | 40 | 30 | 30 | [10 empty] | 23 | N | [12 empty] | G10 | OE | 8544429090 | [15 empty] | Cordon Informatique RJ45 STP 2P pour Core Unit de 1m | [17 empty] | https://eref.se.com/be/nl/sis-tarif/product/VDIR547403 | https://eref.se.com/be/fr/sis-tarif/product/VDIR547403
Schneider Electric | Schneider Electric | 01022021 |  | Schneider Electric |  | SER | VDIR547404 |  |  | 13.61 |  | 1 |  | 1 | DATASNOER RJ45 STP 2 ADERPAREN 2M | CORDON INFORMATIQUE RJ45 STP 2P 2M |  | PATCHCORD DATA STP RJ45 2P 2M | [18 empty] | 1 | 3606480186028 | 0 |  | 86 | 20 | 20 | 2 | 0.8 | [7 empty] | 43606480186026 | 35 | 3010 | 40 | 30 | 30 | [10 empty] | 23 | N | [12 empty] | G10 | OE | 8544429090 | [15 empty] | Cordon Informatique RJ45 STP 2P pour Core Unit de 2m | [17 empty] | https://eref.se.com/be/nl/sis-tarif/product/VDIR547404 | https://eref.se.com/be/fr/sis-tarif/product/VDIR547404
Schneider Electric | Schneider Electric | 01022021 |  | Schneider Electric |  | SER | VDIR547405 |  |  | 15.97 |  | 1 |  | 1 | DATASNOER RJ45 STP 2 ADERPAREN 3M | CORDON INFORMATIQUE RJ45 STP 2P 3M |  | PATCHCORD DATA STP RJ45 2P 3M | [18 empty] | 1 | 3606480186035 | 0 |  | 185 | 20 | 20 | 2 | 0.8 | [7 empty] | 43606480186033 | 11 | 2035 | 40 | 30 | 30 | [10 empty] | 23 | N | [12 empty] | G10 | OE | 8544429090 | [15 empty] | Cordon Informatique RJ45 STP 2P pour Core Unit de 3m | [17 empty] | https://eref.se.com/be/nl/sis-tarif/product/VDIR547405 | https://eref.se.com/be/fr/sis-tarif/product/VDIR547405
Schneider Electric | Schneider Electric | 01022021 |  | Schneider Electric |  | SER | VDIR547406 |  |  | 19.17 |  | 1 |  | 1 | DATASNOER RJ45 STP 2 ADERPAREN 5M | CORDON INFORMATIQUE RJ45 STP 2P 5M |  | PATCHCORD DATA STP RJ45 2P 5M | [18 empty] | 1 | 3606480186042 | 0 |  | 193 | 22 | 22 | 2 | 0.968 | [7 empty] | 43606480186040 | 15 | 3000 | 40 | 30 | 30 | [10 empty] | 23 | N | [12 empty] | G10 | OE | 8544429090 | [15 empty] | Cordon Informatique RJ45 STP 2P pour Core Unit de 5m | [17 empty] | https://eref.se.com/be/nl/sis-tarif/product/VDIR547406 | https://eref.se.com/be/fr/sis-tarif/product/VDIR547406
Schneider Electric | Schneider Electric | 01022021 |  | Schneider Electric |  | SER | VDIR547410 |  |  | 15.97 |  | 1 |  | 1 | AANSLUITSNOER TRIPLE-PLAY S-FTP ZWART 2M | CORDON TRIPLEUR S-FTP RJ45 NOIR 2M |  | TRI PLAYCORD SFTP RJ45 RJ45 2P BLACK 2M | [18 empty] | 1 | 3606480186059 | 0 |  | 82 | 20 | 15 | 2 | 0.6 | [7 empty] | 43606480186057 | 50 | 4587 | 40 | 30 | 30 | [10 empty] | 6 | N | [12 empty] | G10 | OE | 8544429090 | [15 empty] | CORDON LECTURE TRI SFTP RJ45 RJ45 2P NOIR 2 M | [17 empty] | https://eref.se.com/be/nl/sis-tarif/product/VDIR547410 | https://eref.se.com/be/fr/sis-tarif/product/VDIR547410
Schneider Electric | Schneider Electric | 01022021 |  | Schneider Electric |  | SER | VDIR580020 |  |  | 76.87 |  | 1 |  | 1 | PERFORMANCE GEREEDSCHAPSKIT | TROUSSE A OUTILS LH PERFORMANCE |  | ALVIDIS TOOL KIT | [18 empty] | 1 | 3606480186110 | 0 |  | 283 | 19 | 11 | 8 | 1.672 | [7 empty] | 43606480186118 | 20 | 8000 | 40 | 30 | 30 | [10 empty] | 26 | N | [12 empty] | G10 | OE | 8205909000 | [33 empty] | https://eref.se.com/be/nl/sis-tarif/product/VDIR580020 | https://eref.se.com/be/fr/sis-tarif/product/VDIR580020
Schneider Electric | Schneider Electric | 01022021 |  | Schneider Electric |  | SER | VDIR580021 |  |  | 24.43 |  | 1 |  | 1 | KABELSTRIPPER | DENUDEUR DE CABLES |  | CABLE SPLITTER | [18 empty] | 1 | 3606480186127 | 0 |  | 60 | 5 | 3 | 9 | 0.135 | [7 empty] | 43606480186125 | 20 | 1200 | 40 | 30 | 15 | [10 empty] | 6 | N | [12 empty] | G10 | OE | 8205598000 | [14 empty] | LexCom Home - Premium - kabelstripper VDI 4 parenkabel | [18 empty] | https://eref.se.com/be/nl/sis-tarif/product/VDIR580021 | https://eref.se.com/be/fr/sis-tarif/product/VDIR580021
Schneider Electric | Schneider Electric | 01022021 |  | Schneider Electric |  | SER | VDIR590VCD1 |  |  | 113.86 |  | 1 |  | 1 | KIT VOOR DIGITAL TV | KIT VOO TV NUMERIQUE |  | KIT FOR DIGITAL TV | [18 empty] | 1 |  | 0 |  | 580 | 39.9 | 14.9 | 14.9 | 8858.199 | [23 empty] | 7 | N | [12 empty] | G10 | OE | 8538100000
Schneider Electric | Schneider Electric | 01022021 |  | Schneider Electric |  | SER | VDIR612001 |  |  | 21.13 |  | 1 |  | 1 | P106 PATCHPANEEL DIN RAIL 5 PRT WIT | PANNEAU RAIL DIN P106 5 PORTS BLANC |  | P106 PATCHPANEL 5 PORTS WHITE | [18 empty] | 1 | 3606480186240 | 0 |  | 172 | 12 | 8 | 6 | 0.576 | [7 empty] | 43606480186248 | 20 | 3440 | 40 | 30 | 30 | [10 empty] | 18 | N | [12 empty] | G10 | OE | 7326909890 | [15 empty] | Panneau de Brassage Rail DIN P106 5 Ports Blanc | [17 empty] | https://eref.se.com/be/nl/sis-tarif/product/VDIR612001 | https://eref.se.com/be/fr/sis-tarif/product/VDIR612001
Schneider Electric | Schneider Electric | 01022021 |  | Schneider Electric |  | SER | VDIR612003 |  |  | 27.68 |  | 1 |  | 1 | P113 PATCHPANEEL DIN RAIL 12 PRT WIT | PANNEAU RAIL DIN P113 12 PORTS BLANC |  | P113 PATCHPANEL 12 PORTS WHITE | [18 empty] | 1 | 3606480186264 | 0 |  | 234 | 24 | 5 | 9 | 1.08 | [7 empty] | 43606480186262 | 20 | 5000 | 40 | 30 | 30 | [10 empty] | 18 | N | [12 empty] | G10 | OE | 7326909890 | [15 empty] | Panneau de Brassage Rail DIN P113 12 Ports Blanc | [17 empty] | https://eref.se.com/be/nl/sis-tarif/product/VDIR612003 | https://eref.se.com/be/fr/sis-tarif/product/VDIR612003
Schneider Electric | Schneider Electric | 01022021 |  | Schneider Electric |  | SER | VDIR612004 |  |  | 25.38 |  | 1 |  | 1 | P214 PATCHPANEEL HOGE DENS 24 PRT WIT | PANNEAU HAUTE DENS. P214 24 PORTS BLANC |  | P214 PATCHPANEL HD 24 PORTS WHITE | [18 empty] | 1 | 3606480186271 | 0 |  | 192 | 35 | 6 | 4 | 0.84 | [7 empty] | 43606480186279 | 10 | 2560 | 40 | 30 | 30 | [10 empty] | 26 | N | [12 empty] | G10 | OE | 7326909890 | [15 empty] | Panneau de Brassage Haute Densité P214 24 Ports Blanc | [17 empty] | https://eref.se.com/be/nl/sis-tarif/product/VDIR612004 | https://eref.se.com/be/fr/sis-tarif/product/VDIR612004
Schneider Electric | Schneider Electric | 01022021 |  | Schneider Electric |  | SER | VDIR612005 |  |  | 33.24 |  | 1 |  | 1 | P222 PATCHPANEEL HOGE DENS 40 PRT WIT | PANNEAU HAUTE DENS. P222 40 PORTS BLANC |  | P222 PATCHPANEL HD 40 PORTS WHITE | [18 empty] | 1 | 3606480186288 | 0 |  | 313 | 54 | 5 | 1 | 0.27 | [7 empty] | 43606480186286 | 10 | 4000 | 60 | 40 | 30 | [10 empty] | 26 | N | [12 empty] | G10 | OE | 7326909890 | [15 empty] | Panneau de Brassage Haute Densité P222 40 Ports Blanc | [17 empty] | https://eref.se.com/be/nl/sis-tarif/product/VDIR612005 | https://eref.se.com/be/fr/sis-tarif/product/VDIR612005
Schneider Electric | Schneider Electric | 01022021 |  | Schneider Electric |  | SER | VDIR613009 |  |  | 4.32 |  | 1 |  | 10 | CONNECTORS 2 POLIG | CONNECTEUR 2 POLES AVEC BORNES A VIS |  | CONNECTOR 2 POLES SCREW TERMINAL | [18 empty] | 10 | 3606480186394 | 0 |  | 5 | 1 | 1 | 2 | 0.002 | 13606480186391 | 10 | 70 | 11.5 | 8.1 | 5.6 |  | 43606480186392 | 100 | 805 | 40 | 30 | 15 | [10 empty] | 26 | N | [12 empty] | G10 | OE | 8536901000 | [33 empty] | https://eref.se.com/be/nl/sis-tarif/product/VDIR613009 | https://eref.se.com/be/fr/sis-tarif/product/VDIR613009
Schneider Electric | Schneider Electric | 01022021 |  | Schneider Electric |  | SER | VDIR627130 |  |  | 404.99 |  | 1 |  | 21 | R-TV MODULE A111-30 - 6&1 PORTS DIN | MODULE R-TV A111-30 - 6&1 PORTS DIN |  | R/TV MODULE A111/30 6 PLUS 1 PORT DIN | [18 empty] | 21 | 3606480186554 | 0 |  | 445 | 12 | 10 | 6 | 0.72 | 43606480186552 | 21 | 9750 | 40 | 30 | 18.5 | [17 empty] | 2 | Y | [12 empty] | G10 | OE | 8544421000 | [33 empty] | https://eref.se.com/be/nl/sis-tarif/product/VDIR627130 | https://eref.se.com/be/fr/sis-tarif/product/VDIR627130
Schneider Electric | Schneider Electric | 01022021 |  | Schneider Electric |  | SER | VDIR627165 |  |  | 397.05 |  | 1 |  | 21 | ANTENNEVERSTERKER R-TV A111-65 6 UITG | MODULE R-TV A111-65 - 6&1 PORTS DIN |  | R/TV MODULE A111/65 6 PLUS 1 PORT DIN | [18 empty] | 1 | 3606480186561 | 0 |  | 445 | 12 | 10 | 6 | 0.72 | 43606480186569 | 21 | 9750 | 40 | 30 | 18.5 | [17 empty] | 2 | Y | [12 empty] | G10 | OE | 8544421000 | [33 empty] | https://eref.se.com/be/nl/sis-tarif/product/VDIR627165 | https://eref.se.com/be/fr/sis-tarif/product/VDIR627165
Schneider Electric | Schneider Electric | 01022021 |  | Schneider Electric |  | SER | VDIR63485F |  |  | 217.73 |  | 1 |  | 1 | 2 X WB KABEL IN FLEX BUIS 25MM ROL 50M | 2 X CABLE WB EN TUBE SOUPLE 25MM - 50M |  | 2 X WB CABLE IN FLEX TUBE 25MM - 50M | [18 empty] | 1 |  | 0 |  | 12000 | 50 | 50 | 30 | 75000 | [23 empty] | 15 | N | [12 empty] | G10 | OE | 8544492000 | [14 empty] | LexCom Home Performance - preflex breedbandkabel | LexCom Home Performance - câble haut débit pré-flex | [17 empty] | https://eref.se.com/be/nl/sis-tarif/product/VDIR63485F | https://eref.se.com/be/fr/sis-tarif/product/VDIR63485F
Schneider Electric | Schneider Electric | 01022021 |  | Schneider Electric |  | SER | VDIR642103 |  |  | 7.57 |  | 1 |  | 1 | TELEFOONSNOER RJ11-RJ45 1PR 5M ZILVER | CORDON TEL RJ11-RJ45 1P ARGENT 5M |  | TELE CORD RJ11-RJ45 LINE 1 SILVER 5M | [18 empty] | 1 | 3606480186691 | 0 |  | 84 | 15 | 4 | 3 | 180 | [23 empty] | 20 | N | [12 empty] | G10 | OE | 8544429090 | [33 empty] | https://eref.se.com/be/nl/sis-tarif/product/VDIR642103 | https://eref.se.com/be/fr/sis-tarif/product/VDIR642103
Schneider Electric | Schneider Electric | 01022021 |  | Schneider Electric |  | SER | VDIR643000 |  |  | 27.11 |  | 1 |  | 1 | TV-R AANSLUITSNOER 75-100 OHM ZWART 2M | CORDON COAX TV-R 75-100 OHMS NOIR 2M |  | DELTA 8 TV R COAXIAL CORD 2M | [18 empty] | 1 | 3606480186769 | 0 |  | 205 | 16 | 20 | 4 | 1.28 | [7 empty] | 43606480186767 | 16 | 4000 | 40 | 30 | 30 | [10 empty] | 6 | N | [12 empty] | G10 | OE | 8544429090 | [33 empty] | https://eref.se.com/be/nl/sis-tarif/product/VDIR643000 | https://eref.se.com/be/fr/sis-tarif/product/VDIR643000
Schneider Electric | Schneider Electric | 01022021 |  | Schneider Electric |  | SER | VDIR643001 |  |  | 38.12 |  | 1 |  | 1 | TVFM AANSLUITSNOER MET IR LINK WIT 3M | CORDON TV-R XU110 IR G BALUN BLANC 3M |  | TV R CORD 3M XU110 IR LINK BALUN WH | [18 empty] | 1 | 3606480186776 | 0 |  | 334 | 20 | 16 | 5 | 1.6 | [7 empty] | 43606480186774 | 16 | 5344 | 40 | 30 | 30 | [10 empty] | 23 | N | [12 empty] | G10 | OE | 8544429090 | [15 empty] | Cordon TV Coax-RJ45 avec cordon IR Balun Blanc 3m | [17 empty] | https://eref.se.com/be/nl/sis-tarif/product/VDIR643001 | https://eref.se.com/be/fr/sis-tarif/product/VDIR643001
Schneider Electric | Schneider Electric | 01022021 |  | Schneider Electric |  | SER | VDIR643003 |  |  | 30.21 |  | 1 |  | 1 | CORDON TV FM RJ45 NOIR 3M | TV R CORD 3M XU100 75 100 OHM BALUN B |  | TV R CORD 3M XU100 75 100 OHM BALUN B | [18 empty] | 1 | 3606480186790 | 0 |  | 325 | 20 | 16 | 5 | 1.6 | [7 empty] | 43606480186798 | 16 | 5200 | 40 | 30 | 30 | [10 empty] | 2 | Y | [12 empty] | G10 | OE | 8544429090 | [33 empty] | https://eref.se.com/be/nl/sis-tarif/product/VDIR643003 | https://eref.se.com/be/fr/sis-tarif/product/VDIR643003
Schneider Electric | Schneider Electric | 01022021 |  | Schneider Electric |  | SER | VDIR647401 |  |  | 29.6 |  | 1 |  | 2 | PATCH CORDS S.STP 3 LENGTHS F. R.TV | PATCH CORDS S.STP 3 LENGTHS F. R.TV |  | PATCH CORDS SSTP 3 LENGTHS F R TV | [18 empty] | 2 | 3606480186912 | 0 |  | 58 | 15 | 14 | 2 | 0.42 | [23 empty] | 20 | N | [12 empty] | G10 | OE | 8544429090 | [33 empty] | https://eref.se.com/be/nl/sis-tarif/product/VDIR647401 | https://eref.se.com/be/fr/sis-tarif/product/VDIR647401
Schneider Electric | Schneider Electric | 01022021 |  | Schneider Electric |  | SER | WE4000 |  |  | 515.1 |  | 1 |  | 1 | Kit Wiser monofasig met 4 Powertags | Kit Wiser monofasig avec 4 Powertags |  | Kit Wiser monofasig with 4 Powertags | [18 empty] | 1 | 3606489737191 | 0 |  | 1 | 0.1 | 0.1 | 0.1 | 0.001 | [23 empty] | 5 | N | [12 empty] | R93 | NN | 8517620000 | [33 empty] | https://eref.se.com/be/nl/sis-tarif/product/WE4000 | https://eref.se.com/be/fr/sis-tarif/product/WE4000
Schneider Electric | Schneider Electric | 01022021 |  | Schneider Electric |  | SER | WE4100 |  |  | 626.49 |  | 1 |  | 1 | Kit Wiser driefasig met 4 Powertags | Kit Wiser triphasé avec 4 Powertags |  | Kit Wiser triphasé avec 4 Powertags | [18 empty] | 1 | 3606489737207 | 0 |  | 1 | 0.1 | 0.1 | 0.1 | 0.001 | [23 empty] | 5 | N | [12 empty] | R93 | NN | 8517620000 | [33 empty] | https://eref.se.com/be/nl/sis-tarif/product/WE4100 | https://eref.se.com/be/fr/sis-tarif/product/WE4100